Program Specific1-in-10Size: Over 200kWAll2024June Monthly Peak | Program Specific | 1-in-10 | Size: Over 200kW | All | 2024 | June Monthly Peak | 6 | 141.0538 | 137.3583 | 132.6912 | 132.0581 | 140.5758 | 163.2352 | 189.1373 | 212.0466 | 228.2973 | 238.4272 | 248.0667 | 248.8716 | 244.6135 | 245.9797 | 240.4821 | 228.7391 | 213.6868 | 198.6976 | 189.7134 | 183.7251 | 180.6077 | 172.4174 | 160.2028 | 152.3204 | -1.1179 | -1.6117 | -1.0621 | -1.9158 | -2.6589 | -2.393 | -2.6606 | -2.7839 | -2.9866 | -3.6116 | -2.6223 | -2.8565 | -1.6303 | 1.0965 | 10.3549 | 10.9092 | 10.9098 | 9.9103 | 3.7223 | 1.6784 | 0.9876 | 1.661 | 1.425 | 1.2017 | 71.6446 | 70.3569 | 69.2687 | 68.25 | 67.0974 | 66.1242 | 65.8173 | 66.9532 | 70.3889 | 75.24 | 80.293 | 84.5134 | 87.2456 | 89.3078 | 90.6788 | 91.1542 | 91.6879 | 90.961 | 89.7796 | 87.723 | 84.0171 | 79.9213 | 77.3027 | 75.2922 | 3.7252 | 3.6253 | 3.7712 | 3.5251 | 3.4761 | 3.3925 | 3.7856 | 3.7151 | 4.4292 | 4.4767 | 4.0481 | 3.7692 | 3.5457 | 3.6011 | 3.2013 | 2.7245 | 2.3679 | 2.3377 | 2.3447 | 3.4043 | 3.7132 | 3.8211 | 3.2959 | 3.5037
Program Specific1-in-10Size: Over 200kWAll2024July Monthly Peak | Program Specific | 1-in-10 | Size: Over 200kW | All | 2024 | July Monthly Peak | 7 | 144.8377 | 140.5789 | 136.4155 | 136.4103 | 145.5274 | 169.4124 | 195.3835 | 216.5695 | 230.5464 | 239.543 | 247.5645 | 247.5276 | 243.1488 | 244.0801 | 238.5176 | 228.5387 | 215.1441 | 201.1068 | 192.697 | 187.088 | 184.0316 | 175.549 | 163.1128 | 155.2405 | -1.4037 | -1.9686 | -1.3149 | -1.9121 | -2.71 | -2.5856 | -3.2253 | -2.8692 | -3.0188 | -3.6149 | -3.0663 | -3.484 | -2.2637 | 0.30625 | 9.6762 | 10.5682 | 10.4083 | 9.6594 | 3.8196 | 1.4353 | 0.61865 | 1.4494 | 1.2609 | 1.1186 | 73.9908 | 73.0853 | 72.1817 | 71.4108 | 70.7519 | 70.1717 | 69.8211 | 70.164 | 73.0821 | 77.633 | 82.2133 | 85.7205 | 87.9888 | 89.75 | 91.3164 | 91.8396 | 92.3837 | 91.4164 | 89.5904 | 87.4146 | 84.2661 | 81.2908 | 79.2352 | 77.79 | 3.8567 | 3.7348 | 3.8977 | 3.6676 | 3.6251 | 3.5552 | 3.9398 | 3.8112 | 4.4828 | 4.5027 | 4.0348 | 3.7492 | 3.5281 | 3.5749 | 3.1775 | 2.729 | 2.3942 | 2.3783 | 2.397 | 3.4866 | 3.8081 | 3.9161 | 3.3795 | 3.5946
Program Specific1-in-10Size: Over 200kWAll2024August Monthly Peak | Program Specific | 1-in-10 | Size: Over 200kW | All | 2024 | August Monthly Peak | 8 | 146.1483 | 141.9859 | 137.7147 | 137.4925 | 147.1575 | 172.6226 | 201.7827 | 225.251 | 242.9352 | 253.9644 | 264.1296 | 265.2683 | 261.2731 | 262.8686 | 256.5722 | 242.5421 | 225.3446 | 208.676 | 198.3213 | 193.9386 | 189.1575 | 178.5872 | 165.8956 | 157.6219 | -1.9273 | -2.5171 | -1.7066 | -2.0469 | -2.8768 | -2.8929 | -3.8597 | -3.1527 | -3.2628 | -3.861 | -3.6368 | -4.2627 | -2.986 | -0.368 | 9.8382 | 10.8954 | 10.4234 | 9.7765 | 4.0884 | 1.3074 | 0.32975 | 1.2258 | 1.0369 | 0.94306 | 75.9239 | 75.0588 | 74.1591 | 73.4159 | 72.7852 | 72.2332 | 71.8225 | 71.9128 | 74.5101 | 78.835 | 83.1383 | 87.3694 | 90.6591 | 93.1191 | 94.3725 | 94.5853 | 94.2502 | 93.1454 | 92.0618 | 89.5223 | 85.5118 | 82.2594 | 80.0288 | 78.2559 | 3.953 | 3.8268 | 3.9822 | 3.7363 | 3.7025 | 3.6587 | 4.0969 | 4.0011 | 4.7638 | 4.8158 | 4.3382 | 4.0627 | 3.8391 | 3.9045 | 3.4691 | 2.9383 | 2.5452 | 2.5057 | 2.5039 | 3.655 | 3.953 | 4.0179 | 3.4656 | 3.6736
Program Specific1-in-10Size: Over 200kWAll2024September Monthly Peak | Program Specific | 1-in-10 | Size: Over 200kW | All | 2024 | September Monthly Peak | 9 | 147.9519 | 143.8031 | 138.9364 | 139.5931 | 149.8403 | 176.9986 | 210.1918 | 236.1973 | 259.0093 | 272.0995 | 282.5213 | 283.454 | 279.5001 | 281.3175 | 273.8942 | 256.8685 | 237.2998 | 218.7635 | 208.5076 | 205.1532 | 195.7923 | 183.6642 | 169.7836 | 160.423 | -2.109 | -2.8046 | -1.891 | -1.9527 | -2.8242 | -3.0158 | -4.4929 | -3.2946 | -3.4328 | -4.1446 | -4.4214 | -5.3348 | -3.9512 | -1.4166 | 9.5404 | 10.9476 | 10.1861 | 9.6698 | 4.2998 | 1.0839 | -0.083622 | 1.0294 | 0.88308 | 0.87128 | 78.3009 | 77.123 | 76.0624 | 75.5068 | 74.5437 | 73.7202 | 73.3304 | 73.3373 | 75.5329 | 80.0536 | 85.063 | 90.0466 | 94.0241 | 96.7619 | 97.7649 | 97.7944 | 97.2619 | 96.0084 | 94.3076 | 91.4868 | 87.5526 | 84.0763 | 81.6205 | 79.8077 | 4.1039 | 3.9769 | 4.1331 | 3.9132 | 3.8898 | 3.8547 | 4.385 | 4.3159 | 5.24 | 5.3279 | 4.8018 | 4.4934 | 4.2524 | 4.3216 | 3.828 | 3.2115 | 2.7561 | 2.7014 | 2.7014 | 3.9887 | 4.2249 | 4.2678 | 3.6603 | 3.8541
Program Specific1-in-10Size: Over 200kWAll2024October Monthly Peak | Program Specific | 1-in-10 | Size: Over 200kW | All | 2024 | October Monthly Peak | 10 | 126.1529 | 123.1721 | 118.8511 | 118.9191 | 127.373 | 150.6305 | 180.9426 | 201.0478 | 215.3947 | 224.7412 | 233.6024 | 237.3271 | 237.4779 | 239.6409 | 233.2819 | 218.8003 | 203.2721 | 194.4194 | 184.2035 | 175.7537 | 167.2818 | 157.5677 | 145.6471 | 138.4434 | -1.094 | -1.5797 | -1.038 | -1.7517 | -2.4242 | -2.2621 | -2.6634 | -2.6653 | -2.7332 | -3.3907 | -2.5564 | -2.848 | -1.6737 | 0.88231 | 9.8335 | 10.271 | 10.2432 | 9.5432 | 3.6784 | 1.5891 | 0.81588 | 1.4539 | 1.2138 | 1.0247 | 73.8613 | 73.2338 | 72.5309 | 71.261 | 70.2782 | 69.5138 | 69.1772 | 68.9322 | 69.8558 | 73.5161 | 78.1125 | 82.9325 | 86.7448 | 89.2002 | 90.2175 | 90.3344 | 89.461 | 87.7344 | 85.0699 | 81.7967 | 78.7064 | 76.6754 | 75.1611 | 73.7984 | 3.3652 | 3.2892 | 3.4129 | 3.2133 | 3.1899 | 3.1689 | 3.6693 | 3.5481 | 4.1846 | 4.2218 | 3.806 | 3.6002 | 3.4632 | 3.5292 | 3.1245 | 2.6226 | 2.2669 | 2.306 | 2.289 | 3.2979 | 3.4798 | 3.5392 | 3.0295 | 3.2257
Program Specific1-in-10Size: Over 200kWAll2024November Monthly Peak | Program Specific | 1-in-10 | Size: Over 200kW | All | 2024 | November Monthly Peak | 11 | 127.766 | 124.5907 | 120.4166 | 119.8518 | 128.3128 | 150.6219 | 176.7179 | 194.8956 | 207.1719 | 213.8539 | 220.7224 | 223.3207 | 222.199 | 223.8663 | 217.5168 | 203.6696 | 190.9945 | 184.7939 | 175.8085 | 168.4861 | 162.0322 | 154.2757 | 142.5539 | 135.6995 | 0.0059307 | -0.28591 | -0.12087 | -1.9636 | -2.5218 | -1.7902 | -0.64098 | -2.3932 | -2.4433 | -3.1895 | -0.66836 | -0.10649 | 1.1025 | 4.1293 | 11.855 | 11.0578 | 12.1007 | 10.7007 | 3.3791 | 2.5798 | 2.2059 | 2.2953 | 1.8778 | 1.3563 | 63.3952 | 62.1005 | 61.3116 | 60.2121 | 59.3096 | 58.5553 | 58.2105 | 58.5263 | 60.6507 | 64.9606 | 70.2887 | 74.5406 | 77.2911 | 78.9075 | 79.9219 | 79.9585 | 78.7011 | 76.3611 | 73.7296 | 70.9893 | 68.8402 | 67.2056 | 65.605 | 64.7288 | 3.6311 | 3.5419 | 3.6876 | 3.4564 | 3.4331 | 3.3873 | 3.8263 | 3.6783 | 4.3172 | 4.2866 | 3.8404 | 3.6185 | 3.4566 | 3.5135 | 3.1074 | 2.6008 | 2.2715 | 2.3356 | 2.3269 | 3.369 | 3.5909 | 3.6932 | 3.1648 | 3.3782
Program Specific1-in-10Size: Over 200kWAll2024December Monthly Peak | Program Specific | 1-in-10 | Size: Over 200kW | All | 2024 | December Monthly Peak | 12 | 124.4074 | 121.1411 | 117.8087 | 118.3443 | 127.0107 | 149.0743 | 177.5933 | 193.5148 | 202.3129 | 202.6296 | 202.4544 | 198.6265 | 193.3638 | 191.156 | 184.0153 | 174.0217 | 167.1244 | 165.5774 | 160.6593 | 156.7464 | 151.5676 | 144.8397 | 135.9255 | 130.2978 | 0.050292 | -0.23672 | -0.089069 | -1.9129 | -2.4733 | -1.7466 | -0.61516 | -2.3438 | -2.3681 | -2.999 | -0.60019 | -0.083157 | 0.97314 | 3.5602 | 10.1077 | 9.4901 | 10.6041 | 9.5977 | 3.0956 | 2.4208 | 2.0893 | 2.1646 | 1.8137 | 1.3232 | 44.6544 | 43.9968 | 43.3449 | 42.9131 | 42.4364 | 41.6285 | 41.7178 | 41.7704 | 42.521 | 44.6477 | 47.2343 | 49.4123 | 50.7369 | 51.115 | 51.4325 | 51.579 | 51.0315 | 49.6629 | 48.0201 | 47.0378 | 46.1598 | 45.285 | 44.6872 | 44.2319 | 3.5286 | 3.4324 | 3.5887 | 3.3936 | 3.3807 | 3.3491 | 3.8273 | 3.6344 | 4.1777 | 4.0418 | 3.5092 | 3.2094 | 3.0051 | 3.0017 | 2.6252 | 2.23 | 1.998 | 2.1042 | 2.1372 | 3.1522 | 3.3679 | 3.4533 | 3.0122 | 3.2342
Program Specific1-in-10Size: Over 200kWAll2024Typical Event Day | Program Specific | 1-in-10 | Size: Over 200kW | All | 2024 | Typical Event Day | 8 | 145.2997 | 141.1858 | 136.9505 | 136.7516 | 146.3566 | 171.5168 | 200.2556 | 223.0513 | 240.06 | 250.7447 | 260.6455 | 261.7732 | 257.7554 | 259.4271 | 253.2431 | 239.5504 | 222.6859 | 206.3731 | 196.2213 | 191.9662 | 187.466 | 177.2339 | 164.7034 | 156.5798 | -1.6341 | -2.2191 | -1.4915 | -1.9612 | -2.7764 | -2.7291 | -3.5554 | -3.0228 | -3.1623 | -3.7918 | -3.4086 | -3.9516 | -2.6697 | -0.03409 | 9.9566 | 10.8954 | 10.521 | 9.7585 | 3.9603 | 1.3856 | 0.47613 | 1.342 | 1.1564 | 1.035 | 74.9651 | 73.906 | 72.918 | 72.1459 | 71.2946 | 70.5623 | 70.1978 | 70.5918 | 73.3785 | 77.9404 | 82.6769 | 86.9125 | 89.9794 | 92.2347 | 93.5331 | 93.8434 | 93.8959 | 92.8828 | 91.4349 | 89.0367 | 85.3369 | 81.8869 | 79.5468 | 77.7865 | 3.9002 | 3.779 | 3.9378 | 3.7 | 3.6658 | 3.616 | 4.0494 | 3.9434 | 4.6928 | 4.7414 | 4.2688 | 3.9961 | 3.7732 | 3.8384 | 3.409 | 2.8872 | 2.4994 | 2.462 | 2.4594 | 3.6047 | 3.9051 | 3.9728 | 3.4286 | 3.6365
Program Specific1-in-10Size: Over 200kWAll2025January Monthly Peak | Program Specific | 1-in-10 | Size: Over 200kW | All | 2025 | January Monthly Peak | 1 | 129.5757 | 125.6732 | 122.144 | 122.8695 | 132.2262 | 157.4735 | 191.4644 | 211.4955 | 221.1155 | 220.846 | 220.7558 | 216.8938 | 212.0881 | 210.3658 | 202.1975 | 190.2266 | 180.2015 | 177.6136 | 173.3191 | 169.497 | 163.2908 | 155.2919 | 145.6285 | 138.8104 | 0.036042 | -0.26629 | -0.10247 | -2.0027 | -2.5887 | -1.8499 | -0.66412 | -2.5729 | -2.5837 | -3.2726 | -0.64543 | -0.08473 | 1.0759 | 3.9115 | 11.0771 | 10.3452 | 11.427 | 10.2816 | 3.3455 | 2.6235 | 2.2553 | 2.3269 | 1.9491 | 1.4148 | 42.0527 | 41.8327 | 41.1478 | 40.4739 | 40.0341 | 39.5612 | 39.0756 | 38.7183 | 39.3009 | 42.07 | 44.7916 | 47.1827 | 48.832 | 49.9629 | 50.9097 | 51.2268 | 50.845 | 49.7139 | 47.8831 | 46.7717 | 45.7751 | 45.3617 | 44.8291 | 44.1845 | 3.6865 | 3.5752 | 3.738 | 3.5521 | 3.5395 | 3.5483 | 4.146 | 3.9934 | 4.5895 | 4.4272 | 3.846 | 3.5183 | 3.3086 | 3.3173 | 2.8966 | 2.4465 | 2.1576 | 2.261 | 2.3088 | 3.4139 | 3.6342 | 3.7088 | 3.236 | 3.4564
Program Specific1-in-10Size: Over 200kWAll2025February Monthly Peak | Program Specific | 1-in-10 | Size: Over 200kW | All | 2025 | February Monthly Peak | 2 | 123.8294 | 120.4977 | 116.8449 | 117.2621 | 125.999 | 149.0407 | 179.4029 | 195.7325 | 203.6463 | 205.0362 | 207.1219 | 206.2101 | 203.1296 | 203.1888 | 196.4045 | 185.1415 | 174.7898 | 171.5344 | 166.1779 | 161.2996 | 155.8495 | 148.9885 | 139.3968 | 133.3229 | 0.021652 | -0.26216 | -0.10398 | -1.9046 | -2.4593 | -1.744 | -0.62631 | -2.3701 | -2.3799 | -3.03 | -0.61975 | -0.092502 | 1.0111 | 3.7794 | 10.7883 | 10.1096 | 11.1023 | 9.9464 | 3.184 | 2.4686 | 2.1369 | 2.2236 | 1.8561 | 1.3532 | 48.6334 | 48.2299 | 47.7988 | 47.2279 | 46.8391 | 46.4002 | 45.7873 | 46.0387 | 47.2899 | 50.7693 | 54.197 | 57.3673 | 59.2857 | 60.3034 | 60.9392 | 61.1575 | 60.186 | 59.1996 | 57.2741 | 55.2202 | 53.8431 | 52.548 | 51.5487 | 50.169 | 3.5162 | 3.4214 | 3.5665 | 3.3692 | 3.3544 | 3.3404 | 3.868 | 3.6754 | 4.1993 | 4.0766 | 3.5781 | 3.3174 | 3.1406 | 3.1747 | 2.7921 | 2.3625 | 2.0799 | 2.1709 | 2.2034 | 3.223 | 3.4483 | 3.5482 | 3.0847 | 3.3106
Program Specific1-in-10Size: Over 200kWAll2025March Monthly Peak | Program Specific | 1-in-10 | Size: Over 200kW | All | 2025 | March Monthly Peak | 3 | 126.9327 | 123.1959 | 119.2093 | 118.1082 | 125.6911 | 146.994 | 172.8692 | 190.6323 | 201.6192 | 207.0704 | 214.1029 | 216.9794 | 216.3404 | 219.5445 | 214.3983 | 202.9638 | 189.7331 | 177.4392 | 169.3956 | 167.568 | 163.6762 | 156.1962 | 144.4584 | 136.8267 | 0.0036432 | -0.27809 | -0.11837 | -1.9152 | -2.4578 | -1.7132 | -0.61899 | -2.3117 | -2.39 | -3.0689 | -0.66094 | -0.11222 | 1.0493 | 4.0755 | 11.7762 | 11.1008 | 12.036 | 10.2904 | 3.2164 | 2.5332 | 2.2303 | 2.3179 | 1.9097 | 1.3793 | 60.3474 | 59.0354 | 58.1583 | 57.5767 | 56.5483 | 55.554 | 54.9109 | 55.5546 | 58.9878 | 63.8395 | 68.9869 | 73.3941 | 76.4205 | 78.0356 | 78.7383 | 79.2659 | 78.838 | 77.4292 | 74.799 | 71.3502 | 68.2448 | 65.3653 | 63.0978 | 61.3282 | 3.5905 | 3.4835 | 3.6328 | 3.3727 | 3.3336 | 3.2682 | 3.7042 | 3.5541 | 4.1371 | 4.0888 | 3.6746 | 3.4727 | 3.3242 | 3.4029 | 3.0284 | 2.5689 | 2.2404 | 2.227 | 2.2345 | 3.3226 | 3.6045 | 3.7082 | 3.1857 | 3.3836
Program Specific1-in-10Size: Over 200kWAll2025April Monthly Peak | Program Specific | 1-in-10 | Size: Over 200kW | All | 2025 | April Monthly Peak | 4 | 130.2028 | 126.4225 | 122.1428 | 120.9659 | 128.6391 | 150.8555 | 178.0632 | 199.0624 | 213.8899 | 222.6828 | 232.2652 | 236.3527 | 236.6789 | 240.2666 | 234.8291 | 221.5225 | 205.8354 | 191.0113 | 180.9408 | 177.7388 | 172.0773 | 162.7848 | 149.8389 | 141.3731 | -0.7577 | -1.2125 | -0.77222 | -1.7808 | -2.4171 | -2.0821 | -2.0773 | -2.5393 | -2.6393 | -3.3347 | -2.0828 | -2.151 | -0.94432 | 1.8007 | 10.6544 | 10.8323 | 11.0473 | 9.7857 | 3.5327 | 1.8647 | 1.2105 | 1.7363 | 1.4493 | 1.1597 | 70.4727 | 69.0205 | 67.4366 | 66.1694 | 65.17 | 64.2448 | 63.626 | 63.7104 | 66.8209 | 72.4277 | 78.1483 | 83.4896 | 86.95 | 88.9221 | 89.6605 | 90.0621 | 89.8593 | 88.9679 | 87.1355 | 83.4111 | 78.6816 | 74.8632 | 72.2774 | 70.325 | 3.4608 | 3.361 | 3.5012 | 3.2533 | 3.2124 | 3.1545 | 3.5898 | 3.4922 | 4.1365 | 4.1546 | 3.7645 | 3.5722 | 3.4361 | 3.5186 | 3.131 | 2.6426 | 2.2859 | 2.2541 | 2.2424 | 3.3205 | 3.5691 | 3.641 | 3.1094 | 3.2855
Program Specific1-in-10Size: Over 200kWAll2025May Monthly Peak | Program Specific | 1-in-10 | Size: Over 200kW | All | 2025 | May Monthly Peak | 5 | 134.15 | 130.6636 | 125.9105 | 125.2755 | 133.8375 | 156.6814 | 183.2783 | 208.3852 | 226.7874 | 237.4861 | 247.5282 | 250.8828 | 249.7377 | 252.1145 | 246.1204 | 230.7955 | 214.0642 | 198.0181 | 187.0451 | 181.4907 | 177.0242 | 167.6932 | 155.2064 | 146.8749 | -1.0803 | -1.5557 | -1.021 | -1.8727 | -2.5697 | -2.3112 | -2.5172 | -2.7509 | -2.9209 | -3.5891 | -2.5323 | -2.7433 | -1.5107 | 1.2797 | 10.6811 | 11.022 | 11.0289 | 9.9216 | 3.7025 | 1.7257 | 1.0078 | 1.6229 | 1.3645 | 1.1229 | 70.8978 | 69.5515 | 68.1605 | 67.2173 | 66.4344 | 65.5359 | 65.316 | 65.6487 | 69.1531 | 75.0911 | 80.7525 | 85.0569 | 88.0235 | 90.0099 | 91.462 | 92.1127 | 91.8068 | 90.8072 | 88.8902 | 86.2479 | 82.8018 | 78.9054 | 76.0758 | 73.7356 | 3.5459 | 3.4526 | 3.5848 | 3.3525 | 3.3205 | 3.2588 | 3.6638 | 3.6385 | 4.3777 | 4.4254 | 4.0122 | 3.7891 | 3.6239 | 3.6946 | 3.2822 | 2.7517 | 2.375 | 2.3334 | 2.3116 | 3.3731 | 3.6355 | 3.72 | 3.1966 | 3.3836
Program Specific1-in-10Size: Over 200kWAll2025June Monthly Peak | Program Specific | 1-in-10 | Size: Over 200kW | All | 2025 | June Monthly Peak | 6 | 141.0538 | 137.3583 | 132.6912 | 132.0581 | 140.5758 | 163.2352 | 189.1373 | 212.0466 | 228.2973 | 238.4272 | 248.0667 | 248.8716 | 244.6135 | 245.9797 | 240.4821 | 228.7391 | 213.6868 | 198.6976 | 189.7134 | 183.7251 | 180.6078 | 172.4174 | 160.2028 | 152.3204 | -1.1179 | -1.6117 | -1.0621 | -1.9158 | -2.6589 | -2.393 | -2.6606 | -2.7839 | -2.9866 | -3.6116 | -2.6223 | -2.8565 | -1.6303 | 1.0965 | 10.3549 | 10.9092 | 10.9098 | 9.9104 | 3.7223 | 1.6784 | 0.9876 | 1.661 | 1.425 | 1.2017 | 71.6446 | 70.3569 | 69.2687 | 68.25 | 67.0974 | 66.1242 | 65.8173 | 66.9532 | 70.3889 | 75.24 | 80.293 | 84.5134 | 87.2456 | 89.3078 | 90.6788 | 91.1542 | 91.6879 | 90.961 | 89.7796 | 87.723 | 84.0171 | 79.9213 | 77.3027 | 75.2922 | 3.7252 | 3.6253 | 3.7712 | 3.5251 | 3.4761 | 3.3925 | 3.7856 | 3.7151 | 4.4292 | 4.4767 | 4.0481 | 3.7692 | 3.5457 | 3.6011 | 3.2013 | 2.7245 | 2.3679 | 2.3377 | 2.3447 | 3.4043 | 3.7132 | 3.8211 | 3.2959 | 3.5037
Program Specific1-in-10Size: Over 200kWAll2025July Monthly Peak | Program Specific | 1-in-10 | Size: Over 200kW | All | 2025 | July Monthly Peak | 7 | 144.8377 | 140.5789 | 136.4155 | 136.4103 | 145.5274 | 169.4124 | 195.3835 | 216.5695 | 230.5464 | 239.543 | 247.5645 | 247.5276 | 243.1488 | 244.0801 | 238.5175 | 228.5387 | 215.1441 | 201.1068 | 192.697 | 187.088 | 184.0316 | 175.549 | 163.1128 | 155.2405 | -1.4037 | -1.9686 | -1.3149 | -1.9121 | -2.71 | -2.5856 | -3.2253 | -2.8692 | -3.0188 | -3.6149 | -3.0663 | -3.484 | -2.2637 | 0.30625 | 9.6762 | 10.5682 | 10.4083 | 9.6594 | 3.8196 | 1.4353 | 0.61865 | 1.4494 | 1.2609 | 1.1186 | 73.9908 | 73.0853 | 72.1817 | 71.4107 | 70.7519 | 70.1717 | 69.8211 | 70.164 | 73.0821 | 77.633 | 82.2133 | 85.7205 | 87.9888 | 89.75 | 91.3164 | 91.8396 | 92.3837 | 91.4164 | 89.5904 | 87.4146 | 84.2661 | 81.2908 | 79.2352 | 77.79 | 3.8567 | 3.7348 | 3.8977 | 3.6676 | 3.6251 | 3.5552 | 3.9398 | 3.8112 | 4.4828 | 4.5027 | 4.0348 | 3.7492 | 3.5281 | 3.5749 | 3.1775 | 2.729 | 2.3942 | 2.3783 | 2.397 | 3.4866 | 3.8081 | 3.9161 | 3.3795 | 3.5946
Program Specific1-in-10Size: Over 200kWAll2025August Monthly Peak | Program Specific | 1-in-10 | Size: Over 200kW | All | 2025 | August Monthly Peak | 8 | 146.1483 | 141.9859 | 137.7147 | 137.4925 | 147.1575 | 172.6226 | 201.7827 | 225.251 | 242.9352 | 253.9644 | 264.1296 | 265.2683 | 261.2731 | 262.8685 | 256.5723 | 242.5421 | 225.3446 | 208.676 | 198.3213 | 193.9386 | 189.1575 | 178.5872 | 165.8956 | 157.6219 | -1.9273 | -2.5171 | -1.7066 | -2.0469 | -2.8768 | -2.8929 | -3.8597 | -3.1527 | -3.2628 | -3.861 | -3.6368 | -4.2627 | -2.986 | -0.368 | 9.8382 | 10.8954 | 10.4234 | 9.7765 | 4.0884 | 1.3074 | 0.32975 | 1.2258 | 1.0369 | 0.94306 | 75.9239 | 75.0588 | 74.1591 | 73.4159 | 72.7852 | 72.2332 | 71.8225 | 71.9128 | 74.5101 | 78.835 | 83.1383 | 87.3694 | 90.6591 | 93.1191 | 94.3725 | 94.5853 | 94.2502 | 93.1453 | 92.0618 | 89.5223 | 85.5118 | 82.2594 | 80.0288 | 78.2559 | 3.953 | 3.8268 | 3.9822 | 3.7363 | 3.7025 | 3.6587 | 4.0969 | 4.0011 | 4.7638 | 4.8158 | 4.3382 | 4.0627 | 3.8391 | 3.9045 | 3.4691 | 2.9383 | 2.5452 | 2.5057 | 2.5039 | 3.655 | 3.953 | 4.0179 | 3.4656 | 3.6736
Program Specific1-in-10Size: Over 200kWAll2025September Monthly Peak | Program Specific | 1-in-10 | Size: Over 200kW | All | 2025 | September Monthly Peak | 9 | 147.9519 | 143.8031 | 138.9364 | 139.5931 | 149.8403 | 176.9986 | 210.1918 | 236.1973 | 259.0093 | 272.0995 | 282.5213 | 283.454 | 279.5001 | 281.3175 | 273.8942 | 256.8685 | 237.2998 | 218.7635 | 208.5076 | 205.1532 | 195.7923 | 183.6642 | 169.7836 | 160.423 | -2.109 | -2.8046 | -1.891 | -1.9527 | -2.8242 | -3.0158 | -4.4929 | -3.2946 | -3.4328 | -4.1446 | -4.4214 | -5.3348 | -3.9512 | -1.4166 | 9.5404 | 10.9476 | 10.1861 | 9.6698 | 4.2998 | 1.0839 | -0.083622 | 1.0294 | 0.88308 | 0.87128 | 78.3009 | 77.123 | 76.0624 | 75.5068 | 74.5437 | 73.7202 | 73.3304 | 73.3373 | 75.5329 | 80.0536 | 85.063 | 90.0466 | 94.0241 | 96.7619 | 97.7649 | 97.7944 | 97.2619 | 96.0084 | 94.3076 | 91.4868 | 87.5526 | 84.0763 | 81.6205 | 79.8077 | 4.1039 | 3.9769 | 4.1331 | 3.9132 | 3.8898 | 3.8547 | 4.385 | 4.3159 | 5.24 | 5.3279 | 4.8018 | 4.4934 | 4.2524 | 4.3216 | 3.828 | 3.2115 | 2.7561 | 2.7014 | 2.7014 | 3.9887 | 4.2249 | 4.2678 | 3.6603 | 3.8541
Program Specific1-in-10Size: Over 200kWAll2025October Monthly Peak | Program Specific | 1-in-10 | Size: Over 200kW | All | 2025 | October Monthly Peak | 10 | 126.1529 | 123.1721 | 118.8511 | 118.9191 | 127.373 | 150.6305 | 180.9426 | 201.0478 | 215.3947 | 224.7412 | 233.6024 | 237.3271 | 237.4779 | 239.6409 | 233.2819 | 218.8003 | 203.2721 | 194.4194 | 184.2035 | 175.7537 | 167.2818 | 157.5677 | 145.6471 | 138.4434 | -1.094 | -1.5797 | -1.038 | -1.7517 | -2.4242 | -2.2621 | -2.6634 | -2.6653 | -2.7332 | -3.3907 | -2.5564 | -2.848 | -1.6737 | 0.88231 | 9.8335 | 10.271 | 10.2432 | 9.5432 | 3.6784 | 1.5891 | 0.81588 | 1.4539 | 1.2138 | 1.0247 | 73.8612 | 73.2339 | 72.5309 | 71.261 | 70.2782 | 69.5138 | 69.1772 | 68.9322 | 69.8558 | 73.5161 | 78.1125 | 82.9325 | 86.7448 | 89.2002 | 90.2175 | 90.3344 | 89.461 | 87.7344 | 85.0699 | 81.7967 | 78.7064 | 76.6754 | 75.1611 | 73.7984 | 3.3652 | 3.2892 | 3.4129 | 3.2133 | 3.1899 | 3.1689 | 3.6693 | 3.5481 | 4.1846 | 4.2218 | 3.806 | 3.6002 | 3.4632 | 3.5292 | 3.1245 | 2.6226 | 2.2669 | 2.306 | 2.289 | 3.2979 | 3.4798 | 3.5392 | 3.0295 | 3.2257
Program Specific1-in-10Size: Over 200kWAll2025November Monthly Peak | Program Specific | 1-in-10 | Size: Over 200kW | All | 2025 | November Monthly Peak | 11 | 127.766 | 124.5907 | 120.4166 | 119.8518 | 128.3127 | 150.6219 | 176.7179 | 194.8956 | 207.1719 | 213.8539 | 220.7224 | 223.3207 | 222.199 | 223.8663 | 217.5168 | 203.6696 | 190.9945 | 184.7939 | 175.8085 | 168.4861 | 162.0322 | 154.2757 | 142.5539 | 135.6995 | 0.0059306 | -0.28591 | -0.12087 | -1.9636 | -2.5218 | -1.7902 | -0.64098 | -2.3932 | -2.4433 | -3.1895 | -0.66836 | -0.10649 | 1.1025 | 4.1293 | 11.855 | 11.0578 | 12.1007 | 10.7007 | 3.3791 | 2.5798 | 2.2059 | 2.2953 | 1.8778 | 1.3563 | 63.3952 | 62.1005 | 61.3116 | 60.2121 | 59.3096 | 58.5553 | 58.2105 | 58.5263 | 60.6507 | 64.9606 | 70.2887 | 74.5406 | 77.2911 | 78.9075 | 79.9219 | 79.9585 | 78.7011 | 76.3611 | 73.7296 | 70.9893 | 68.8402 | 67.2056 | 65.605 | 64.7288 | 3.6311 | 3.5419 | 3.6876 | 3.4564 | 3.4331 | 3.3873 | 3.8263 | 3.6783 | 4.3172 | 4.2866 | 3.8404 | 3.6185 | 3.4566 | 3.5135 | 3.1074 | 2.6008 | 2.2715 | 2.3356 | 2.3269 | 3.369 | 3.5909 | 3.6932 | 3.1648 | 3.3782
Program Specific1-in-10Size: Over 200kWAll2025December Monthly Peak | Program Specific | 1-in-10 | Size: Over 200kW | All | 2025 | December Monthly Peak | 12 | 124.4074 | 121.1411 | 117.8087 | 118.3443 | 127.0107 | 149.0743 | 177.5933 | 193.5148 | 202.3129 | 202.6296 | 202.4544 | 198.6265 | 193.3638 | 191.156 | 184.0153 | 174.0217 | 167.1244 | 165.5774 | 160.6593 | 156.7464 | 151.5676 | 144.8397 | 135.9255 | 130.2978 | 0.050292 | -0.23672 | -0.089069 | -1.9129 | -2.4733 | -1.7466 | -0.61516 | -2.3438 | -2.3681 | -2.999 | -0.60019 | -0.083157 | 0.97314 | 3.5602 | 10.1077 | 9.4901 | 10.6041 | 9.5977 | 3.0956 | 2.4208 | 2.0893 | 2.1646 | 1.8137 | 1.3232 | 44.6544 | 43.9968 | 43.3449 | 42.9131 | 42.4364 | 41.6285 | 41.7178 | 41.7704 | 42.521 | 44.6477 | 47.2343 | 49.4123 | 50.7369 | 51.1149 | 51.4325 | 51.579 | 51.0315 | 49.6629 | 48.0201 | 47.0378 | 46.1598 | 45.285 | 44.6872 | 44.2319 | 3.5286 | 3.4324 | 3.5887 | 3.3936 | 3.3807 | 3.3491 | 3.8273 | 3.6344 | 4.1777 | 4.0418 | 3.5092 | 3.2094 | 3.0051 | 3.0017 | 2.6252 | 2.23 | 1.998 | 2.1042 | 2.1372 | 3.1522 | 3.3679 | 3.4533 | 3.0122 | 3.2342
Program Specific1-in-10Size: Over 200kWAll2025Typical Event Day | Program Specific | 1-in-10 | Size: Over 200kW | All | 2025 | Typical Event Day | 8 | 145.2997 | 141.1858 | 136.9504 | 136.7516 | 146.3566 | 171.5168 | 200.2556 | 223.0513 | 240.06 | 250.7447 | 260.6455 | 261.7732 | 257.7554 | 259.4271 | 253.2431 | 239.5504 | 222.6859 | 206.3731 | 196.2213 | 191.9662 | 187.466 | 177.2339 | 164.7034 | 156.5798 | -1.6341 | -2.2191 | -1.4915 | -1.9612 | -2.7764 | -2.7291 | -3.5554 | -3.0228 | -3.1623 | -3.7918 | -3.4086 | -3.9516 | -2.6697 | -0.03409 | 9.9566 | 10.8954 | 10.521 | 9.7585 | 3.9603 | 1.3856 | 0.47613 | 1.342 | 1.1564 | 1.035 | 74.9651 | 73.906 | 72.918 | 72.1459 | 71.2946 | 70.5623 | 70.1978 | 70.5918 | 73.3785 | 77.9404 | 82.6769 | 86.9125 | 89.9794 | 92.2347 | 93.5331 | 93.8434 | 93.8959 | 92.8828 | 91.4349 | 89.0367 | 85.3369 | 81.8869 | 79.5468 | 77.7865 | 3.9002 | 3.779 | 3.9378 | 3.7 | 3.6658 | 3.616 | 4.0494 | 3.9434 | 4.6928 | 4.7414 | 4.2688 | 3.9961 | 3.7732 | 3.8384 | 3.409 | 2.8872 | 2.4994 | 2.462 | 2.4594 | 3.6047 | 3.9051 | 3.9728 | 3.4286 | 3.6365
Program Specific1-in-2Size: Over 200kWAll2015January Monthly Peak | Program Specific | 1-in-2 | Size: Over 200kW | All | 2015 | January Monthly Peak | 1 | 126.0844 | 122.5195 | 118.9302 | 119.4807 | 128.4741 | 152.3869 | 184.225 | 201.9904 | 210.4615 | 211.0117 | 212.0672 | 209.8567 | 206.0073 | 205.3022 | 197.951 | 186.4768 | 176.3845 | 173.5209 | 168.686 | 164.3178 | 158.6204 | 151.3518 | 141.7621 | 135.4158 | 0.026109 | -0.26477 | -0.10432 | -1.9443 | -2.5118 | -1.7874 | -0.64284 | -2.4524 | -2.4618 | -3.1227 | -0.62896 | -0.089265 | 1.0336 | 3.819 | 10.8639 | 10.1678 | 11.1969 | 10.0548 | 3.2418 | 2.5261 | 2.1814 | 2.2623 | 1.8917 | 1.3769 | 46.3573 | 45.5251 | 44.818 | 44.3337 | 43.9215 | 43.8029 | 43.5802 | 43.3947 | 43.7534 | 45.6868 | 48.8991 | 51.7014 | 53.5644 | 54.9428 | 55.8505 | 56.3375 | 56.1821 | 54.7636 | 52.8825 | 51.422 | 50.3183 | 49.3298 | 48.4778 | 47.5625 | 3.5829 | 3.4815 | 3.6344 | 3.4423 | 3.4286 | 3.4237 | 3.9797 | 3.8016 | 4.3516 | 4.2094 | 3.6761 | 3.3873 | 3.1965 | 3.2195 | 2.8226 | 2.387 | 2.1041 | 2.2012 | 2.2409 | 3.294 | 3.5182 | 3.6085 | 3.143 | 3.3671
Program Specific1-in-2Size: Over 200kWAll2015February Monthly Peak | Program Specific | 1-in-2 | Size: Over 200kW | All | 2015 | February Monthly Peak | 2 | 124.6663 | 121.2386 | 117.6084 | 118.0579 | 126.8964 | 150.2691 | 181.1959 | 198.028 | 206.126 | 207.1473 | 208.8063 | 207.3844 | 203.9928 | 203.745 | 196.755 | 185.414 | 175.1821 | 172.1002 | 166.9752 | 162.3173 | 156.8069 | 149.827 | 140.2404 | 134.0752 | 0.027176 | -0.25995 | -0.10174 | -1.9164 | -2.4752 | -1.7558 | -0.62989 | -2.3948 | -2.4053 | -3.059 | -0.62359 | -0.091754 | 1.0185 | 3.7916 | 10.8081 | 10.1224 | 11.1275 | 9.9792 | 3.2022 | 2.4857 | 2.15 | 2.2355 | 1.8681 | 1.3609 | 49.5691 | 49.225 | 48.862 | 48.4769 | 47.9924 | 47.6757 | 47.5064 | 47.4471 | 48.0113 | 49.7913 | 51.7901 | 53.6499 | 54.3972 | 54.617 | 54.6727 | 54.1395 | 53.9326 | 53.2329 | 51.975 | 50.7772 | 49.6585 | 49.0614 | 47.8291 | 46.7612 | 3.5397 | 3.4419 | 3.5889 | 3.3922 | 3.378 | 3.3678 | 3.9042 | 3.7168 | 4.2476 | 4.1173 | 3.6073 | 3.3374 | 3.1559 | 3.1861 | 2.7992 | 2.3681 | 2.086 | 2.1794 | 2.215 | 3.2443 | 3.4693 | 3.5664 | 3.1026 | 3.328
Program Specific1-in-2Size: Over 200kWAll2015March Monthly Peak | Program Specific | 1-in-2 | Size: Over 200kW | All | 2015 | March Monthly Peak | 3 | 130.057 | 125.7904 | 122.1075 | 121.2793 | 129.3983 | 152.1462 | 180.5637 | 199.5113 | 209.4535 | 210.9496 | 214.1121 | 213.3492 | 210.3792 | 211.5982 | 205.3855 | 194.5458 | 183.3476 | 173.4538 | 167.8592 | 168.039 | 164.7302 | 157.5128 | 146.504 | 138.7776 | 0.029264 | -0.26743 | -0.10865 | -1.9643 | -2.5264 | -1.7667 | -0.63297 | -2.4087 | -2.4618 | -3.1138 | -0.6521 | -0.1028 | 1.0381 | 3.941 | 11.2937 | 10.6361 | 11.6339 | 10.0611 | 3.2063 | 2.5553 | 2.2495 | 2.3374 | 1.9436 | 1.4029 | 49.3968 | 48.4409 | 47.6363 | 47.1827 | 46.848 | 46.3703 | 45.9914 | 45.997 | 47.9594 | 50.3112 | 52.7267 | 54.7114 | 55.9452 | 56.9292 | 57.3005 | 57.672 | 57.4259 | 56.7293 | 55.2827 | 53.3064 | 52.0077 | 50.8374 | 49.9037 | 49.0314 | 3.6811 | 3.5571 | 3.7211 | 3.4709 | 3.4369 | 3.3902 | 3.8678 | 3.722 | 4.2947 | 4.1639 | 3.6784 | 3.4204 | 3.2406 | 3.2906 | 2.909 | 2.4724 | 2.1732 | 2.185 | 2.2209 | 3.3433 | 3.6333 | 3.7348 | 3.2332 | 3.4342
Program Specific1-in-2Size: Over 200kWAll2015April Monthly Peak | Program Specific | 1-in-2 | Size: Over 200kW | All | 2015 | April Monthly Peak | 4 | 127.0561 | 123.339 | 119.325 | 118.2071 | 125.7845 | 147.1002 | 172.9926 | 190.9316 | 202.1771 | 207.926 | 215.1971 | 218.233 | 217.7074 | 220.9795 | 215.8428 | 204.2596 | 190.8281 | 178.3178 | 170.1151 | 168.172 | 164.166 | 156.5651 | 144.7302 | 137.0498 | 0.0039737 | -0.27813 | -0.11799 | -1.9167 | -2.4596 | -1.7142 | -0.61891 | -2.3156 | -2.3948 | -3.0815 | -0.66037 | -0.10921 | 1.0636 | 4.1068 | 11.8575 | 11.1741 | 12.1165 | 10.3484 | 3.2361 | 2.5471 | 2.2392 | 2.3259 | 1.9147 | 1.3824 | 62.6545 | 61.6296 | 60.2984 | 59.2413 | 58.374 | 57.7052 | 57.2378 | 57.1571 | 59.4599 | 63.4679 | 67.8818 | 72.0896 | 75.4861 | 77.989 | 79.3794 | 79.9786 | 80.0028 | 79.441 | 77.8545 | 75.2031 | 71.3877 | 68.5703 | 66.301 | 64.1262 | 3.5951 | 3.4885 | 3.6372 | 3.3763 | 3.3367 | 3.2713 | 3.7081 | 3.5616 | 4.1525 | 4.1115 | 3.699 | 3.4986 | 3.3515 | 3.4317 | 3.0543 | 2.5892 | 2.2558 | 2.2402 | 2.2457 | 3.3378 | 3.618 | 3.7197 | 3.1933 | 3.3903
Program Specific1-in-2Size: Over 200kWAll2015May Monthly Peak | Program Specific | 1-in-2 | Size: Over 200kW | All | 2015 | May Monthly Peak | 5 | 130.2823 | 126.9056 | 122.4333 | 121.8575 | 130.2694 | 151.9359 | 176.8694 | 198.4008 | 212.7528 | 220.2319 | 227.8334 | 230.196 | 228.2256 | 230.3823 | 224.8035 | 211.4399 | 197.184 | 183.6716 | 174.6532 | 170.4244 | 167.8141 | 160.4313 | 149.1274 | 141.7021 | 0.020581 | -0.2741 | -0.11873 | -1.9729 | -2.5382 | -1.7629 | -0.62872 | -2.4033 | -2.5327 | -3.273 | -0.69986 | -0.11456 | 1.1163 | 4.2738 | 12.3273 | 11.5514 | 12.5207 | 10.6686 | 3.3173 | 2.5722 | 2.2663 | 2.3674 | 1.9653 | 1.4204 | 62.7638 | 62.1104 | 61.4671 | 60.642 | 59.8885 | 59.439 | 59.284 | 59.7061 | 61.3128 | 64.6597 | 68.6673 | 72.527 | 76.1853 | 78.8203 | 79.9509 | 80.5469 | 80.5804 | 79.2395 | 77.1249 | 74.3376 | 70.6062 | 67.4621 | 65.5936 | 64.247 | 3.6696 | 3.5712 | 3.7108 | 3.4666 | 3.4367 | 3.3648 | 3.764 | 3.6881 | 4.3704 | 4.36 | 3.9275 | 3.6979 | 3.5212 | 3.5899 | 3.1899 | 2.6846 | 2.3326 | 2.3074 | 2.3019 | 3.3707 | 3.6676 | 3.7857 | 3.2707 | 3.4802
Program Specific1-in-2Size: Over 200kWAll2015June Monthly Peak | Program Specific | 1-in-2 | Size: Over 200kW | All | 2015 | June Monthly Peak | 6 | 138.6416 | 135.0322 | 130.512 | 129.8926 | 138.2949 | 160.2046 | 185.0087 | 205.7802 | 219.7545 | 228.2325 | 236.6939 | 237.1341 | 232.5258 | 233.8712 | 228.6782 | 218.0471 | 204.3234 | 190.6579 | 182.6524 | 177.3103 | 175.2317 | 168.1484 | 156.5804 | 149.2354 | -0.55178 | -0.9262 | -0.58573 | -1.9772 | -2.6574 | -2.1178 | -1.6732 | -2.612 | -2.8238 | -3.4392 | -1.6459 | -1.4729 | -0.29634 | 2.6297 | 11.1867 | 11.1773 | 11.6416 | 10.2828 | 3.4936 | 2.1108 | 1.6695 | 2.0632 | 1.7553 | 1.3763 | 67.4705 | 66.5265 | 65.5889 | 64.5271 | 63.7599 | 62.9934 | 62.3282 | 63.0444 | 65.869 | 70.4444 | 75.3199 | 79.6659 | 82.393 | 83.9613 | 85.4529 | 86.0185 | 86.4529 | 85.7814 | 84.6416 | 81.8872 | 78.0947 | 73.9082 | 71.5608 | 69.8569 | 3.6981 | 3.599 | 3.7443 | 3.4975 | 3.4507 | 3.3606 | 3.7367 | 3.6375 | 4.2987 | 4.3164 | 3.893 | 3.6187 | 3.3934 | 3.4472 | 3.0675 | 2.6203 | 2.2883 | 2.2679 | 2.2829 | 3.311 | 3.6331 | 3.7579 | 3.2516 | 3.4667
Program Specific1-in-2Size: Over 200kWAll2015July Monthly Peak | Program Specific | 1-in-2 | Size: Over 200kW | All | 2015 | July Monthly Peak | 7 | 144.6529 | 140.4016 | 136.2501 | 136.2324 | 145.3437 | 169.1858 | 195.0611 | 216.0614 | 229.859 | 238.7097 | 246.6569 | 246.6054 | 242.1974 | 243.1192 | 237.5883 | 227.6834 | 214.3917 | 200.4407 | 192.1275 | 186.5717 | 183.6095 | 175.2084 | 162.8387 | 155.0165 | -1.4506 | -1.9923 | -1.3359 | -1.9671 | -2.7616 | -2.6171 | -3.1898 | -2.8974 | -3.0395 | -3.6096 | -2.9875 | -3.3696 | -2.1661 | 0.43288 | 9.7663 | 10.6093 | 10.4811 | 9.7281 | 3.8346 | 1.4763 | 0.67691 | 1.4675 | 1.2645 | 1.1085 | 74.4305 | 73.4298 | 72.6472 | 71.9184 | 71.1838 | 70.4573 | 69.996 | 70.7227 | 73.4543 | 77.1443 | 81.0085 | 84.6923 | 87.3404 | 89.0063 | 90.3824 | 90.8809 | 90.3228 | 89.3198 | 88.5419 | 87.0666 | 84.3608 | 80.8564 | 78.3957 | 76.6283 | 3.8439 | 3.7213 | 3.8816 | 3.6498 | 3.608 | 3.5394 | 3.9191 | 3.7893 | 4.4508 | 4.4666 | 4.0017 | 3.7188 | 3.4991 | 3.5458 | 3.1529 | 2.7097 | 2.3797 | 2.3647 | 2.3851 | 3.463 | 3.7839 | 3.8937 | 3.3611 | 3.5763
Program Specific1-in-2Size: Over 200kWAll2015August Monthly Peak | Program Specific | 1-in-2 | Size: Over 200kW | All | 2015 | August Monthly Peak | 8 | 144.3396 | 140.2648 | 136.0767 | 135.867 | 145.4196 | 170.2817 | 198.5617 | 220.5343 | 236.7336 | 246.8865 | 256.4542 | 257.5364 | 253.4389 | 255.1419 | 249.1007 | 235.8055 | 219.391 | 203.5028 | 193.6532 | 189.5887 | 185.4625 | 175.6308 | 163.3256 | 155.4101 | -1.5224 | -2.0706 | -1.389 | -2.0246 | -2.8108 | -2.676 | -3.2543 | -2.9907 | -3.095 | -3.7305 | -3.0704 | -3.4647 | -2.1936 | 0.5082 | 10.2591 | 10.9939 | 10.7989 | 9.9127 | 3.9204 | 1.5351 | 0.68506 | 1.4411 | 1.2207 | 1.046 | 74.2645 | 72.9232 | 71.7491 | 70.9978 | 70.3301 | 69.5466 | 69.1759 | 68.9803 | 71.0586 | 75.9996 | 81.2671 | 85.8665 | 89.1469 | 91.0823 | 92.3257 | 92.7252 | 92.6981 | 92.0255 | 90.2517 | 86.9401 | 82.4839 | 79.3628 | 77.51 | 76.0597 | 3.8376 | 3.7177 | 3.8728 | 3.636 | 3.6031 | 3.5525 | 3.9714 | 3.856 | 4.5726 | 4.6095 | 4.1473 | 3.8821 | 3.6628 | 3.7272 | 3.3124 | 2.8093 | 2.4366 | 2.4028 | 2.4035 | 3.5174 | 3.8184 | 3.8923 | 3.3624 | 3.5707
Program Specific1-in-2Size: Over 200kWAll2015September Monthly Peak | Program Specific | 1-in-2 | Size: Over 200kW | All | 2015 | September Monthly Peak | 9 | 143.7961 | 139.8561 | 135.1833 | 135.8381 | 145.8317 | 171.6438 | 202.7537 | 225.2345 | 244.5972 | 255.63 | 264.7192 | 265.5686 | 261.3825 | 263.434 | 256.6161 | 241.239 | 223.4502 | 206.6692 | 197.6584 | 195.043 | 187.2362 | 176.8071 | 163.8834 | 155.3616 | -1.3636 | -1.9214 | -1.2747 | -1.9889 | -2.7735 | -2.6183 | -3.1679 | -3.0051 | -3.15 | -3.8633 | -3.0708 | -3.4305 | -2.1026 | 0.6832 | 10.6218 | 11.2451 | 11.0859 | 10.076 | 3.9633 | 1.6384 | 0.76887 | 1.5194 | 1.2845 | 1.0867 | 72.9664 | 71.8944 | 71.0393 | 70.2948 | 69.5762 | 68.8562 | 68.6119 | 68.5315 | 70.5408 | 75.0082 | 80.0915 | 84.8669 | 88.9856 | 91.427 | 92.7313 | 93.1091 | 92.882 | 91.8003 | 90.3236 | 87.2467 | 83.4355 | 80.5285 | 78.5517 | 77.2466 | 3.8167 | 3.7003 | 3.848 | 3.6403 | 3.6199 | 3.5757 | 4.0487 | 3.9379 | 4.7347 | 4.7818 | 4.2986 | 4.0211 | 3.7954 | 3.8615 | 3.4242 | 2.881 | 2.4815 | 2.4405 | 2.4498 | 3.6242 | 3.8647 | 3.9309 | 3.3819 | 3.5762
Program Specific1-in-2Size: Over 200kWAll2015October Monthly Peak | Program Specific | 1-in-2 | Size: Over 200kW | All | 2015 | October Monthly Peak | 10 | 122.6487 | 119.7956 | 115.698 | 115.7988 | 124.0857 | 146.266 | 174.9532 | 191.8947 | 202.8501 | 209.7257 | 216.8144 | 219.975 | 219.5945 | 221.7118 | 215.7826 | 202.9336 | 189.3587 | 182.4795 | 173.7667 | 166.2842 | 159.3566 | 151.2765 | 140.3544 | 133.9311 | -0.35338 | -0.68202 | -0.40485 | -1.8336 | -2.416 | -1.8791 | -1.2507 | -2.4084 | -2.4691 | -3.1315 | -1.1993 | -0.90784 | 0.23694 | 3.069 | 10.9806 | 10.6024 | 11.2371 | 10.0769 | 3.3619 | 2.2058 | 1.7451 | 1.9912 | 1.6494 | 1.2479 | 65.4567 | 64.5141 | 63.6975 | 62.8194 | 62.0623 | 61.4586 | 60.9385 | 60.8717 | 61.9182 | 65.5178 | 71.0057 | 77.0667 | 82.5744 | 85.7831 | 86.5833 | 87.1422 | 87.2372 | 86.2635 | 83.5219 | 78.7831 | 75.2743 | 72.6495 | 70.5298 | 68.9222 | 3.3515 | 3.2759 | 3.4014 | 3.1997 | 3.1787 | 3.1503 | 3.6335 | 3.468 | 4.0328 | 4.0244 | 3.6095 | 3.409 | 3.2696 | 3.3335 | 2.9527 | 2.4875 | 2.163 | 2.2172 | 2.2129 | 3.1914 | 3.3921 | 3.4767 | 2.9893 | 3.1989
Program Specific1-in-2Size: Over 200kWAll2015November Monthly Peak | Program Specific | 1-in-2 | Size: Over 200kW | All | 2015 | November Monthly Peak | 11 | 127.2614 | 124.0543 | 119.995 | 119.486 | 127.9846 | 150.2177 | 176.2386 | 193.7286 | 204.8827 | 210.2436 | 216.0277 | 217.9062 | 216.2712 | 217.6139 | 211.2187 | 197.9217 | 186.1299 | 180.841 | 172.6737 | 165.9403 | 160.0062 | 152.7128 | 141.3977 | 134.7552 | 0.018924 | -0.2622 | -0.1067 | -1.951 | -2.5155 | -1.7823 | -0.62938 | -2.3755 | -2.4346 | -3.1309 | -0.64513 | -0.095326 | 1.0748 | 4.0373 | 11.5593 | 10.7879 | 11.8105 | 10.4926 | 3.3087 | 2.5438 | 2.1986 | 2.2912 | 1.8865 | 1.3714 | 58.7712 | 57.8194 | 57.2515 | 56.5743 | 55.5488 | 54.6523 | 54.6616 | 54.5684 | 57.2684 | 61.1126 | 65.8192 | 70.4342 | 73.2928 | 74.8808 | 75.9492 | 75.7818 | 73.9451 | 70.8921 | 67.7689 | 65.5771 | 64.0275 | 63.0938 | 62.1738 | 61.509 | 3.6188 | 3.528 | 3.6761 | 3.448 | 3.4265 | 3.3811 | 3.819 | 3.6589 | 4.2705 | 4.2116 | 3.7563 | 3.528 | 3.3613 | 3.4123 | 3.0154 | 2.5276 | 2.2157 | 2.2882 | 2.2884 | 3.3186 | 3.5462 | 3.6552 | 3.1407 | 3.3574
Program Specific1-in-2Size: Over 200kWAll2015December Monthly Peak | Program Specific | 1-in-2 | Size: Over 200kW | All | 2015 | December Monthly Peak | 12 | 119.9447 | 117.1493 | 113.7116 | 114.0338 | 122.1932 | 142.5282 | 168.1335 | 181.2351 | 188.8349 | 190.7153 | 192.473 | 191.1209 | 187.3326 | 186.6141 | 180.5584 | 171.0552 | 163.735 | 161.5027 | 155.6074 | 150.726 | 146.0353 | 140.0983 | 131.2227 | 126.1341 | 0.032894 | -0.23874 | -0.093807 | -1.8416 | -2.3784 | -1.6714 | -0.58858 | -2.1953 | -2.2159 | -2.8226 | -0.57837 | -0.087207 | 0.92907 | 3.4733 | 9.9296 | 9.3513 | 10.3989 | 9.3712 | 2.9833 | 2.3136 | 2.007 | 2.0921 | 1.7453 | 1.2782 | 50.4977 | 49.6483 | 49.0053 | 48.4991 | 47.9206 | 47.336 | 47.0883 | 47.0007 | 47.6304 | 50.8852 | 54.6629 | 57.8513 | 59.957 | 61.1418 | 61.8637 | 62.1645 | 61.5864 | 59.3625 | 56.601 | 54.4398 | 52.7444 | 50.9102 | 49.2476 | 47.9111 | 3.3996 | 3.3175 | 3.4615 | 3.2593 | 3.2442 | 3.1941 | 3.6208 | 3.3984 | 3.8939 | 3.7929 | 3.3234 | 3.0747 | 2.8959 | 2.9127 | 2.5628 | 2.1798 | 1.9491 | 2.0445 | 2.0639 | 3.0186 | 3.2374 | 3.3403 | 2.9039 | 3.1294
Program Specific1-in-2Size: Over 200kWAll2015Typical Event Day | Program Specific | 1-in-2 | Size: Over 200kW | All | 2015 | Typical Event Day | 8 | 143.1265 | 139.1122 | 134.9861 | 134.7888 | 144.2695 | 168.7328 | 196.4155 | 217.3511 | 232.4939 | 241.9902 | 251.0946 | 252.0991 | 247.9056 | 249.66 | 243.7817 | 230.9904 | 215.1323 | 199.812 | 190.3687 | 186.5539 | 182.8981 | 173.5828 | 161.5697 | 153.8982 | -1.2113 | -1.7195 | -1.141 | -1.9931 | -2.757 | -2.5126 | -2.8163 | -2.8709 | -3.0044 | -3.6411 | -2.6747 | -2.9133 | -1.6599 | 1.1107 | 10.5471 | 11.0618 | 11.0335 | 9.9967 | 3.7827 | 1.6949 | 0.95699 | 1.6184 | 1.3815 | 1.1516 | 72.283 | 71.1935 | 70.2561 | 69.4345 | 68.7125 | 67.9634 | 67.528 | 67.8197 | 70.2307 | 74.6491 | 79.4218 | 83.7729 | 86.9665 | 88.8692 | 90.2231 | 90.6834 | 90.589 | 89.7318 | 88.4397 | 85.7852 | 82.0937 | 78.664 | 76.5046 | 74.9479 | 3.783 | 3.6661 | 3.8212 | 3.5885 | 3.5563 | 3.5017 | 3.9102 | 3.7821 | 4.4719 | 4.4983 | 4.0432 | 3.7831 | 3.5656 | 3.6292 | 3.2257 | 2.7382 | 2.3772 | 2.3471 | 2.35 | 3.4452 | 3.7491 | 3.8291 | 3.3114 | 3.5209
Program Specific1-in-2Size: Over 200kWAll2016January Monthly Peak | Program Specific | 1-in-2 | Size: Over 200kW | All | 2016 | January Monthly Peak | 1 | 126.0844 | 122.5195 | 118.9302 | 119.4807 | 128.4741 | 152.3869 | 184.225 | 201.9904 | 210.4615 | 211.0117 | 212.0672 | 209.8567 | 206.0073 | 205.3022 | 197.951 | 186.4768 | 176.3845 | 173.5209 | 168.686 | 164.3178 | 158.6204 | 151.3518 | 141.7621 | 135.4158 | 0.026109 | -0.26477 | -0.10432 | -1.9443 | -2.5118 | -1.7874 | -0.64284 | -2.4524 | -2.4618 | -3.1227 | -0.62896 | -0.089265 | 1.0336 | 3.819 | 10.8639 | 10.1678 | 11.1969 | 10.0548 | 3.2418 | 2.5261 | 2.1814 | 2.2623 | 1.8917 | 1.3769 | 46.3573 | 45.5251 | 44.818 | 44.3337 | 43.9215 | 43.8029 | 43.5802 | 43.3947 | 43.7534 | 45.6868 | 48.8991 | 51.7014 | 53.5644 | 54.9428 | 55.8505 | 56.3375 | 56.1821 | 54.7636 | 52.8825 | 51.422 | 50.3183 | 49.3298 | 48.4778 | 47.5625 | 3.5829 | 3.4815 | 3.6344 | 3.4423 | 3.4286 | 3.4237 | 3.9797 | 3.8016 | 4.3516 | 4.2094 | 3.6761 | 3.3873 | 3.1965 | 3.2195 | 2.8226 | 2.387 | 2.1041 | 2.2012 | 2.2409 | 3.294 | 3.5182 | 3.6085 | 3.143 | 3.3671
Program Specific1-in-2Size: Over 200kWAll2016February Monthly Peak | Program Specific | 1-in-2 | Size: Over 200kW | All | 2016 | February Monthly Peak | 2 | 124.6663 | 121.2386 | 117.6084 | 118.0579 | 126.8964 | 150.2691 | 181.1959 | 198.028 | 206.126 | 207.1473 | 208.8063 | 207.3844 | 203.9928 | 203.745 | 196.755 | 185.414 | 175.1821 | 172.1002 | 166.9752 | 162.3173 | 156.8069 | 149.827 | 140.2404 | 134.0752 | 0.027176 | -0.25995 | -0.10174 | -1.9164 | -2.4752 | -1.7558 | -0.62989 | -2.3948 | -2.4053 | -3.059 | -0.62359 | -0.091754 | 1.0185 | 3.7916 | 10.8081 | 10.1224 | 11.1275 | 9.9792 | 3.2022 | 2.4857 | 2.15 | 2.2355 | 1.8681 | 1.3609 | 49.5691 | 49.225 | 48.862 | 48.4769 | 47.9924 | 47.6757 | 47.5064 | 47.4471 | 48.0113 | 49.7913 | 51.7901 | 53.6499 | 54.3972 | 54.617 | 54.6727 | 54.1395 | 53.9326 | 53.2329 | 51.975 | 50.7772 | 49.6584 | 49.0614 | 47.8291 | 46.7612 | 3.5397 | 3.4419 | 3.5889 | 3.3922 | 3.378 | 3.3678 | 3.9042 | 3.7168 | 4.2476 | 4.1173 | 3.6073 | 3.3374 | 3.1559 | 3.1861 | 2.7992 | 2.3681 | 2.086 | 2.1794 | 2.215 | 3.2443 | 3.4693 | 3.5664 | 3.1026 | 3.328
Program Specific1-in-2Size: Over 200kWAll2016March Monthly Peak | Program Specific | 1-in-2 | Size: Over 200kW | All | 2016 | March Monthly Peak | 3 | 130.057 | 125.7904 | 122.1075 | 121.2793 | 129.3983 | 152.1462 | 180.5637 | 199.5113 | 209.4535 | 210.9496 | 214.1121 | 213.3492 | 210.3792 | 211.5982 | 205.3854 | 194.5458 | 183.3476 | 173.4538 | 167.8592 | 168.039 | 164.7302 | 157.5128 | 146.504 | 138.7776 | 0.029264 | -0.26743 | -0.10865 | -1.9643 | -2.5264 | -1.7667 | -0.63297 | -2.4087 | -2.4618 | -3.1138 | -0.6521 | -0.1028 | 1.0381 | 3.941 | 11.2937 | 10.6361 | 11.6339 | 10.0611 | 3.2063 | 2.5553 | 2.2495 | 2.3374 | 1.9436 | 1.4029 | 49.3968 | 48.4409 | 47.6363 | 47.1827 | 46.848 | 46.3703 | 45.9914 | 45.997 | 47.9594 | 50.3112 | 52.7267 | 54.7114 | 55.9452 | 56.9292 | 57.3005 | 57.672 | 57.4259 | 56.7293 | 55.2827 | 53.3064 | 52.0077 | 50.8374 | 49.9037 | 49.0314 | 3.6811 | 3.5571 | 3.7211 | 3.4709 | 3.4369 | 3.3902 | 3.8678 | 3.722 | 4.2947 | 4.1639 | 3.6784 | 3.4204 | 3.2406 | 3.2906 | 2.909 | 2.4724 | 2.1732 | 2.185 | 2.2209 | 3.3433 | 3.6333 | 3.7348 | 3.2332 | 3.4342
Program Specific1-in-2Size: Over 200kWAll2016April Monthly Peak | Program Specific | 1-in-2 | Size: Over 200kW | All | 2016 | April Monthly Peak | 4 | 127.0561 | 123.339 | 119.325 | 118.2071 | 125.7845 | 147.1002 | 172.9926 | 190.9316 | 202.1771 | 207.926 | 215.1971 | 218.233 | 217.7074 | 220.9795 | 215.8428 | 204.2596 | 190.8281 | 178.3178 | 170.1151 | 168.172 | 164.166 | 156.5651 | 144.7302 | 137.0498 | 0.0039736 | -0.27813 | -0.11799 | -1.9167 | -2.4596 | -1.7142 | -0.61891 | -2.3156 | -2.3948 | -3.0815 | -0.66037 | -0.10921 | 1.0636 | 4.1068 | 11.8575 | 11.1741 | 12.1165 | 10.3484 | 3.2361 | 2.5471 | 2.2392 | 2.3259 | 1.9147 | 1.3824 | 62.6545 | 61.6296 | 60.2984 | 59.2413 | 58.374 | 57.7052 | 57.2378 | 57.1571 | 59.4599 | 63.4679 | 67.8818 | 72.0896 | 75.4861 | 77.989 | 79.3794 | 79.9786 | 80.0028 | 79.441 | 77.8545 | 75.2031 | 71.3877 | 68.5703 | 66.301 | 64.1262 | 3.5951 | 3.4885 | 3.6372 | 3.3763 | 3.3367 | 3.2713 | 3.7081 | 3.5616 | 4.1525 | 4.1115 | 3.699 | 3.4986 | 3.3515 | 3.4317 | 3.0543 | 2.5892 | 2.2558 | 2.2402 | 2.2457 | 3.3378 | 3.618 | 3.7197 | 3.1933 | 3.3903
Program Specific1-in-2Size: Over 200kWAll2016May Monthly Peak | Program Specific | 1-in-2 | Size: Over 200kW | All | 2016 | May Monthly Peak | 5 | 130.2823 | 126.9056 | 122.4333 | 121.8575 | 130.2694 | 151.9359 | 176.8694 | 198.4008 | 212.7528 | 220.2319 | 227.8334 | 230.196 | 228.2256 | 230.3823 | 224.8035 | 211.4399 | 197.184 | 183.6716 | 174.6532 | 170.4244 | 167.8141 | 160.4313 | 149.1274 | 141.7021 | 0.020581 | -0.2741 | -0.11873 | -1.9729 | -2.5382 | -1.7629 | -0.62872 | -2.4033 | -2.5327 | -3.273 | -0.69986 | -0.11456 | 1.1163 | 4.2738 | 12.3273 | 11.5514 | 12.5207 | 10.6686 | 3.3173 | 2.5722 | 2.2663 | 2.3674 | 1.9653 | 1.4204 | 62.7638 | 62.1104 | 61.4671 | 60.642 | 59.8885 | 59.439 | 59.284 | 59.7061 | 61.3128 | 64.6597 | 68.6673 | 72.527 | 76.1853 | 78.8203 | 79.9509 | 80.5469 | 80.5804 | 79.2395 | 77.1249 | 74.3376 | 70.6062 | 67.4621 | 65.5936 | 64.247 | 3.6696 | 3.5712 | 3.7108 | 3.4666 | 3.4367 | 3.3648 | 3.764 | 3.6881 | 4.3704 | 4.36 | 3.9275 | 3.6979 | 3.5212 | 3.5899 | 3.1899 | 2.6846 | 2.3326 | 2.3074 | 2.3019 | 3.3707 | 3.6676 | 3.7857 | 3.2707 | 3.4802
Program Specific1-in-2Size: Over 200kWAll2016June Monthly Peak | Program Specific | 1-in-2 | Size: Over 200kW | All | 2016 | June Monthly Peak | 6 | 138.6416 | 135.0322 | 130.512 | 129.8926 | 138.2949 | 160.2046 | 185.0087 | 205.7802 | 219.7545 | 228.2325 | 236.6939 | 237.1341 | 232.5258 | 233.8712 | 228.6782 | 218.0471 | 204.3234 | 190.6579 | 182.6524 | 177.3103 | 175.2317 | 168.1484 | 156.5804 | 149.2354 | -0.55178 | -0.9262 | -0.58573 | -1.9772 | -2.6574 | -2.1178 | -1.6732 | -2.612 | -2.8238 | -3.4392 | -1.6459 | -1.4729 | -0.29634 | 2.6297 | 11.1867 | 11.1773 | 11.6416 | 10.2828 | 3.4936 | 2.1108 | 1.6695 | 2.0632 | 1.7553 | 1.3763 | 67.4705 | 66.5265 | 65.5889 | 64.5271 | 63.7599 | 62.9934 | 62.3282 | 63.0444 | 65.869 | 70.4444 | 75.3199 | 79.6659 | 82.393 | 83.9613 | 85.4529 | 86.0185 | 86.4529 | 85.7814 | 84.6416 | 81.8872 | 78.0948 | 73.9082 | 71.5608 | 69.8569 | 3.6981 | 3.599 | 3.7443 | 3.4975 | 3.4507 | 3.3606 | 3.7367 | 3.6375 | 4.2987 | 4.3164 | 3.893 | 3.6187 | 3.3934 | 3.4472 | 3.0675 | 2.6203 | 2.2883 | 2.2679 | 2.2829 | 3.311 | 3.6331 | 3.7579 | 3.2516 | 3.4667
Program Specific1-in-2Size: Over 200kWAll2016July Monthly Peak | Program Specific | 1-in-2 | Size: Over 200kW | All | 2016 | July Monthly Peak | 7 | 144.6529 | 140.4016 | 136.2501 | 136.2324 | 145.3437 | 169.1858 | 195.0611 | 216.0614 | 229.859 | 238.7097 | 246.6569 | 246.6054 | 242.1974 | 243.1192 | 237.5883 | 227.6834 | 214.3917 | 200.4407 | 192.1275 | 186.5717 | 183.6094 | 175.2084 | 162.8387 | 155.0165 | -1.4506 | -1.9923 | -1.3359 | -1.9671 | -2.7616 | -2.6171 | -3.1898 | -2.8974 | -3.0395 | -3.6096 | -2.9875 | -3.3696 | -2.1661 | 0.43288 | 9.7663 | 10.6093 | 10.4811 | 9.7281 | 3.8346 | 1.4763 | 0.67691 | 1.4675 | 1.2645 | 1.1085 | 74.4305 | 73.4298 | 72.6472 | 71.9184 | 71.1838 | 70.4573 | 69.996 | 70.7227 | 73.4543 | 77.1443 | 81.0085 | 84.6923 | 87.3404 | 89.0063 | 90.3824 | 90.8809 | 90.3228 | 89.3198 | 88.5419 | 87.0666 | 84.3608 | 80.8564 | 78.3957 | 76.6283 | 3.8439 | 3.7213 | 3.8816 | 3.6498 | 3.608 | 3.5394 | 3.9191 | 3.7893 | 4.4508 | 4.4666 | 4.0017 | 3.7188 | 3.4991 | 3.5458 | 3.1529 | 2.7097 | 2.3797 | 2.3647 | 2.3851 | 3.463 | 3.7839 | 3.8937 | 3.3611 | 3.5763
Program Specific1-in-2Size: Over 200kWAll2016August Monthly Peak | Program Specific | 1-in-2 | Size: Over 200kW | All | 2016 | August Monthly Peak | 8 | 144.3396 | 140.2648 | 136.0767 | 135.867 | 145.4196 | 170.2817 | 198.5617 | 220.5343 | 236.7336 | 246.8865 | 256.4542 | 257.5364 | 253.4389 | 255.1418 | 249.1007 | 235.8055 | 219.391 | 203.5028 | 193.6532 | 189.5887 | 185.4625 | 175.6308 | 163.3256 | 155.4101 | -1.5224 | -2.0706 | -1.389 | -2.0246 | -2.8108 | -2.676 | -3.2543 | -2.9907 | -3.095 | -3.7305 | -3.0704 | -3.4647 | -2.1936 | 0.5082 | 10.2591 | 10.9939 | 10.7989 | 9.9127 | 3.9204 | 1.5351 | 0.68506 | 1.4411 | 1.2207 | 1.046 | 74.2645 | 72.9232 | 71.7491 | 70.9978 | 70.3301 | 69.5466 | 69.1759 | 68.9803 | 71.0586 | 75.9996 | 81.2671 | 85.8665 | 89.1469 | 91.0823 | 92.3257 | 92.7252 | 92.6981 | 92.0255 | 90.2517 | 86.9401 | 82.4839 | 79.3628 | 77.51 | 76.0597 | 3.8376 | 3.7177 | 3.8728 | 3.636 | 3.6031 | 3.5525 | 3.9714 | 3.856 | 4.5726 | 4.6095 | 4.1473 | 3.8821 | 3.6628 | 3.7272 | 3.3124 | 2.8093 | 2.4366 | 2.4028 | 2.4035 | 3.5174 | 3.8184 | 3.8923 | 3.3624 | 3.5707
Program Specific1-in-2Size: Over 200kWAll2016September Monthly Peak | Program Specific | 1-in-2 | Size: Over 200kW | All | 2016 | September Monthly Peak | 9 | 143.7961 | 139.8561 | 135.1833 | 135.8381 | 145.8317 | 171.6438 | 202.7537 | 225.2345 | 244.5972 | 255.63 | 264.7192 | 265.5686 | 261.3825 | 263.434 | 256.6161 | 241.239 | 223.4502 | 206.6692 | 197.6584 | 195.043 | 187.2362 | 176.8071 | 163.8834 | 155.3616 | -1.3636 | -1.9214 | -1.2747 | -1.9889 | -2.7735 | -2.6183 | -3.1679 | -3.0051 | -3.15 | -3.8633 | -3.0708 | -3.4305 | -2.1026 | 0.6832 | 10.6218 | 11.2451 | 11.0859 | 10.076 | 3.9633 | 1.6384 | 0.76887 | 1.5194 | 1.2845 | 1.0867 | 72.9664 | 71.8944 | 71.0393 | 70.2948 | 69.5762 | 68.8562 | 68.6119 | 68.5315 | 70.5408 | 75.0082 | 80.0915 | 84.8669 | 88.9856 | 91.427 | 92.7313 | 93.1091 | 92.882 | 91.8003 | 90.3236 | 87.2467 | 83.4355 | 80.5285 | 78.5517 | 77.2466 | 3.8167 | 3.7003 | 3.848 | 3.6403 | 3.6199 | 3.5757 | 4.0487 | 3.9379 | 4.7347 | 4.7818 | 4.2986 | 4.0211 | 3.7954 | 3.8615 | 3.4242 | 2.881 | 2.4815 | 2.4405 | 2.4498 | 3.6242 | 3.8647 | 3.9309 | 3.3819 | 3.5762
Program Specific1-in-2Size: Over 200kWAll2016October Monthly Peak | Program Specific | 1-in-2 | Size: Over 200kW | All | 2016 | October Monthly Peak | 10 | 122.6487 | 119.7956 | 115.698 | 115.7988 | 124.0857 | 146.266 | 174.9532 | 191.8947 | 202.8501 | 209.7257 | 216.8144 | 219.975 | 219.5945 | 221.7118 | 215.7826 | 202.9336 | 189.3587 | 182.4796 | 173.7667 | 166.2842 | 159.3566 | 151.2765 | 140.3544 | 133.9311 | -0.35338 | -0.68202 | -0.40485 | -1.8336 | -2.416 | -1.8791 | -1.2507 | -2.4084 | -2.4691 | -3.1315 | -1.1993 | -0.90784 | 0.23694 | 3.069 | 10.9806 | 10.6024 | 11.2371 | 10.0769 | 3.3619 | 2.2058 | 1.7451 | 1.9912 | 1.6494 | 1.2479 | 65.4567 | 64.5141 | 63.6975 | 62.8194 | 62.0623 | 61.4586 | 60.9385 | 60.8717 | 61.9182 | 65.5178 | 71.0057 | 77.0667 | 82.5744 | 85.7831 | 86.5833 | 87.1422 | 87.2372 | 86.2635 | 83.5219 | 78.7831 | 75.2743 | 72.6495 | 70.5298 | 68.9222 | 3.3515 | 3.2759 | 3.4014 | 3.1997 | 3.1787 | 3.1503 | 3.6335 | 3.468 | 4.0328 | 4.0244 | 3.6095 | 3.409 | 3.2696 | 3.3335 | 2.9527 | 2.4875 | 2.163 | 2.2172 | 2.2129 | 3.1914 | 3.3921 | 3.4767 | 2.9893 | 3.1989
Program Specific1-in-2Size: Over 200kWAll2016November Monthly Peak | Program Specific | 1-in-2 | Size: Over 200kW | All | 2016 | November Monthly Peak | 11 | 127.2614 | 124.0543 | 119.995 | 119.486 | 127.9846 | 150.2177 | 176.2386 | 193.7286 | 204.8827 | 210.2436 | 216.0277 | 217.9062 | 216.2712 | 217.6139 | 211.2187 | 197.9217 | 186.1299 | 180.841 | 172.6737 | 165.9403 | 160.0062 | 152.7127 | 141.3977 | 134.7552 | 0.018924 | -0.2622 | -0.1067 | -1.951 | -2.5155 | -1.7823 | -0.62938 | -2.3755 | -2.4346 | -3.1309 | -0.64513 | -0.095326 | 1.0748 | 4.0373 | 11.5593 | 10.7879 | 11.8105 | 10.4926 | 3.3087 | 2.5438 | 2.1986 | 2.2912 | 1.8865 | 1.3714 | 58.7712 | 57.8194 | 57.2515 | 56.5743 | 55.5488 | 54.6523 | 54.6616 | 54.5684 | 57.2684 | 61.1126 | 65.8192 | 70.4342 | 73.2928 | 74.8808 | 75.9492 | 75.7818 | 73.9451 | 70.8921 | 67.769 | 65.5771 | 64.0275 | 63.0938 | 62.1738 | 61.509 | 3.6188 | 3.528 | 3.6761 | 3.448 | 3.4265 | 3.3811 | 3.819 | 3.6589 | 4.2705 | 4.2116 | 3.7563 | 3.528 | 3.3613 | 3.4123 | 3.0154 | 2.5276 | 2.2157 | 2.2882 | 2.2884 | 3.3186 | 3.5462 | 3.6552 | 3.1407 | 3.3574
Program Specific1-in-2Size: Over 200kWAll2016December Monthly Peak | Program Specific | 1-in-2 | Size: Over 200kW | All | 2016 | December Monthly Peak | 12 | 119.9447 | 117.1493 | 113.7116 | 114.0338 | 122.1932 | 142.5282 | 168.1336 | 181.2351 | 188.8349 | 190.7153 | 192.473 | 191.1209 | 187.3326 | 186.6141 | 180.5584 | 171.0552 | 163.735 | 161.5027 | 155.6074 | 150.726 | 146.0353 | 140.0983 | 131.2227 | 126.1341 | 0.032894 | -0.23874 | -0.093807 | -1.8416 | -2.3784 | -1.6714 | -0.58858 | -2.1953 | -2.2159 | -2.8226 | -0.57837 | -0.087207 | 0.92907 | 3.4733 | 9.9296 | 9.3513 | 10.3989 | 9.3712 | 2.9833 | 2.3136 | 2.007 | 2.0921 | 1.7453 | 1.2782 | 50.4978 | 49.6483 | 49.0053 | 48.4991 | 47.9206 | 47.336 | 47.0883 | 47.0007 | 47.6304 | 50.8852 | 54.6629 | 57.8513 | 59.957 | 61.1419 | 61.8637 | 62.1645 | 61.5864 | 59.3625 | 56.601 | 54.4398 | 52.7444 | 50.9102 | 49.2476 | 47.9111 | 3.3996 | 3.3175 | 3.4615 | 3.2593 | 3.2442 | 3.1941 | 3.6208 | 3.3984 | 3.8939 | 3.7929 | 3.3234 | 3.0747 | 2.8959 | 2.9127 | 2.5628 | 2.1798 | 1.9491 | 2.0445 | 2.0639 | 3.0186 | 3.2374 | 3.3403 | 2.9039 | 3.1294
Program Specific1-in-2Size: Over 200kWAll2016Typical Event Day | Program Specific | 1-in-2 | Size: Over 200kW | All | 2016 | Typical Event Day | 8 | 143.1265 | 139.1122 | 134.9861 | 134.7888 | 144.2695 | 168.7328 | 196.4155 | 217.3511 | 232.4939 | 241.9902 | 251.0946 | 252.0991 | 247.9055 | 249.66 | 243.7817 | 230.9904 | 215.1323 | 199.812 | 190.3687 | 186.5539 | 182.8981 | 173.5828 | 161.5697 | 153.8982 | -1.2113 | -1.7195 | -1.141 | -1.9931 | -2.757 | -2.5126 | -2.8163 | -2.8709 | -3.0044 | -3.6411 | -2.6747 | -2.9133 | -1.6599 | 1.1107 | 10.5471 | 11.0618 | 11.0335 | 9.9967 | 3.7827 | 1.6949 | 0.95699 | 1.6184 | 1.3815 | 1.1516 | 72.283 | 71.1935 | 70.2561 | 69.4345 | 68.7125 | 67.9634 | 67.528 | 67.8197 | 70.2307 | 74.6491 | 79.4218 | 83.7729 | 86.9665 | 88.8692 | 90.2231 | 90.6834 | 90.589 | 89.7318 | 88.4397 | 85.7852 | 82.0937 | 78.664 | 76.5046 | 74.9478 | 3.783 | 3.6661 | 3.8212 | 3.5885 | 3.5563 | 3.5017 | 3.9102 | 3.7821 | 4.4719 | 4.4983 | 4.0432 | 3.7831 | 3.5656 | 3.6292 | 3.2257 | 2.7382 | 2.3772 | 2.3471 | 2.35 | 3.4452 | 3.7491 | 3.8291 | 3.3114 | 3.5209
Program Specific1-in-2Size: Over 200kWAll2017January Monthly Peak | Program Specific | 1-in-2 | Size: Over 200kW | All | 2017 | January Monthly Peak | 1 | 126.0844 | 122.5195 | 118.9302 | 119.4807 | 128.4741 | 152.3869 | 184.225 | 201.9904 | 210.4615 | 211.0117 | 212.0672 | 209.8567 | 206.0073 | 205.3022 | 197.951 | 186.4768 | 176.3845 | 173.5209 | 168.686 | 164.3178 | 158.6205 | 151.3518 | 141.7621 | 135.4158 | 0.02611 | -0.26477 | -0.10432 | -1.9443 | -2.5118 | -1.7874 | -0.64284 | -2.4524 | -2.4618 | -3.1227 | -0.62896 | -0.089265 | 1.0336 | 3.819 | 10.8639 | 10.1678 | 11.1969 | 10.0548 | 3.2418 | 2.5261 | 2.1814 | 2.2623 | 1.8917 | 1.3769 | 46.3573 | 45.5251 | 44.818 | 44.3337 | 43.9215 | 43.8029 | 43.5802 | 43.3947 | 43.7534 | 45.6868 | 48.8991 | 51.7014 | 53.5644 | 54.9428 | 55.8505 | 56.3375 | 56.1821 | 54.7636 | 52.8825 | 51.422 | 50.3183 | 49.3298 | 48.4778 | 47.5625 | 3.5829 | 3.4815 | 3.6344 | 3.4423 | 3.4286 | 3.4237 | 3.9797 | 3.8016 | 4.3516 | 4.2094 | 3.6761 | 3.3873 | 3.1965 | 3.2195 | 2.8226 | 2.387 | 2.1041 | 2.2012 | 2.2409 | 3.294 | 3.5182 | 3.6085 | 3.143 | 3.3671
Program Specific1-in-2Size: Over 200kWAll2017February Monthly Peak | Program Specific | 1-in-2 | Size: Over 200kW | All | 2017 | February Monthly Peak | 2 | 124.6663 | 121.2386 | 117.6084 | 118.0579 | 126.8964 | 150.2691 | 181.1959 | 198.028 | 206.126 | 207.1473 | 208.8063 | 207.3844 | 203.9928 | 203.745 | 196.755 | 185.414 | 175.1821 | 172.1002 | 166.9752 | 162.3173 | 156.8069 | 149.827 | 140.2404 | 134.0752 | 0.027176 | -0.25995 | -0.10174 | -1.9164 | -2.4752 | -1.7558 | -0.62989 | -2.3948 | -2.4053 | -3.059 | -0.62359 | -0.091754 | 1.0185 | 3.7916 | 10.8081 | 10.1224 | 11.1275 | 9.9792 | 3.2022 | 2.4857 | 2.15 | 2.2355 | 1.8681 | 1.3609 | 49.5691 | 49.225 | 48.862 | 48.4769 | 47.9924 | 47.6757 | 47.5064 | 47.4471 | 48.0113 | 49.7913 | 51.7901 | 53.6499 | 54.3972 | 54.617 | 54.6727 | 54.1395 | 53.9326 | 53.2329 | 51.975 | 50.7772 | 49.6585 | 49.0614 | 47.8291 | 46.7612 | 3.5397 | 3.4419 | 3.5889 | 3.3922 | 3.378 | 3.3678 | 3.9042 | 3.7168 | 4.2476 | 4.1173 | 3.6073 | 3.3374 | 3.1559 | 3.1861 | 2.7992 | 2.3681 | 2.086 | 2.1794 | 2.215 | 3.2443 | 3.4693 | 3.5664 | 3.1026 | 3.328
Program Specific1-in-2Size: Over 200kWAll2017March Monthly Peak | Program Specific | 1-in-2 | Size: Over 200kW | All | 2017 | March Monthly Peak | 3 | 130.057 | 125.7904 | 122.1075 | 121.2793 | 129.3983 | 152.1462 | 180.5637 | 199.5113 | 209.4535 | 210.9496 | 214.1121 | 213.3492 | 210.3792 | 211.5982 | 205.3854 | 194.5458 | 183.3476 | 173.4538 | 167.8592 | 168.039 | 164.7302 | 157.5128 | 146.504 | 138.7776 | 0.029264 | -0.26743 | -0.10865 | -1.9643 | -2.5264 | -1.7667 | -0.63297 | -2.4087 | -2.4618 | -3.1138 | -0.6521 | -0.1028 | 1.0381 | 3.941 | 11.2937 | 10.6361 | 11.6339 | 10.0611 | 3.2063 | 2.5553 | 2.2495 | 2.3374 | 1.9436 | 1.4029 | 49.3968 | 48.4409 | 47.6363 | 47.1827 | 46.848 | 46.3703 | 45.9914 | 45.997 | 47.9594 | 50.3112 | 52.7267 | 54.7114 | 55.9452 | 56.9292 | 57.3005 | 57.672 | 57.4259 | 56.7293 | 55.2827 | 53.3064 | 52.0077 | 50.8374 | 49.9037 | 49.0314 | 3.6811 | 3.5571 | 3.7211 | 3.4709 | 3.4369 | 3.3902 | 3.8678 | 3.722 | 4.2947 | 4.1639 | 3.6784 | 3.4204 | 3.2406 | 3.2906 | 2.909 | 2.4724 | 2.1732 | 2.185 | 2.2209 | 3.3433 | 3.6333 | 3.7348 | 3.2332 | 3.4342
Program Specific1-in-2Size: Over 200kWAll2017April Monthly Peak | Program Specific | 1-in-2 | Size: Over 200kW | All | 2017 | April Monthly Peak | 4 | 127.0561 | 123.339 | 119.325 | 118.2071 | 125.7845 | 147.1002 | 172.9926 | 190.9316 | 202.1771 | 207.926 | 215.1971 | 218.233 | 217.7074 | 220.9795 | 215.8428 | 204.2596 | 190.8281 | 178.3178 | 170.1151 | 168.172 | 164.166 | 156.5651 | 144.7302 | 137.0498 | 0.0039735 | -0.27813 | -0.11799 | -1.9167 | -2.4596 | -1.7142 | -0.61891 | -2.3156 | -2.3948 | -3.0815 | -0.66037 | -0.10921 | 1.0636 | 4.1068 | 11.8575 | 11.1741 | 12.1165 | 10.3484 | 3.2361 | 2.5471 | 2.2392 | 2.3259 | 1.9147 | 1.3824 | 62.6545 | 61.6296 | 60.2984 | 59.2413 | 58.374 | 57.7052 | 57.2378 | 57.1571 | 59.4599 | 63.4679 | 67.8818 | 72.0896 | 75.4861 | 77.989 | 79.3794 | 79.9786 | 80.0028 | 79.441 | 77.8545 | 75.2031 | 71.3877 | 68.5703 | 66.301 | 64.1262 | 3.5951 | 3.4885 | 3.6372 | 3.3763 | 3.3367 | 3.2713 | 3.7081 | 3.5616 | 4.1525 | 4.1115 | 3.699 | 3.4986 | 3.3515 | 3.4317 | 3.0543 | 2.5892 | 2.2558 | 2.2402 | 2.2457 | 3.3378 | 3.618 | 3.7197 | 3.1933 | 3.3903
Program Specific1-in-2Size: Over 200kWAll2017May Monthly Peak | Program Specific | 1-in-2 | Size: Over 200kW | All | 2017 | May Monthly Peak | 5 | 130.2823 | 126.9056 | 122.4333 | 121.8575 | 130.2694 | 151.9359 | 176.8694 | 198.4008 | 212.7528 | 220.2319 | 227.8334 | 230.196 | 228.2256 | 230.3823 | 224.8035 | 211.4399 | 197.184 | 183.6716 | 174.6532 | 170.4244 | 167.8141 | 160.4313 | 149.1274 | 141.7021 | 0.020581 | -0.2741 | -0.11873 | -1.9729 | -2.5382 | -1.7629 | -0.62872 | -2.4033 | -2.5327 | -3.273 | -0.69986 | -0.11456 | 1.1163 | 4.2738 | 12.3273 | 11.5514 | 12.5207 | 10.6686 | 3.3173 | 2.5722 | 2.2663 | 2.3674 | 1.9653 | 1.4204 | 62.7638 | 62.1104 | 61.4671 | 60.642 | 59.8885 | 59.439 | 59.284 | 59.7061 | 61.3128 | 64.6597 | 68.6673 | 72.527 | 76.1853 | 78.8203 | 79.9509 | 80.5469 | 80.5804 | 79.2395 | 77.1249 | 74.3376 | 70.6062 | 67.4621 | 65.5936 | 64.247 | 3.6696 | 3.5712 | 3.7108 | 3.4666 | 3.4367 | 3.3648 | 3.764 | 3.6881 | 4.3704 | 4.36 | 3.9275 | 3.6979 | 3.5212 | 3.5899 | 3.1899 | 2.6846 | 2.3326 | 2.3074 | 2.3019 | 3.3707 | 3.6676 | 3.7857 | 3.2707 | 3.4802
Program Specific1-in-2Size: Over 200kWAll2017June Monthly Peak | Program Specific | 1-in-2 | Size: Over 200kW | All | 2017 | June Monthly Peak | 6 | 138.6416 | 135.0322 | 130.512 | 129.8926 | 138.2949 | 160.2046 | 185.0087 | 205.7802 | 219.7545 | 228.2325 | 236.6939 | 237.1341 | 232.5258 | 233.8712 | 228.6782 | 218.0471 | 204.3234 | 190.6579 | 182.6524 | 177.3103 | 175.2317 | 168.1484 | 156.5804 | 149.2354 | -0.55178 | -0.9262 | -0.58573 | -1.9772 | -2.6574 | -2.1178 | -1.6732 | -2.612 | -2.8238 | -3.4392 | -1.6459 | -1.4729 | -0.29634 | 2.6297 | 11.1867 | 11.1773 | 11.6416 | 10.2828 | 3.4936 | 2.1108 | 1.6695 | 2.0632 | 1.7553 | 1.3763 | 67.4705 | 66.5265 | 65.5889 | 64.5271 | 63.7599 | 62.9934 | 62.3282 | 63.0444 | 65.869 | 70.4444 | 75.3199 | 79.6659 | 82.393 | 83.9613 | 85.4529 | 86.0185 | 86.4529 | 85.7814 | 84.6416 | 81.8872 | 78.0947 | 73.9082 | 71.5608 | 69.8569 | 3.6981 | 3.599 | 3.7443 | 3.4975 | 3.4507 | 3.3606 | 3.7367 | 3.6375 | 4.2987 | 4.3164 | 3.893 | 3.6187 | 3.3934 | 3.4472 | 3.0675 | 2.6203 | 2.2883 | 2.2679 | 2.2829 | 3.311 | 3.6331 | 3.7579 | 3.2516 | 3.4667
Program Specific1-in-2Size: Over 200kWAll2017July Monthly Peak | Program Specific | 1-in-2 | Size: Over 200kW | All | 2017 | July Monthly Peak | 7 | 144.6529 | 140.4016 | 136.2501 | 136.2324 | 145.3437 | 169.1859 | 195.0611 | 216.0614 | 229.859 | 238.7097 | 246.6569 | 246.6054 | 242.1974 | 243.1192 | 237.5883 | 227.6834 | 214.3917 | 200.4407 | 192.1275 | 186.5717 | 183.6094 | 175.2084 | 162.8387 | 155.0165 | -1.4506 | -1.9923 | -1.3359 | -1.9671 | -2.7616 | -2.6171 | -3.1898 | -2.8974 | -3.0395 | -3.6096 | -2.9875 | -3.3696 | -2.1661 | 0.43288 | 9.7663 | 10.6093 | 10.4811 | 9.7281 | 3.8346 | 1.4763 | 0.67691 | 1.4675 | 1.2645 | 1.1085 | 74.4305 | 73.4298 | 72.6472 | 71.9184 | 71.1838 | 70.4573 | 69.996 | 70.7227 | 73.4543 | 77.1443 | 81.0085 | 84.6923 | 87.3404 | 89.0063 | 90.3824 | 90.8809 | 90.3228 | 89.3198 | 88.5419 | 87.0666 | 84.3608 | 80.8564 | 78.3957 | 76.6283 | 3.8439 | 3.7213 | 3.8816 | 3.6498 | 3.608 | 3.5394 | 3.9191 | 3.7893 | 4.4508 | 4.4666 | 4.0017 | 3.7188 | 3.4991 | 3.5458 | 3.1529 | 2.7097 | 2.3797 | 2.3647 | 2.3851 | 3.463 | 3.7839 | 3.8937 | 3.3611 | 3.5763
Program Specific1-in-2Size: Over 200kWAll2017August Monthly Peak | Program Specific | 1-in-2 | Size: Over 200kW | All | 2017 | August Monthly Peak | 8 | 144.3396 | 140.2648 | 136.0767 | 135.867 | 145.4196 | 170.2817 | 198.5617 | 220.5343 | 236.7336 | 246.8865 | 256.4542 | 257.5364 | 253.4389 | 255.1418 | 249.1007 | 235.8055 | 219.391 | 203.5028 | 193.6532 | 189.5887 | 185.4625 | 175.6308 | 163.3256 | 155.4101 | -1.5224 | -2.0706 | -1.389 | -2.0246 | -2.8108 | -2.676 | -3.2543 | -2.9907 | -3.095 | -3.7305 | -3.0704 | -3.4647 | -2.1936 | 0.5082 | 10.2591 | 10.9939 | 10.7989 | 9.9127 | 3.9204 | 1.5351 | 0.68506 | 1.4411 | 1.2207 | 1.046 | 74.2645 | 72.9232 | 71.7491 | 70.9978 | 70.3301 | 69.5466 | 69.1759 | 68.9803 | 71.0586 | 75.9996 | 81.2671 | 85.8665 | 89.1469 | 91.0823 | 92.3257 | 92.7252 | 92.6981 | 92.0255 | 90.2517 | 86.9401 | 82.4839 | 79.3628 | 77.51 | 76.0597 | 3.8376 | 3.7177 | 3.8728 | 3.636 | 3.6031 | 3.5525 | 3.9714 | 3.856 | 4.5726 | 4.6095 | 4.1473 | 3.8821 | 3.6628 | 3.7272 | 3.3124 | 2.8093 | 2.4366 | 2.4028 | 2.4035 | 3.5174 | 3.8184 | 3.8923 | 3.3624 | 3.5707
Program Specific1-in-2Size: Over 200kWAll2017September Monthly Peak | Program Specific | 1-in-2 | Size: Over 200kW | All | 2017 | September Monthly Peak | 9 | 143.7961 | 139.8561 | 135.1833 | 135.8381 | 145.8317 | 171.6438 | 202.7537 | 225.2345 | 244.5972 | 255.63 | 264.7192 | 265.5686 | 261.3825 | 263.434 | 256.6161 | 241.239 | 223.4502 | 206.6692 | 197.6585 | 195.043 | 187.2362 | 176.8071 | 163.8834 | 155.3616 | -1.3636 | -1.9214 | -1.2747 | -1.9889 | -2.7735 | -2.6183 | -3.1679 | -3.0051 | -3.15 | -3.8633 | -3.0708 | -3.4305 | -2.1026 | 0.6832 | 10.6218 | 11.2451 | 11.0859 | 10.076 | 3.9633 | 1.6384 | 0.76887 | 1.5194 | 1.2845 | 1.0867 | 72.9664 | 71.8944 | 71.0393 | 70.2948 | 69.5762 | 68.8562 | 68.6119 | 68.5315 | 70.5408 | 75.0082 | 80.0915 | 84.8669 | 88.9856 | 91.427 | 92.7313 | 93.1091 | 92.882 | 91.8003 | 90.3236 | 87.2467 | 83.4355 | 80.5285 | 78.5517 | 77.2466 | 3.8167 | 3.7003 | 3.848 | 3.6403 | 3.6199 | 3.5757 | 4.0487 | 3.9379 | 4.7347 | 4.7818 | 4.2986 | 4.0211 | 3.7954 | 3.8615 | 3.4242 | 2.881 | 2.4815 | 2.4405 | 2.4498 | 3.6242 | 3.8647 | 3.9309 | 3.3819 | 3.5762
Program Specific1-in-2Size: Over 200kWAll2017October Monthly Peak | Program Specific | 1-in-2 | Size: Over 200kW | All | 2017 | October Monthly Peak | 10 | 122.6487 | 119.7955 | 115.698 | 115.7988 | 124.0857 | 146.266 | 174.9532 | 191.8947 | 202.8501 | 209.7257 | 216.8144 | 219.975 | 219.5945 | 221.7118 | 215.7826 | 202.9336 | 189.3587 | 182.4795 | 173.7667 | 166.2842 | 159.3566 | 151.2764 | 140.3544 | 133.9311 | -0.35338 | -0.68202 | -0.40485 | -1.8336 | -2.416 | -1.8791 | -1.2507 | -2.4084 | -2.4691 | -3.1315 | -1.1993 | -0.90784 | 0.23694 | 3.069 | 10.9806 | 10.6024 | 11.2371 | 10.0769 | 3.3619 | 2.2058 | 1.7451 | 1.9912 | 1.6494 | 1.2479 | 65.4567 | 64.5141 | 63.6975 | 62.8194 | 62.0623 | 61.4586 | 60.9385 | 60.8717 | 61.9182 | 65.5178 | 71.0057 | 77.0667 | 82.5744 | 85.7831 | 86.5833 | 87.1422 | 87.2372 | 86.2635 | 83.5219 | 78.7831 | 75.2743 | 72.6495 | 70.5298 | 68.9222 | 3.3515 | 3.2759 | 3.4014 | 3.1997 | 3.1787 | 3.1503 | 3.6335 | 3.468 | 4.0328 | 4.0244 | 3.6095 | 3.409 | 3.2696 | 3.3335 | 2.9527 | 2.4875 | 2.163 | 2.2172 | 2.2129 | 3.1914 | 3.3921 | 3.4767 | 2.9893 | 3.1989
Program Specific1-in-2Size: Over 200kWAll2017November Monthly Peak | Program Specific | 1-in-2 | Size: Over 200kW | All | 2017 | November Monthly Peak | 11 | 127.2614 | 124.0543 | 119.995 | 119.486 | 127.9846 | 150.2177 | 176.2386 | 193.7286 | 204.8827 | 210.2436 | 216.0277 | 217.9062 | 216.2712 | 217.6139 | 211.2187 | 197.9217 | 186.1299 | 180.8409 | 172.6737 | 165.9403 | 160.0062 | 152.7128 | 141.3977 | 134.7552 | 0.018924 | -0.2622 | -0.1067 | -1.951 | -2.5155 | -1.7823 | -0.62938 | -2.3755 | -2.4346 | -3.1309 | -0.64513 | -0.095326 | 1.0748 | 4.0373 | 11.5593 | 10.7879 | 11.8105 | 10.4926 | 3.3087 | 2.5438 | 2.1986 | 2.2912 | 1.8865 | 1.3714 | 58.7712 | 57.8194 | 57.2515 | 56.5743 | 55.5488 | 54.6523 | 54.6616 | 54.5684 | 57.2684 | 61.1126 | 65.8192 | 70.4342 | 73.2928 | 74.8808 | 75.9492 | 75.7818 | 73.9451 | 70.8921 | 67.7689 | 65.5771 | 64.0275 | 63.0938 | 62.1738 | 61.509 | 3.6188 | 3.528 | 3.6761 | 3.448 | 3.4265 | 3.3811 | 3.819 | 3.6589 | 4.2705 | 4.2116 | 3.7563 | 3.528 | 3.3613 | 3.4123 | 3.0154 | 2.5276 | 2.2157 | 2.2882 | 2.2884 | 3.3186 | 3.5462 | 3.6552 | 3.1407 | 3.3574
Program Specific1-in-2Size: Over 200kWAll2017December Monthly Peak | Program Specific | 1-in-2 | Size: Over 200kW | All | 2017 | December Monthly Peak | 12 | 119.9447 | 117.1493 | 113.7116 | 114.0338 | 122.1932 | 142.5282 | 168.1335 | 181.2351 | 188.8349 | 190.7153 | 192.473 | 191.1209 | 187.3326 | 186.6141 | 180.5584 | 171.0552 | 163.735 | 161.5027 | 155.6074 | 150.726 | 146.0353 | 140.0983 | 131.2227 | 126.1341 | 0.032894 | -0.23874 | -0.093807 | -1.8416 | -2.3784 | -1.6714 | -0.58858 | -2.1953 | -2.2159 | -2.8226 | -0.57837 | -0.087207 | 0.92907 | 3.4733 | 9.9296 | 9.3513 | 10.3989 | 9.3712 | 2.9833 | 2.3136 | 2.007 | 2.0921 | 1.7453 | 1.2782 | 50.4978 | 49.6483 | 49.0053 | 48.4991 | 47.9206 | 47.336 | 47.0883 | 47.0007 | 47.6304 | 50.8852 | 54.6629 | 57.8513 | 59.957 | 61.1418 | 61.8637 | 62.1645 | 61.5864 | 59.3625 | 56.601 | 54.4398 | 52.7444 | 50.9102 | 49.2476 | 47.9111 | 3.3996 | 3.3175 | 3.4615 | 3.2593 | 3.2442 | 3.1941 | 3.6208 | 3.3984 | 3.8939 | 3.7929 | 3.3234 | 3.0747 | 2.8959 | 2.9127 | 2.5628 | 2.1798 | 1.9491 | 2.0445 | 2.0639 | 3.0186 | 3.2374 | 3.3403 | 2.9039 | 3.1294
Program Specific1-in-2Size: Over 200kWAll2017Typical Event Day | Program Specific | 1-in-2 | Size: Over 200kW | All | 2017 | Typical Event Day | 8 | 143.1265 | 139.1122 | 134.9861 | 134.7888 | 144.2695 | 168.7328 | 196.4155 | 217.3511 | 232.4939 | 241.9902 | 251.0946 | 252.0991 | 247.9055 | 249.66 | 243.7817 | 230.9904 | 215.1323 | 199.812 | 190.3687 | 186.5539 | 182.8981 | 173.5828 | 161.5697 | 153.8982 | -1.2113 | -1.7195 | -1.141 | -1.9931 | -2.757 | -2.5126 | -2.8163 | -2.8709 | -3.0044 | -3.6411 | -2.6747 | -2.9133 | -1.6599 | 1.1107 | 10.5471 | 11.0618 | 11.0335 | 9.9967 | 3.7827 | 1.6949 | 0.95699 | 1.6184 | 1.3815 | 1.1516 | 72.283 | 71.1935 | 70.2561 | 69.4345 | 68.7125 | 67.9634 | 67.528 | 67.8197 | 70.2307 | 74.6491 | 79.4218 | 83.7729 | 86.9665 | 88.8692 | 90.2231 | 90.6834 | 90.589 | 89.7318 | 88.4397 | 85.7852 | 82.0937 | 78.664 | 76.5046 | 74.9479 | 3.783 | 3.6661 | 3.8212 | 3.5885 | 3.5563 | 3.5017 | 3.9102 | 3.7821 | 4.4719 | 4.4983 | 4.0432 | 3.7831 | 3.5656 | 3.6292 | 3.2257 | 2.7382 | 2.3772 | 2.3471 | 2.35 | 3.4452 | 3.7491 | 3.8291 | 3.3114 | 3.5209
Program Specific1-in-2Size: Over 200kWAll2018January Monthly Peak | Program Specific | 1-in-2 | Size: Over 200kW | All | 2018 | January Monthly Peak | 1 | 126.0844 | 122.5195 | 118.9302 | 119.4807 | 128.4741 | 152.3869 | 184.225 | 201.9904 | 210.4615 | 211.0117 | 212.0672 | 209.8567 | 206.0073 | 205.3022 | 197.951 | 186.4768 | 176.3845 | 173.5209 | 168.686 | 164.3178 | 158.6205 | 151.3518 | 141.7621 | 135.4158 | 0.026109 | -0.26477 | -0.10432 | -1.9443 | -2.5118 | -1.7874 | -0.64284 | -2.4524 | -2.4618 | -3.1227 | -0.62896 | -0.089265 | 1.0336 | 3.819 | 10.8639 | 10.1678 | 11.1969 | 10.0548 | 3.2418 | 2.5261 | 2.1814 | 2.2623 | 1.8917 | 1.3769 | 46.3573 | 45.5251 | 44.818 | 44.3337 | 43.9215 | 43.8029 | 43.5802 | 43.3947 | 43.7534 | 45.6868 | 48.8991 | 51.7014 | 53.5644 | 54.9428 | 55.8505 | 56.3375 | 56.1821 | 54.7636 | 52.8825 | 51.422 | 50.3183 | 49.3298 | 48.4778 | 47.5625 | 3.5829 | 3.4815 | 3.6344 | 3.4423 | 3.4286 | 3.4237 | 3.9797 | 3.8016 | 4.3516 | 4.2094 | 3.6761 | 3.3873 | 3.1965 | 3.2195 | 2.8226 | 2.387 | 2.1041 | 2.2012 | 2.2409 | 3.294 | 3.5182 | 3.6085 | 3.143 | 3.3671
Program Specific1-in-2Size: Over 200kWAll2018February Monthly Peak | Program Specific | 1-in-2 | Size: Over 200kW | All | 2018 | February Monthly Peak | 2 | 124.6663 | 121.2386 | 117.6084 | 118.0579 | 126.8964 | 150.2691 | 181.1959 | 198.028 | 206.126 | 207.1473 | 208.8063 | 207.3844 | 203.9928 | 203.745 | 196.755 | 185.414 | 175.1821 | 172.1002 | 166.9752 | 162.3173 | 156.8069 | 149.827 | 140.2404 | 134.0752 | 0.027176 | -0.25995 | -0.10174 | -1.9164 | -2.4752 | -1.7558 | -0.62989 | -2.3948 | -2.4053 | -3.059 | -0.62359 | -0.091754 | 1.0185 | 3.7916 | 10.8081 | 10.1224 | 11.1275 | 9.9792 | 3.2022 | 2.4857 | 2.15 | 2.2355 | 1.8681 | 1.3609 | 49.5691 | 49.225 | 48.862 | 48.4769 | 47.9924 | 47.6757 | 47.5064 | 47.4471 | 48.0113 | 49.7913 | 51.7901 | 53.6499 | 54.3972 | 54.617 | 54.6727 | 54.1395 | 53.9326 | 53.2329 | 51.975 | 50.7772 | 49.6585 | 49.0614 | 47.8291 | 46.7612 | 3.5397 | 3.4419 | 3.5889 | 3.3922 | 3.378 | 3.3678 | 3.9042 | 3.7168 | 4.2476 | 4.1173 | 3.6073 | 3.3374 | 3.1559 | 3.1861 | 2.7992 | 2.3681 | 2.086 | 2.1794 | 2.215 | 3.2443 | 3.4693 | 3.5664 | 3.1026 | 3.328
Program Specific1-in-2Size: Over 200kWAll2018March Monthly Peak | Program Specific | 1-in-2 | Size: Over 200kW | All | 2018 | March Monthly Peak | 3 | 130.057 | 125.7904 | 122.1075 | 121.2793 | 129.3983 | 152.1462 | 180.5637 | 199.5113 | 209.4535 | 210.9496 | 214.1121 | 213.3492 | 210.3792 | 211.5982 | 205.3854 | 194.5458 | 183.3476 | 173.4538 | 167.8592 | 168.039 | 164.7302 | 157.5128 | 146.504 | 138.7776 | 0.029264 | -0.26743 | -0.10865 | -1.9643 | -2.5264 | -1.7667 | -0.63297 | -2.4087 | -2.4618 | -3.1138 | -0.6521 | -0.1028 | 1.0381 | 3.941 | 11.2937 | 10.6361 | 11.6339 | 10.0611 | 3.2063 | 2.5553 | 2.2495 | 2.3374 | 1.9436 | 1.4029 | 49.3968 | 48.4409 | 47.6363 | 47.1827 | 46.848 | 46.3703 | 45.9914 | 45.997 | 47.9594 | 50.3112 | 52.7267 | 54.7114 | 55.9452 | 56.9292 | 57.3005 | 57.672 | 57.4259 | 56.7293 | 55.2827 | 53.3064 | 52.0077 | 50.8374 | 49.9037 | 49.0314 | 3.6811 | 3.5571 | 3.7211 | 3.4709 | 3.4369 | 3.3902 | 3.8678 | 3.722 | 4.2947 | 4.1639 | 3.6784 | 3.4204 | 3.2406 | 3.2906 | 2.909 | 2.4724 | 2.1732 | 2.185 | 2.2209 | 3.3433 | 3.6333 | 3.7348 | 3.2332 | 3.4342
Program Specific1-in-2Size: Over 200kWAll2018April Monthly Peak | Program Specific | 1-in-2 | Size: Over 200kW | All | 2018 | April Monthly Peak | 4 | 127.0561 | 123.339 | 119.325 | 118.2071 | 125.7845 | 147.1002 | 172.9926 | 190.9316 | 202.1771 | 207.926 | 215.1971 | 218.233 | 217.7074 | 220.9795 | 215.8428 | 204.2596 | 190.8281 | 178.3178 | 170.1151 | 168.172 | 164.166 | 156.5651 | 144.7302 | 137.0498 | 0.0039736 | -0.27813 | -0.11799 | -1.9167 | -2.4596 | -1.7142 | -0.61891 | -2.3156 | -2.3948 | -3.0815 | -0.66037 | -0.10921 | 1.0636 | 4.1068 | 11.8575 | 11.1741 | 12.1165 | 10.3484 | 3.2361 | 2.5471 | 2.2392 | 2.3259 | 1.9147 | 1.3824 | 62.6545 | 61.6296 | 60.2984 | 59.2413 | 58.374 | 57.7052 | 57.2378 | 57.1571 | 59.4599 | 63.4679 | 67.8818 | 72.0896 | 75.4861 | 77.989 | 79.3794 | 79.9786 | 80.0028 | 79.441 | 77.8545 | 75.2031 | 71.3877 | 68.5703 | 66.301 | 64.1262 | 3.5951 | 3.4885 | 3.6372 | 3.3763 | 3.3367 | 3.2713 | 3.7081 | 3.5616 | 4.1525 | 4.1115 | 3.699 | 3.4986 | 3.3515 | 3.4317 | 3.0543 | 2.5892 | 2.2558 | 2.2402 | 2.2457 | 3.3378 | 3.618 | 3.7197 | 3.1933 | 3.3903
Program Specific1-in-2Size: Over 200kWAll2018May Monthly Peak | Program Specific | 1-in-2 | Size: Over 200kW | All | 2018 | May Monthly Peak | 5 | 130.2823 | 126.9056 | 122.4333 | 121.8575 | 130.2694 | 151.9359 | 176.8694 | 198.4008 | 212.7528 | 220.2319 | 227.8334 | 230.196 | 228.2256 | 230.3823 | 224.8035 | 211.4399 | 197.184 | 183.6716 | 174.6532 | 170.4244 | 167.8141 | 160.4313 | 149.1274 | 141.7021 | 0.020581 | -0.2741 | -0.11873 | -1.9729 | -2.5382 | -1.7629 | -0.62872 | -2.4033 | -2.5327 | -3.273 | -0.69986 | -0.11456 | 1.1163 | 4.2738 | 12.3273 | 11.5514 | 12.5207 | 10.6686 | 3.3173 | 2.5722 | 2.2663 | 2.3674 | 1.9653 | 1.4204 | 62.7638 | 62.1104 | 61.4671 | 60.642 | 59.8885 | 59.439 | 59.284 | 59.7061 | 61.3128 | 64.6597 | 68.6673 | 72.527 | 76.1853 | 78.8203 | 79.9509 | 80.5469 | 80.5804 | 79.2395 | 77.1249 | 74.3376 | 70.6062 | 67.4621 | 65.5936 | 64.247 | 3.6696 | 3.5712 | 3.7108 | 3.4666 | 3.4367 | 3.3648 | 3.764 | 3.6881 | 4.3704 | 4.36 | 3.9275 | 3.6979 | 3.5212 | 3.5899 | 3.1899 | 2.6846 | 2.3326 | 2.3074 | 2.3019 | 3.3707 | 3.6676 | 3.7857 | 3.2707 | 3.4802
Program Specific1-in-2Size: Over 200kWAll2018June Monthly Peak | Program Specific | 1-in-2 | Size: Over 200kW | All | 2018 | June Monthly Peak | 6 | 138.6416 | 135.0322 | 130.512 | 129.8926 | 138.2949 | 160.2046 | 185.0087 | 205.7802 | 219.7545 | 228.2325 | 236.6939 | 237.1341 | 232.5258 | 233.8712 | 228.6782 | 218.0471 | 204.3234 | 190.6579 | 182.6524 | 177.3103 | 175.2317 | 168.1484 | 156.5804 | 149.2354 | -0.55178 | -0.9262 | -0.58573 | -1.9772 | -2.6574 | -2.1178 | -1.6732 | -2.612 | -2.8238 | -3.4392 | -1.6459 | -1.4729 | -0.29634 | 2.6297 | 11.1867 | 11.1773 | 11.6416 | 10.2828 | 3.4936 | 2.1108 | 1.6695 | 2.0632 | 1.7553 | 1.3763 | 67.4705 | 66.5265 | 65.5889 | 64.5271 | 63.7599 | 62.9934 | 62.3282 | 63.0444 | 65.869 | 70.4444 | 75.3199 | 79.6659 | 82.393 | 83.9613 | 85.453 | 86.0185 | 86.4529 | 85.7814 | 84.6416 | 81.8872 | 78.0948 | 73.9082 | 71.5608 | 69.8569 | 3.6981 | 3.599 | 3.7443 | 3.4975 | 3.4507 | 3.3606 | 3.7367 | 3.6375 | 4.2987 | 4.3164 | 3.893 | 3.6187 | 3.3934 | 3.4472 | 3.0675 | 2.6203 | 2.2883 | 2.2679 | 2.2829 | 3.311 | 3.6331 | 3.7579 | 3.2516 | 3.4667
Program Specific1-in-2Size: Over 200kWAll2018July Monthly Peak | Program Specific | 1-in-2 | Size: Over 200kW | All | 2018 | July Monthly Peak | 7 | 144.6529 | 140.4016 | 136.2501 | 136.2324 | 145.3437 | 169.1859 | 195.0611 | 216.0614 | 229.859 | 238.7097 | 246.6569 | 246.6054 | 242.1974 | 243.1192 | 237.5883 | 227.6834 | 214.3917 | 200.4407 | 192.1275 | 186.5717 | 183.6095 | 175.2084 | 162.8387 | 155.0165 | -1.4506 | -1.9923 | -1.3359 | -1.9671 | -2.7616 | -2.6171 | -3.1898 | -2.8974 | -3.0395 | -3.6096 | -2.9875 | -3.3696 | -2.1661 | 0.43288 | 9.7663 | 10.6093 | 10.4811 | 9.7281 | 3.8346 | 1.4763 | 0.67691 | 1.4675 | 1.2645 | 1.1085 | 74.4305 | 73.4298 | 72.6472 | 71.9184 | 71.1838 | 70.4573 | 69.996 | 70.7227 | 73.4543 | 77.1443 | 81.0085 | 84.6923 | 87.3404 | 89.0063 | 90.3824 | 90.8809 | 90.3228 | 89.3198 | 88.5419 | 87.0666 | 84.3608 | 80.8564 | 78.3957 | 76.6283 | 3.8439 | 3.7213 | 3.8816 | 3.6498 | 3.608 | 3.5394 | 3.9191 | 3.7893 | 4.4508 | 4.4666 | 4.0017 | 3.7188 | 3.4991 | 3.5458 | 3.1529 | 2.7097 | 2.3797 | 2.3647 | 2.3851 | 3.463 | 3.7839 | 3.8937 | 3.3611 | 3.5763
Program Specific1-in-2Size: Over 200kWAll2018August Monthly Peak | Program Specific | 1-in-2 | Size: Over 200kW | All | 2018 | August Monthly Peak | 8 | 144.3396 | 140.2648 | 136.0767 | 135.867 | 145.4196 | 170.2817 | 198.5617 | 220.5343 | 236.7336 | 246.8865 | 256.4542 | 257.5364 | 253.4389 | 255.1419 | 249.1007 | 235.8055 | 219.391 | 203.5028 | 193.6532 | 189.5887 | 185.4625 | 175.6308 | 163.3256 | 155.4101 | -1.5224 | -2.0706 | -1.389 | -2.0246 | -2.8108 | -2.676 | -3.2543 | -2.9907 | -3.095 | -3.7305 | -3.0704 | -3.4647 | -2.1936 | 0.5082 | 10.2591 | 10.9939 | 10.7989 | 9.9127 | 3.9204 | 1.5351 | 0.68506 | 1.4411 | 1.2207 | 1.046 | 74.2645 | 72.9232 | 71.7491 | 70.9978 | 70.3301 | 69.5466 | 69.1759 | 68.9803 | 71.0586 | 75.9996 | 81.2671 | 85.8665 | 89.1469 | 91.0823 | 92.3257 | 92.7252 | 92.6981 | 92.0255 | 90.2517 | 86.9401 | 82.4839 | 79.3628 | 77.51 | 76.0597 | 3.8376 | 3.7177 | 3.8728 | 3.636 | 3.6031 | 3.5525 | 3.9714 | 3.856 | 4.5726 | 4.6095 | 4.1473 | 3.8821 | 3.6628 | 3.7272 | 3.3124 | 2.8093 | 2.4366 | 2.4028 | 2.4035 | 3.5174 | 3.8184 | 3.8923 | 3.3624 | 3.5707
Program Specific1-in-2Size: Over 200kWAll2018September Monthly Peak | Program Specific | 1-in-2 | Size: Over 200kW | All | 2018 | September Monthly Peak | 9 | 143.7961 | 139.8561 | 135.1833 | 135.8381 | 145.8317 | 171.6438 | 202.7537 | 225.2345 | 244.5972 | 255.63 | 264.7192 | 265.5686 | 261.3825 | 263.434 | 256.6161 | 241.239 | 223.4502 | 206.6692 | 197.6585 | 195.043 | 187.2362 | 176.8071 | 163.8834 | 155.3616 | -1.3636 | -1.9214 | -1.2747 | -1.9889 | -2.7735 | -2.6183 | -3.1679 | -3.0051 | -3.15 | -3.8633 | -3.0708 | -3.4305 | -2.1026 | 0.6832 | 10.6218 | 11.2451 | 11.0859 | 10.076 | 3.9633 | 1.6384 | 0.76887 | 1.5194 | 1.2845 | 1.0867 | 72.9664 | 71.8944 | 71.0393 | 70.2948 | 69.5762 | 68.8562 | 68.6119 | 68.5315 | 70.5408 | 75.0082 | 80.0916 | 84.8669 | 88.9856 | 91.427 | 92.7313 | 93.1091 | 92.882 | 91.8003 | 90.3236 | 87.2467 | 83.4355 | 80.5285 | 78.5517 | 77.2466 | 3.8167 | 3.7003 | 3.848 | 3.6403 | 3.6199 | 3.5757 | 4.0487 | 3.9379 | 4.7347 | 4.7818 | 4.2986 | 4.0211 | 3.7954 | 3.8615 | 3.4242 | 2.881 | 2.4815 | 2.4405 | 2.4498 | 3.6242 | 3.8647 | 3.9309 | 3.3819 | 3.5762
Program Specific1-in-2Size: Over 200kWAll2018October Monthly Peak | Program Specific | 1-in-2 | Size: Over 200kW | All | 2018 | October Monthly Peak | 10 | 122.6487 | 119.7955 | 115.698 | 115.7988 | 124.0857 | 146.266 | 174.9532 | 191.8947 | 202.8501 | 209.7257 | 216.8144 | 219.975 | 219.5945 | 221.7118 | 215.7826 | 202.9336 | 189.3587 | 182.4796 | 173.7667 | 166.2842 | 159.3566 | 151.2765 | 140.3544 | 133.9311 | -0.35338 | -0.68202 | -0.40485 | -1.8336 | -2.416 | -1.8791 | -1.2507 | -2.4084 | -2.4691 | -3.1315 | -1.1993 | -0.90784 | 0.23694 | 3.069 | 10.9806 | 10.6024 | 11.2371 | 10.0769 | 3.3619 | 2.2058 | 1.7451 | 1.9912 | 1.6494 | 1.2479 | 65.4567 | 64.5141 | 63.6975 | 62.8194 | 62.0623 | 61.4586 | 60.9385 | 60.8717 | 61.9182 | 65.5178 | 71.0057 | 77.0667 | 82.5744 | 85.7831 | 86.5833 | 87.1422 | 87.2372 | 86.2635 | 83.5219 | 78.7831 | 75.2743 | 72.6495 | 70.5298 | 68.9222 | 3.3515 | 3.2759 | 3.4014 | 3.1997 | 3.1787 | 3.1503 | 3.6335 | 3.468 | 4.0328 | 4.0244 | 3.6095 | 3.409 | 3.2696 | 3.3335 | 2.9527 | 2.4875 | 2.163 | 2.2172 | 2.2129 | 3.1914 | 3.3921 | 3.4767 | 2.9893 | 3.1989
Program Specific1-in-2Size: Over 200kWAll2018November Monthly Peak | Program Specific | 1-in-2 | Size: Over 200kW | All | 2018 | November Monthly Peak | 11 | 127.2614 | 124.0544 | 119.995 | 119.486 | 127.9846 | 150.2177 | 176.2386 | 193.7286 | 204.8827 | 210.2436 | 216.0277 | 217.9062 | 216.2712 | 217.6139 | 211.2187 | 197.9217 | 186.1299 | 180.841 | 172.6737 | 165.9403 | 160.0062 | 152.7128 | 141.3977 | 134.7552 | 0.018924 | -0.2622 | -0.1067 | -1.951 | -2.5155 | -1.7823 | -0.62938 | -2.3755 | -2.4346 | -3.1309 | -0.64513 | -0.095326 | 1.0748 | 4.0373 | 11.5593 | 10.7879 | 11.8105 | 10.4926 | 3.3087 | 2.5438 | 2.1986 | 2.2912 | 1.8865 | 1.3714 | 58.7712 | 57.8194 | 57.2515 | 56.5743 | 55.5488 | 54.6523 | 54.6616 | 54.5684 | 57.2684 | 61.1126 | 65.8192 | 70.4342 | 73.2928 | 74.8808 | 75.9492 | 75.7818 | 73.9451 | 70.8921 | 67.769 | 65.5771 | 64.0275 | 63.0938 | 62.1738 | 61.509 | 3.6188 | 3.528 | 3.6761 | 3.448 | 3.4265 | 3.3811 | 3.819 | 3.6589 | 4.2705 | 4.2116 | 3.7563 | 3.528 | 3.3613 | 3.4123 | 3.0154 | 2.5276 | 2.2157 | 2.2882 | 2.2884 | 3.3186 | 3.5462 | 3.6552 | 3.1407 | 3.3574
Program Specific1-in-2Size: Over 200kWAll2018December Monthly Peak | Program Specific | 1-in-2 | Size: Over 200kW | All | 2018 | December Monthly Peak | 12 | 119.9447 | 117.1493 | 113.7116 | 114.0338 | 122.1932 | 142.5282 | 168.1335 | 181.2351 | 188.8349 | 190.7153 | 192.473 | 191.1209 | 187.3326 | 186.6141 | 180.5584 | 171.0552 | 163.735 | 161.5027 | 155.6074 | 150.726 | 146.0353 | 140.0983 | 131.2227 | 126.1341 | 0.032894 | -0.23874 | -0.093807 | -1.8416 | -2.3784 | -1.6714 | -0.58858 | -2.1953 | -2.2159 | -2.8226 | -0.57837 | -0.087207 | 0.92907 | 3.4733 | 9.9296 | 9.3513 | 10.3989 | 9.3712 | 2.9833 | 2.3136 | 2.007 | 2.0921 | 1.7453 | 1.2782 | 50.4978 | 49.6483 | 49.0053 | 48.4991 | 47.9206 | 47.336 | 47.0883 | 47.0007 | 47.6304 | 50.8852 | 54.6629 | 57.8513 | 59.957 | 61.1419 | 61.8637 | 62.1645 | 61.5864 | 59.3625 | 56.601 | 54.4398 | 52.7444 | 50.9102 | 49.2476 | 47.9111 | 3.3996 | 3.3175 | 3.4615 | 3.2593 | 3.2442 | 3.1941 | 3.6208 | 3.3984 | 3.8939 | 3.7929 | 3.3234 | 3.0747 | 2.8959 | 2.9127 | 2.5628 | 2.1798 | 1.9491 | 2.0445 | 2.0639 | 3.0186 | 3.2374 | 3.3403 | 2.9039 | 3.1294
Program Specific1-in-2Size: Over 200kWAll2018Typical Event Day | Program Specific | 1-in-2 | Size: Over 200kW | All | 2018 | Typical Event Day | 8 | 143.1265 | 139.1122 | 134.9861 | 134.7888 | 144.2695 | 168.7328 | 196.4155 | 217.3511 | 232.4939 | 241.9902 | 251.0946 | 252.0991 | 247.9055 | 249.66 | 243.7817 | 230.9904 | 215.1323 | 199.812 | 190.3687 | 186.5539 | 182.8981 | 173.5828 | 161.5697 | 153.8982 | -1.2113 | -1.7195 | -1.141 | -1.9931 | -2.757 | -2.5126 | -2.8163 | -2.8709 | -3.0044 | -3.6411 | -2.6747 | -2.9133 | -1.6599 | 1.1107 | 10.5471 | 11.0618 | 11.0335 | 9.9967 | 3.7827 | 1.6949 | 0.95699 | 1.6184 | 1.3815 | 1.1516 | 72.283 | 71.1935 | 70.2561 | 69.4345 | 68.7125 | 67.9634 | 67.528 | 67.8197 | 70.2307 | 74.6491 | 79.4218 | 83.7729 | 86.9665 | 88.8692 | 90.2231 | 90.6834 | 90.589 | 89.7318 | 88.4397 | 85.7852 | 82.0937 | 78.664 | 76.5046 | 74.9478 | 3.783 | 3.6661 | 3.8212 | 3.5885 | 3.5563 | 3.5017 | 3.9102 | 3.7821 | 4.4719 | 4.4983 | 4.0432 | 3.7831 | 3.5656 | 3.6292 | 3.2257 | 2.7382 | 2.3772 | 2.3471 | 2.35 | 3.4452 | 3.7491 | 3.8291 | 3.3114 | 3.5209
Program Specific1-in-2Size: Over 200kWAll2019January Monthly Peak | Program Specific | 1-in-2 | Size: Over 200kW | All | 2019 | January Monthly Peak | 1 | 126.0844 | 122.5195 | 118.9302 | 119.4807 | 128.4741 | 152.3869 | 184.225 | 201.9904 | 210.4615 | 211.0117 | 212.0672 | 209.8567 | 206.0073 | 205.3022 | 197.951 | 186.4768 | 176.3845 | 173.5209 | 168.6861 | 164.3178 | 158.6205 | 151.3518 | 141.7621 | 135.4158 | 0.026109 | -0.26477 | -0.10432 | -1.9443 | -2.5118 | -1.7874 | -0.64284 | -2.4524 | -2.4618 | -3.1227 | -0.62896 | -0.089265 | 1.0336 | 3.819 | 10.8639 | 10.1678 | 11.1969 | 10.0548 | 3.2418 | 2.5261 | 2.1814 | 2.2623 | 1.8917 | 1.3769 | 46.3573 | 45.5251 | 44.818 | 44.3337 | 43.9215 | 43.8029 | 43.5802 | 43.3947 | 43.7534 | 45.6868 | 48.8991 | 51.7014 | 53.5644 | 54.9428 | 55.8505 | 56.3375 | 56.1821 | 54.7636 | 52.8825 | 51.422 | 50.3183 | 49.3298 | 48.4778 | 47.5625 | 3.5829 | 3.4815 | 3.6344 | 3.4423 | 3.4286 | 3.4237 | 3.9797 | 3.8016 | 4.3516 | 4.2094 | 3.6761 | 3.3873 | 3.1965 | 3.2195 | 2.8226 | 2.387 | 2.1041 | 2.2012 | 2.2409 | 3.294 | 3.5182 | 3.6085 | 3.143 | 3.3671
Program Specific1-in-2Size: Over 200kWAll2019February Monthly Peak | Program Specific | 1-in-2 | Size: Over 200kW | All | 2019 | February Monthly Peak | 2 | 124.6663 | 121.2386 | 117.6084 | 118.0579 | 126.8964 | 150.2691 | 181.1959 | 198.028 | 206.126 | 207.1473 | 208.8063 | 207.3844 | 203.9928 | 203.745 | 196.755 | 185.414 | 175.1821 | 172.1002 | 166.9752 | 162.3173 | 156.8069 | 149.827 | 140.2404 | 134.0752 | 0.027176 | -0.25995 | -0.10174 | -1.9164 | -2.4752 | -1.7558 | -0.62989 | -2.3948 | -2.4053 | -3.059 | -0.62359 | -0.091754 | 1.0185 | 3.7916 | 10.8081 | 10.1224 | 11.1275 | 9.9792 | 3.2022 | 2.4857 | 2.15 | 2.2355 | 1.8681 | 1.3609 | 49.5691 | 49.225 | 48.862 | 48.4769 | 47.9924 | 47.6757 | 47.5064 | 47.4471 | 48.0113 | 49.7913 | 51.7901 | 53.6499 | 54.3972 | 54.617 | 54.6727 | 54.1395 | 53.9326 | 53.2329 | 51.975 | 50.7772 | 49.6585 | 49.0614 | 47.8291 | 46.7612 | 3.5397 | 3.4419 | 3.5889 | 3.3922 | 3.378 | 3.3678 | 3.9042 | 3.7168 | 4.2476 | 4.1173 | 3.6073 | 3.3374 | 3.1559 | 3.1861 | 2.7992 | 2.3681 | 2.086 | 2.1794 | 2.215 | 3.2443 | 3.4693 | 3.5664 | 3.1026 | 3.328
Program Specific1-in-2Size: Over 200kWAll2019March Monthly Peak | Program Specific | 1-in-2 | Size: Over 200kW | All | 2019 | March Monthly Peak | 3 | 130.057 | 125.7904 | 122.1075 | 121.2793 | 129.3983 | 152.1462 | 180.5637 | 199.5113 | 209.4535 | 210.9496 | 214.1121 | 213.3492 | 210.3792 | 211.5982 | 205.3854 | 194.5458 | 183.3476 | 173.4538 | 167.8592 | 168.039 | 164.7302 | 157.5128 | 146.504 | 138.7776 | 0.029264 | -0.26743 | -0.10865 | -1.9643 | -2.5264 | -1.7667 | -0.63297 | -2.4087 | -2.4618 | -3.1138 | -0.6521 | -0.1028 | 1.0381 | 3.941 | 11.2937 | 10.6361 | 11.6339 | 10.0611 | 3.2063 | 2.5553 | 2.2495 | 2.3374 | 1.9436 | 1.4029 | 49.3968 | 48.4409 | 47.6363 | 47.1827 | 46.848 | 46.3703 | 45.9914 | 45.997 | 47.9594 | 50.3112 | 52.7267 | 54.7114 | 55.9452 | 56.9292 | 57.3005 | 57.672 | 57.4259 | 56.7293 | 55.2827 | 53.3064 | 52.0077 | 50.8374 | 49.9037 | 49.0314 | 3.6811 | 3.5571 | 3.7211 | 3.4709 | 3.4369 | 3.3902 | 3.8678 | 3.722 | 4.2947 | 4.1639 | 3.6784 | 3.4204 | 3.2406 | 3.2906 | 2.909 | 2.4724 | 2.1732 | 2.185 | 2.2209 | 3.3433 | 3.6333 | 3.7348 | 3.2332 | 3.4342
Program Specific1-in-2Size: Over 200kWAll2019April Monthly Peak | Program Specific | 1-in-2 | Size: Over 200kW | All | 2019 | April Monthly Peak | 4 | 127.0561 | 123.3391 | 119.325 | 118.2071 | 125.7845 | 147.1002 | 172.9926 | 190.9316 | 202.1771 | 207.926 | 215.1971 | 218.233 | 217.7074 | 220.9795 | 215.8428 | 204.2596 | 190.8281 | 178.3178 | 170.1151 | 168.172 | 164.166 | 156.5651 | 144.7302 | 137.0498 | 0.0039737 | -0.27813 | -0.11799 | -1.9167 | -2.4596 | -1.7142 | -0.61891 | -2.3156 | -2.3948 | -3.0815 | -0.66037 | -0.10921 | 1.0636 | 4.1068 | 11.8575 | 11.1741 | 12.1165 | 10.3484 | 3.2361 | 2.5471 | 2.2392 | 2.3259 | 1.9147 | 1.3824 | 62.6545 | 61.6296 | 60.2984 | 59.2413 | 58.374 | 57.7052 | 57.2378 | 57.1571 | 59.4599 | 63.4679 | 67.8818 | 72.0896 | 75.4861 | 77.989 | 79.3794 | 79.9786 | 80.0028 | 79.441 | 77.8545 | 75.2031 | 71.3877 | 68.5703 | 66.301 | 64.1262 | 3.5951 | 3.4885 | 3.6372 | 3.3763 | 3.3367 | 3.2713 | 3.7081 | 3.5616 | 4.1525 | 4.1115 | 3.699 | 3.4986 | 3.3515 | 3.4317 | 3.0543 | 2.5892 | 2.2558 | 2.2402 | 2.2457 | 3.3378 | 3.618 | 3.7197 | 3.1933 | 3.3903
Program Specific1-in-2Size: Over 200kWAll2019May Monthly Peak | Program Specific | 1-in-2 | Size: Over 200kW | All | 2019 | May Monthly Peak | 5 | 130.2823 | 126.9056 | 122.4333 | 121.8575 | 130.2694 | 151.9359 | 176.8694 | 198.4008 | 212.7528 | 220.2319 | 227.8334 | 230.196 | 228.2256 | 230.3823 | 224.8035 | 211.4399 | 197.184 | 183.6716 | 174.6532 | 170.4244 | 167.8141 | 160.4313 | 149.1274 | 141.7021 | 0.020581 | -0.2741 | -0.11873 | -1.9729 | -2.5382 | -1.7629 | -0.62872 | -2.4033 | -2.5327 | -3.273 | -0.69986 | -0.11456 | 1.1163 | 4.2738 | 12.3273 | 11.5514 | 12.5207 | 10.6686 | 3.3173 | 2.5722 | 2.2663 | 2.3674 | 1.9653 | 1.4204 | 62.7638 | 62.1104 | 61.4671 | 60.642 | 59.8885 | 59.439 | 59.284 | 59.7061 | 61.3128 | 64.6597 | 68.6673 | 72.527 | 76.1853 | 78.8203 | 79.9509 | 80.5469 | 80.5804 | 79.2395 | 77.1249 | 74.3376 | 70.6062 | 67.4621 | 65.5936 | 64.247 | 3.6696 | 3.5712 | 3.7108 | 3.4666 | 3.4367 | 3.3648 | 3.764 | 3.6881 | 4.3704 | 4.36 | 3.9275 | 3.6979 | 3.5212 | 3.5899 | 3.1899 | 2.6846 | 2.3326 | 2.3074 | 2.3019 | 3.3707 | 3.6676 | 3.7857 | 3.2707 | 3.4802
Program Specific1-in-2Size: Over 200kWAll2019June Monthly Peak | Program Specific | 1-in-2 | Size: Over 200kW | All | 2019 | June Monthly Peak | 6 | 138.6416 | 135.0322 | 130.512 | 129.8926 | 138.2949 | 160.2046 | 185.0087 | 205.7802 | 219.7545 | 228.2325 | 236.6939 | 237.1341 | 232.5258 | 233.8712 | 228.6782 | 218.0471 | 204.3234 | 190.6579 | 182.6524 | 177.3103 | 175.2317 | 168.1484 | 156.5804 | 149.2354 | -0.55178 | -0.9262 | -0.58573 | -1.9772 | -2.6574 | -2.1178 | -1.6732 | -2.612 | -2.8238 | -3.4392 | -1.6459 | -1.4729 | -0.29634 | 2.6297 | 11.1867 | 11.1773 | 11.6416 | 10.2828 | 3.4936 | 2.1108 | 1.6695 | 2.0632 | 1.7553 | 1.3763 | 67.4705 | 66.5265 | 65.5889 | 64.5271 | 63.7599 | 62.9934 | 62.3282 | 63.0444 | 65.869 | 70.4444 | 75.3199 | 79.6659 | 82.393 | 83.9613 | 85.4529 | 86.0185 | 86.4529 | 85.7814 | 84.6416 | 81.8872 | 78.0947 | 73.9082 | 71.5608 | 69.8569 | 3.6981 | 3.599 | 3.7443 | 3.4975 | 3.4507 | 3.3606 | 3.7367 | 3.6375 | 4.2987 | 4.3164 | 3.893 | 3.6187 | 3.3934 | 3.4472 | 3.0675 | 2.6203 | 2.2883 | 2.2679 | 2.2829 | 3.311 | 3.6331 | 3.7579 | 3.2516 | 3.4667
Program Specific1-in-2Size: Over 200kWAll2019July Monthly Peak | Program Specific | 1-in-2 | Size: Over 200kW | All | 2019 | July Monthly Peak | 7 | 144.6529 | 140.4016 | 136.2501 | 136.2324 | 145.3437 | 169.1858 | 195.0611 | 216.0614 | 229.859 | 238.7097 | 246.6569 | 246.6054 | 242.1974 | 243.1192 | 237.5883 | 227.6834 | 214.3917 | 200.4407 | 192.1275 | 186.5717 | 183.6095 | 175.2084 | 162.8387 | 155.0165 | -1.4506 | -1.9923 | -1.3359 | -1.9671 | -2.7616 | -2.6171 | -3.1898 | -2.8974 | -3.0395 | -3.6096 | -2.9875 | -3.3696 | -2.1661 | 0.43288 | 9.7663 | 10.6093 | 10.4811 | 9.7281 | 3.8346 | 1.4763 | 0.67691 | 1.4675 | 1.2645 | 1.1085 | 74.4305 | 73.4298 | 72.6472 | 71.9184 | 71.1838 | 70.4573 | 69.996 | 70.7227 | 73.4543 | 77.1443 | 81.0085 | 84.6923 | 87.3404 | 89.0063 | 90.3824 | 90.8809 | 90.3228 | 89.3198 | 88.5419 | 87.0666 | 84.3608 | 80.8564 | 78.3957 | 76.6283 | 3.8439 | 3.7213 | 3.8816 | 3.6498 | 3.608 | 3.5394 | 3.9191 | 3.7893 | 4.4508 | 4.4666 | 4.0017 | 3.7188 | 3.4991 | 3.5458 | 3.1529 | 2.7097 | 2.3797 | 2.3647 | 2.3851 | 3.463 | 3.7839 | 3.8937 | 3.3611 | 3.5763
Program Specific1-in-2Size: Over 200kWAll2019August Monthly Peak | Program Specific | 1-in-2 | Size: Over 200kW | All | 2019 | August Monthly Peak | 8 | 144.3396 | 140.2648 | 136.0767 | 135.867 | 145.4196 | 170.2817 | 198.5617 | 220.5343 | 236.7336 | 246.8865 | 256.4542 | 257.5364 | 253.4389 | 255.1418 | 249.1007 | 235.8055 | 219.391 | 203.5028 | 193.6532 | 189.5887 | 185.4625 | 175.6308 | 163.3256 | 155.4101 | -1.5224 | -2.0706 | -1.389 | -2.0246 | -2.8108 | -2.676 | -3.2543 | -2.9907 | -3.095 | -3.7305 | -3.0704 | -3.4647 | -2.1936 | 0.5082 | 10.2591 | 10.9939 | 10.7989 | 9.9127 | 3.9204 | 1.5351 | 0.68506 | 1.4411 | 1.2207 | 1.046 | 74.2645 | 72.9232 | 71.7491 | 70.9978 | 70.3301 | 69.5466 | 69.1759 | 68.9803 | 71.0586 | 75.9996 | 81.2671 | 85.8665 | 89.1469 | 91.0823 | 92.3257 | 92.7252 | 92.6981 | 92.0255 | 90.2517 | 86.9401 | 82.4839 | 79.3628 | 77.51 | 76.0597 | 3.8376 | 3.7177 | 3.8728 | 3.636 | 3.6031 | 3.5525 | 3.9714 | 3.856 | 4.5726 | 4.6095 | 4.1473 | 3.8821 | 3.6628 | 3.7272 | 3.3124 | 2.8093 | 2.4366 | 2.4028 | 2.4035 | 3.5174 | 3.8184 | 3.8923 | 3.3624 | 3.5707
Program Specific1-in-2Size: Over 200kWAll2019September Monthly Peak | Program Specific | 1-in-2 | Size: Over 200kW | All | 2019 | September Monthly Peak | 9 | 143.7961 | 139.8561 | 135.1833 | 135.8381 | 145.8317 | 171.6438 | 202.7537 | 225.2345 | 244.5972 | 255.63 | 264.7192 | 265.5686 | 261.3825 | 263.434 | 256.6161 | 241.239 | 223.4502 | 206.6692 | 197.6584 | 195.043 | 187.2362 | 176.8071 | 163.8834 | 155.3616 | -1.3636 | -1.9214 | -1.2747 | -1.9889 | -2.7735 | -2.6183 | -3.1679 | -3.0051 | -3.15 | -3.8633 | -3.0708 | -3.4305 | -2.1026 | 0.6832 | 10.6218 | 11.2451 | 11.0859 | 10.076 | 3.9633 | 1.6384 | 0.76887 | 1.5194 | 1.2845 | 1.0867 | 72.9664 | 71.8944 | 71.0393 | 70.2948 | 69.5762 | 68.8562 | 68.6119 | 68.5315 | 70.5408 | 75.0082 | 80.0916 | 84.8669 | 88.9856 | 91.427 | 92.7313 | 93.1091 | 92.882 | 91.8003 | 90.3236 | 87.2467 | 83.4355 | 80.5285 | 78.5517 | 77.2466 | 3.8167 | 3.7003 | 3.848 | 3.6403 | 3.6199 | 3.5757 | 4.0487 | 3.9379 | 4.7347 | 4.7818 | 4.2986 | 4.0211 | 3.7954 | 3.8615 | 3.4242 | 2.881 | 2.4815 | 2.4405 | 2.4498 | 3.6242 | 3.8647 | 3.9309 | 3.3819 | 3.5762
Program Specific1-in-2Size: Over 200kWAll2019October Monthly Peak | Program Specific | 1-in-2 | Size: Over 200kW | All | 2019 | October Monthly Peak | 10 | 122.6487 | 119.7955 | 115.6979 | 115.7988 | 124.0857 | 146.266 | 174.9532 | 191.8947 | 202.8501 | 209.7257 | 216.8144 | 219.975 | 219.5945 | 221.7118 | 215.7826 | 202.9336 | 189.3587 | 182.4795 | 173.7667 | 166.2842 | 159.3566 | 151.2765 | 140.3544 | 133.9311 | -0.35338 | -0.68202 | -0.40485 | -1.8336 | -2.416 | -1.8791 | -1.2507 | -2.4084 | -2.4691 | -3.1315 | -1.1993 | -0.90784 | 0.23694 | 3.069 | 10.9806 | 10.6024 | 11.2371 | 10.0769 | 3.3619 | 2.2058 | 1.7451 | 1.9912 | 1.6494 | 1.2479 | 65.4567 | 64.5141 | 63.6975 | 62.8194 | 62.0623 | 61.4586 | 60.9385 | 60.8717 | 61.9182 | 65.5178 | 71.0057 | 77.0667 | 82.5744 | 85.7831 | 86.5833 | 87.1422 | 87.2372 | 86.2635 | 83.5219 | 78.7831 | 75.2743 | 72.6495 | 70.5298 | 68.9222 | 3.3515 | 3.2759 | 3.4014 | 3.1997 | 3.1787 | 3.1503 | 3.6335 | 3.468 | 4.0328 | 4.0244 | 3.6095 | 3.409 | 3.2696 | 3.3335 | 2.9527 | 2.4875 | 2.163 | 2.2172 | 2.2129 | 3.1914 | 3.3921 | 3.4767 | 2.9893 | 3.1989
Program Specific1-in-2Size: Over 200kWAll2019November Monthly Peak | Program Specific | 1-in-2 | Size: Over 200kW | All | 2019 | November Monthly Peak | 11 | 127.2614 | 124.0544 | 119.995 | 119.486 | 127.9846 | 150.2177 | 176.2386 | 193.7286 | 204.8827 | 210.2436 | 216.0277 | 217.9062 | 216.2712 | 217.6139 | 211.2187 | 197.9217 | 186.1299 | 180.841 | 172.6737 | 165.9403 | 160.0062 | 152.7127 | 141.3977 | 134.7552 | 0.018924 | -0.2622 | -0.1067 | -1.951 | -2.5155 | -1.7823 | -0.62938 | -2.3755 | -2.4346 | -3.1309 | -0.64513 | -0.095326 | 1.0748 | 4.0373 | 11.5593 | 10.7879 | 11.8105 | 10.4926 | 3.3087 | 2.5438 | 2.1986 | 2.2912 | 1.8865 | 1.3714 | 58.7712 | 57.8194 | 57.2515 | 56.5743 | 55.5488 | 54.6523 | 54.6616 | 54.5684 | 57.2684 | 61.1126 | 65.8192 | 70.4342 | 73.2928 | 74.8808 | 75.9492 | 75.7818 | 73.9451 | 70.8921 | 67.7689 | 65.5771 | 64.0275 | 63.0938 | 62.1738 | 61.509 | 3.6188 | 3.528 | 3.6761 | 3.448 | 3.4265 | 3.3811 | 3.819 | 3.6589 | 4.2705 | 4.2116 | 3.7563 | 3.528 | 3.3613 | 3.4123 | 3.0154 | 2.5276 | 2.2157 | 2.2882 | 2.2884 | 3.3186 | 3.5462 | 3.6552 | 3.1407 | 3.3574
Program Specific1-in-2Size: Over 200kWAll2019December Monthly Peak | Program Specific | 1-in-2 | Size: Over 200kW | All | 2019 | December Monthly Peak | 12 | 119.9447 | 117.1493 | 113.7116 | 114.0338 | 122.1932 | 142.5282 | 168.1335 | 181.2351 | 188.8349 | 190.7153 | 192.473 | 191.1209 | 187.3326 | 186.6141 | 180.5584 | 171.0552 | 163.735 | 161.5027 | 155.6074 | 150.726 | 146.0353 | 140.0983 | 131.2227 | 126.1341 | 0.032894 | -0.23874 | -0.093807 | -1.8416 | -2.3784 | -1.6714 | -0.58858 | -2.1953 | -2.2159 | -2.8226 | -0.57837 | -0.087207 | 0.92907 | 3.4733 | 9.9296 | 9.3513 | 10.3989 | 9.3712 | 2.9833 | 2.3136 | 2.007 | 2.0921 | 1.7453 | 1.2782 | 50.4978 | 49.6483 | 49.0053 | 48.4991 | 47.9206 | 47.336 | 47.0883 | 47.0007 | 47.6304 | 50.8852 | 54.6629 | 57.8513 | 59.957 | 61.1419 | 61.8637 | 62.1645 | 61.5864 | 59.3625 | 56.601 | 54.4398 | 52.7444 | 50.9102 | 49.2476 | 47.9111 | 3.3996 | 3.3175 | 3.4615 | 3.2593 | 3.2442 | 3.1941 | 3.6208 | 3.3984 | 3.8939 | 3.7929 | 3.3234 | 3.0747 | 2.8959 | 2.9127 | 2.5628 | 2.1798 | 1.9491 | 2.0445 | 2.0639 | 3.0186 | 3.2374 | 3.3403 | 2.9039 | 3.1294
Program Specific1-in-2Size: Over 200kWAll2019Typical Event Day | Program Specific | 1-in-2 | Size: Over 200kW | All | 2019 | Typical Event Day | 8 | 143.1265 | 139.1122 | 134.9861 | 134.7888 | 144.2695 | 168.7328 | 196.4155 | 217.3511 | 232.4939 | 241.9902 | 251.0946 | 252.0991 | 247.9056 | 249.66 | 243.7817 | 230.9904 | 215.1323 | 199.812 | 190.3687 | 186.5539 | 182.8981 | 173.5828 | 161.5697 | 153.8982 | -1.2113 | -1.7195 | -1.141 | -1.9931 | -2.757 | -2.5126 | -2.8163 | -2.8709 | -3.0044 | -3.6411 | -2.6747 | -2.9133 | -1.6599 | 1.1107 | 10.5471 | 11.0618 | 11.0335 | 9.9967 | 3.7827 | 1.6949 | 0.95699 | 1.6184 | 1.3815 | 1.1516 | 72.283 | 71.1935 | 70.2561 | 69.4345 | 68.7125 | 67.9634 | 67.528 | 67.8197 | 70.2307 | 74.6491 | 79.4218 | 83.7729 | 86.9665 | 88.8692 | 90.2231 | 90.6834 | 90.589 | 89.7318 | 88.4397 | 85.7852 | 82.0937 | 78.664 | 76.5046 | 74.9479 | 3.783 | 3.6661 | 3.8212 | 3.5885 | 3.5563 | 3.5017 | 3.9102 | 3.7821 | 4.4719 | 4.4983 | 4.0432 | 3.7831 | 3.5656 | 3.6292 | 3.2257 | 2.7382 | 2.3772 | 2.3471 | 2.35 | 3.4452 | 3.7491 | 3.8291 | 3.3114 | 3.5209
Program Specific1-in-2Size: Over 200kWAll2020January Monthly Peak | Program Specific | 1-in-2 | Size: Over 200kW | All | 2020 | January Monthly Peak | 1 | 126.0844 | 122.5195 | 118.9302 | 119.4807 | 128.4741 | 152.3869 | 184.2251 | 201.9904 | 210.4615 | 211.0117 | 212.0672 | 209.8567 | 206.0073 | 205.3022 | 197.951 | 186.4768 | 176.3845 | 173.5209 | 168.686 | 164.3178 | 158.6204 | 151.3518 | 141.7621 | 135.4158 | 0.026109 | -0.26477 | -0.10432 | -1.9443 | -2.5118 | -1.7874 | -0.64284 | -2.4524 | -2.4618 | -3.1227 | -0.62896 | -0.089265 | 1.0336 | 3.819 | 10.8639 | 10.1678 | 11.1969 | 10.0548 | 3.2418 | 2.5261 | 2.1814 | 2.2623 | 1.8917 | 1.3769 | 46.3573 | 45.5251 | 44.818 | 44.3337 | 43.9215 | 43.8029 | 43.5802 | 43.3947 | 43.7534 | 45.6868 | 48.8991 | 51.7014 | 53.5644 | 54.9428 | 55.8505 | 56.3375 | 56.1821 | 54.7636 | 52.8825 | 51.422 | 50.3183 | 49.3298 | 48.4778 | 47.5625 | 3.5829 | 3.4815 | 3.6344 | 3.4423 | 3.4286 | 3.4237 | 3.9797 | 3.8016 | 4.3516 | 4.2094 | 3.6761 | 3.3873 | 3.1965 | 3.2195 | 2.8226 | 2.387 | 2.1041 | 2.2012 | 2.2409 | 3.294 | 3.5182 | 3.6085 | 3.143 | 3.3671
Program Specific1-in-2Size: Over 200kWAll2020February Monthly Peak | Program Specific | 1-in-2 | Size: Over 200kW | All | 2020 | February Monthly Peak | 2 | 124.6663 | 121.2386 | 117.6084 | 118.0579 | 126.8964 | 150.2691 | 181.1959 | 198.028 | 206.126 | 207.1473 | 208.8063 | 207.3844 | 203.9928 | 203.745 | 196.755 | 185.414 | 175.1821 | 172.1002 | 166.9752 | 162.3173 | 156.8069 | 149.827 | 140.2404 | 134.0752 | 0.027176 | -0.25995 | -0.10174 | -1.9164 | -2.4752 | -1.7558 | -0.62989 | -2.3948 | -2.4053 | -3.059 | -0.62359 | -0.091754 | 1.0185 | 3.7916 | 10.8081 | 10.1224 | 11.1275 | 9.9792 | 3.2022 | 2.4857 | 2.15 | 2.2355 | 1.8681 | 1.3609 | 49.5691 | 49.225 | 48.862 | 48.4769 | 47.9924 | 47.6757 | 47.5064 | 47.4471 | 48.0113 | 49.7913 | 51.7901 | 53.6499 | 54.3972 | 54.617 | 54.6727 | 54.1395 | 53.9326 | 53.2329 | 51.975 | 50.7772 | 49.6585 | 49.0614 | 47.8291 | 46.7612 | 3.5397 | 3.4419 | 3.5889 | 3.3922 | 3.378 | 3.3678 | 3.9042 | 3.7168 | 4.2476 | 4.1173 | 3.6073 | 3.3374 | 3.1559 | 3.1861 | 2.7992 | 2.3681 | 2.086 | 2.1794 | 2.215 | 3.2443 | 3.4693 | 3.5664 | 3.1026 | 3.328
Program Specific1-in-2Size: Over 200kWAll2020March Monthly Peak | Program Specific | 1-in-2 | Size: Over 200kW | All | 2020 | March Monthly Peak | 3 | 130.057 | 125.7904 | 122.1075 | 121.2793 | 129.3983 | 152.1462 | 180.5637 | 199.5113 | 209.4535 | 210.9496 | 214.1121 | 213.3492 | 210.3792 | 211.5982 | 205.3855 | 194.5458 | 183.3476 | 173.4538 | 167.8592 | 168.039 | 164.7302 | 157.5128 | 146.504 | 138.7776 | 0.029264 | -0.26743 | -0.10865 | -1.9643 | -2.5264 | -1.7667 | -0.63297 | -2.4087 | -2.4618 | -3.1138 | -0.6521 | -0.1028 | 1.0381 | 3.941 | 11.2937 | 10.6361 | 11.6339 | 10.0611 | 3.2063 | 2.5553 | 2.2495 | 2.3374 | 1.9436 | 1.4029 | 49.3968 | 48.4409 | 47.6363 | 47.1827 | 46.848 | 46.3703 | 45.9914 | 45.997 | 47.9594 | 50.3112 | 52.7267 | 54.7114 | 55.9452 | 56.9292 | 57.3005 | 57.672 | 57.4259 | 56.7293 | 55.2827 | 53.3064 | 52.0077 | 50.8374 | 49.9037 | 49.0314 | 3.6811 | 3.5571 | 3.7211 | 3.4709 | 3.4369 | 3.3902 | 3.8678 | 3.722 | 4.2947 | 4.1639 | 3.6784 | 3.4204 | 3.2406 | 3.2906 | 2.909 | 2.4724 | 2.1732 | 2.185 | 2.2209 | 3.3433 | 3.6333 | 3.7348 | 3.2332 | 3.4342
Program Specific1-in-2Size: Over 200kWAll2020April Monthly Peak | Program Specific | 1-in-2 | Size: Over 200kW | All | 2020 | April Monthly Peak | 4 | 127.0561 | 123.339 | 119.325 | 118.2071 | 125.7845 | 147.1002 | 172.9926 | 190.9316 | 202.1771 | 207.926 | 215.1971 | 218.233 | 217.7074 | 220.9795 | 215.8428 | 204.2596 | 190.8281 | 178.3178 | 170.1151 | 168.172 | 164.166 | 156.5651 | 144.7302 | 137.0498 | 0.0039736 | -0.27813 | -0.11799 | -1.9167 | -2.4596 | -1.7142 | -0.61891 | -2.3156 | -2.3948 | -3.0815 | -0.66037 | -0.10921 | 1.0636 | 4.1068 | 11.8575 | 11.1741 | 12.1165 | 10.3484 | 3.2361 | 2.5471 | 2.2392 | 2.3259 | 1.9147 | 1.3824 | 62.6545 | 61.6296 | 60.2984 | 59.2413 | 58.374 | 57.7052 | 57.2378 | 57.1571 | 59.4599 | 63.4679 | 67.8818 | 72.0896 | 75.4861 | 77.989 | 79.3794 | 79.9786 | 80.0028 | 79.441 | 77.8545 | 75.2031 | 71.3877 | 68.5703 | 66.301 | 64.1262 | 3.5951 | 3.4885 | 3.6372 | 3.3763 | 3.3367 | 3.2713 | 3.7081 | 3.5616 | 4.1525 | 4.1115 | 3.699 | 3.4986 | 3.3515 | 3.4317 | 3.0543 | 2.5892 | 2.2558 | 2.2402 | 2.2457 | 3.3378 | 3.618 | 3.7197 | 3.1933 | 3.3903
Program Specific1-in-2Size: Over 200kWAll2020May Monthly Peak | Program Specific | 1-in-2 | Size: Over 200kW | All | 2020 | May Monthly Peak | 5 | 130.2823 | 126.9056 | 122.4333 | 121.8575 | 130.2694 | 151.9359 | 176.8694 | 198.4008 | 212.7528 | 220.2319 | 227.8334 | 230.196 | 228.2256 | 230.3822 | 224.8035 | 211.4399 | 197.184 | 183.6716 | 174.6532 | 170.4244 | 167.8141 | 160.4313 | 149.1274 | 141.7021 | 0.020581 | -0.2741 | -0.11873 | -1.9729 | -2.5382 | -1.7629 | -0.62872 | -2.4033 | -2.5327 | -3.273 | -0.69986 | -0.11456 | 1.1163 | 4.2738 | 12.3273 | 11.5514 | 12.5207 | 10.6686 | 3.3173 | 2.5722 | 2.2663 | 2.3674 | 1.9653 | 1.4204 | 62.7638 | 62.1104 | 61.4671 | 60.642 | 59.8885 | 59.439 | 59.284 | 59.7061 | 61.3128 | 64.6597 | 68.6673 | 72.527 | 76.1853 | 78.8203 | 79.9509 | 80.5469 | 80.5804 | 79.2395 | 77.1249 | 74.3376 | 70.6062 | 67.4621 | 65.5936 | 64.247 | 3.6696 | 3.5712 | 3.7108 | 3.4666 | 3.4367 | 3.3648 | 3.764 | 3.6881 | 4.3704 | 4.36 | 3.9275 | 3.6979 | 3.5212 | 3.5899 | 3.1899 | 2.6846 | 2.3326 | 2.3074 | 2.3019 | 3.3707 | 3.6676 | 3.7857 | 3.2707 | 3.4802
Program Specific1-in-2Size: Over 200kWAll2020June Monthly Peak | Program Specific | 1-in-2 | Size: Over 200kW | All | 2020 | June Monthly Peak | 6 | 138.6416 | 135.0322 | 130.512 | 129.8926 | 138.2949 | 160.2046 | 185.0087 | 205.7802 | 219.7545 | 228.2325 | 236.6939 | 237.1341 | 232.5258 | 233.8712 | 228.6782 | 218.0471 | 204.3234 | 190.6579 | 182.6524 | 177.3103 | 175.2317 | 168.1484 | 156.5804 | 149.2354 | -0.55178 | -0.9262 | -0.58573 | -1.9772 | -2.6574 | -2.1178 | -1.6732 | -2.612 | -2.8238 | -3.4392 | -1.6459 | -1.4729 | -0.29634 | 2.6297 | 11.1867 | 11.1773 | 11.6416 | 10.2828 | 3.4936 | 2.1108 | 1.6695 | 2.0632 | 1.7553 | 1.3763 | 67.4705 | 66.5265 | 65.5889 | 64.5271 | 63.7599 | 62.9934 | 62.3282 | 63.0444 | 65.869 | 70.4444 | 75.3199 | 79.6659 | 82.393 | 83.9613 | 85.4529 | 86.0185 | 86.4529 | 85.7814 | 84.6416 | 81.8872 | 78.0947 | 73.9082 | 71.5608 | 69.8569 | 3.6981 | 3.599 | 3.7443 | 3.4975 | 3.4507 | 3.3606 | 3.7367 | 3.6375 | 4.2987 | 4.3164 | 3.893 | 3.6187 | 3.3934 | 3.4472 | 3.0675 | 2.6203 | 2.2883 | 2.2679 | 2.2829 | 3.311 | 3.6331 | 3.7579 | 3.2516 | 3.4667
Program Specific1-in-2Size: Over 200kWAll2020July Monthly Peak | Program Specific | 1-in-2 | Size: Over 200kW | All | 2020 | July Monthly Peak | 7 | 144.6529 | 140.4016 | 136.2501 | 136.2324 | 145.3437 | 169.1858 | 195.0611 | 216.0614 | 229.859 | 238.7097 | 246.6569 | 246.6054 | 242.1974 | 243.1192 | 237.5883 | 227.6834 | 214.3917 | 200.4407 | 192.1275 | 186.5717 | 183.6095 | 175.2084 | 162.8387 | 155.0165 | -1.4506 | -1.9923 | -1.3359 | -1.9671 | -2.7616 | -2.6171 | -3.1898 | -2.8974 | -3.0395 | -3.6096 | -2.9875 | -3.3696 | -2.1661 | 0.43288 | 9.7663 | 10.6093 | 10.4811 | 9.7281 | 3.8346 | 1.4763 | 0.67691 | 1.4675 | 1.2645 | 1.1085 | 74.4305 | 73.4298 | 72.6472 | 71.9184 | 71.1838 | 70.4573 | 69.996 | 70.7227 | 73.4543 | 77.1443 | 81.0085 | 84.6923 | 87.3404 | 89.0063 | 90.3824 | 90.8809 | 90.3228 | 89.3198 | 88.5419 | 87.0666 | 84.3608 | 80.8564 | 78.3957 | 76.6283 | 3.8439 | 3.7213 | 3.8816 | 3.6498 | 3.608 | 3.5394 | 3.9191 | 3.7893 | 4.4508 | 4.4666 | 4.0017 | 3.7188 | 3.4991 | 3.5458 | 3.1529 | 2.7097 | 2.3797 | 2.3647 | 2.3851 | 3.463 | 3.7839 | 3.8937 | 3.3611 | 3.5763
Program Specific1-in-2Size: Over 200kWAll2020August Monthly Peak | Program Specific | 1-in-2 | Size: Over 200kW | All | 2020 | August Monthly Peak | 8 | 144.3396 | 140.2648 | 136.0767 | 135.867 | 145.4196 | 170.2817 | 198.5617 | 220.5343 | 236.7336 | 246.8865 | 256.4542 | 257.5364 | 253.4389 | 255.1418 | 249.1007 | 235.8055 | 219.391 | 203.5028 | 193.6532 | 189.5887 | 185.4625 | 175.6308 | 163.3256 | 155.4101 | -1.5224 | -2.0706 | -1.389 | -2.0246 | -2.8108 | -2.676 | -3.2543 | -2.9907 | -3.095 | -3.7305 | -3.0704 | -3.4647 | -2.1936 | 0.5082 | 10.2591 | 10.9939 | 10.7989 | 9.9127 | 3.9204 | 1.5351 | 0.68506 | 1.4411 | 1.2207 | 1.046 | 74.2645 | 72.9232 | 71.7491 | 70.9978 | 70.3301 | 69.5466 | 69.1759 | 68.9803 | 71.0586 | 75.9996 | 81.2671 | 85.8665 | 89.1469 | 91.0823 | 92.3257 | 92.7252 | 92.6981 | 92.0255 | 90.2517 | 86.9401 | 82.4839 | 79.3628 | 77.51 | 76.0597 | 3.8376 | 3.7177 | 3.8728 | 3.636 | 3.6031 | 3.5525 | 3.9714 | 3.856 | 4.5726 | 4.6095 | 4.1473 | 3.8821 | 3.6628 | 3.7272 | 3.3124 | 2.8093 | 2.4366 | 2.4028 | 2.4035 | 3.5174 | 3.8184 | 3.8923 | 3.3624 | 3.5707
Program Specific1-in-2Size: Over 200kWAll2020September Monthly Peak | Program Specific | 1-in-2 | Size: Over 200kW | All | 2020 | September Monthly Peak | 9 | 143.7961 | 139.8561 | 135.1833 | 135.8381 | 145.8317 | 171.6438 | 202.7537 | 225.2345 | 244.5972 | 255.63 | 264.7192 | 265.5686 | 261.3825 | 263.434 | 256.6161 | 241.239 | 223.4502 | 206.6692 | 197.6584 | 195.043 | 187.2362 | 176.8071 | 163.8834 | 155.3616 | -1.3636 | -1.9214 | -1.2747 | -1.9889 | -2.7735 | -2.6183 | -3.1679 | -3.0051 | -3.15 | -3.8633 | -3.0708 | -3.4305 | -2.1026 | 0.6832 | 10.6218 | 11.2451 | 11.0859 | 10.076 | 3.9633 | 1.6384 | 0.76887 | 1.5194 | 1.2845 | 1.0867 | 72.9664 | 71.8944 | 71.0393 | 70.2948 | 69.5762 | 68.8562 | 68.6119 | 68.5315 | 70.5408 | 75.0082 | 80.0915 | 84.8669 | 88.9856 | 91.427 | 92.7313 | 93.1091 | 92.882 | 91.8003 | 90.3236 | 87.2467 | 83.4355 | 80.5285 | 78.5517 | 77.2466 | 3.8167 | 3.7003 | 3.848 | 3.6402 | 3.6199 | 3.5757 | 4.0487 | 3.9379 | 4.7347 | 4.7818 | 4.2986 | 4.0211 | 3.7954 | 3.8615 | 3.4242 | 2.881 | 2.4815 | 2.4405 | 2.4498 | 3.6242 | 3.8647 | 3.9309 | 3.3819 | 3.5762
Program Specific1-in-2Size: Over 200kWAll2020October Monthly Peak | Program Specific | 1-in-2 | Size: Over 200kW | All | 2020 | October Monthly Peak | 10 | 122.6487 | 119.7955 | 115.698 | 115.7988 | 124.0857 | 146.266 | 174.9532 | 191.8947 | 202.8501 | 209.7257 | 216.8144 | 219.975 | 219.5945 | 221.7118 | 215.7826 | 202.9336 | 189.3587 | 182.4795 | 173.7667 | 166.2842 | 159.3566 | 151.2765 | 140.3544 | 133.9311 | -0.35338 | -0.68202 | -0.40485 | -1.8336 | -2.416 | -1.8791 | -1.2507 | -2.4084 | -2.4691 | -3.1315 | -1.1993 | -0.90784 | 0.23694 | 3.069 | 10.9806 | 10.6024 | 11.2371 | 10.0769 | 3.3619 | 2.2058 | 1.7451 | 1.9912 | 1.6494 | 1.2479 | 65.4567 | 64.5141 | 63.6975 | 62.8194 | 62.0623 | 61.4586 | 60.9385 | 60.8717 | 61.9182 | 65.5178 | 71.0057 | 77.0667 | 82.5744 | 85.7831 | 86.5833 | 87.1422 | 87.2372 | 86.2635 | 83.5219 | 78.7831 | 75.2743 | 72.6495 | 70.5298 | 68.9222 | 3.3515 | 3.2759 | 3.4014 | 3.1997 | 3.1787 | 3.1503 | 3.6335 | 3.468 | 4.0328 | 4.0244 | 3.6095 | 3.409 | 3.2696 | 3.3335 | 2.9527 | 2.4875 | 2.163 | 2.2172 | 2.2129 | 3.1914 | 3.3921 | 3.4767 | 2.9893 | 3.1989
Program Specific1-in-2Size: Over 200kWAll2020November Monthly Peak | Program Specific | 1-in-2 | Size: Over 200kW | All | 2020 | November Monthly Peak | 11 | 127.2614 | 124.0544 | 119.995 | 119.486 | 127.9846 | 150.2177 | 176.2386 | 193.7286 | 204.8827 | 210.2436 | 216.0277 | 217.9062 | 216.2712 | 217.6139 | 211.2187 | 197.9217 | 186.1299 | 180.8409 | 172.6737 | 165.9403 | 160.0062 | 152.7127 | 141.3977 | 134.7552 | 0.018924 | -0.2622 | -0.1067 | -1.951 | -2.5155 | -1.7823 | -0.62938 | -2.3755 | -2.4346 | -3.1309 | -0.64513 | -0.095326 | 1.0748 | 4.0373 | 11.5593 | 10.7879 | 11.8105 | 10.4926 | 3.3087 | 2.5438 | 2.1986 | 2.2912 | 1.8865 | 1.3714 | 58.7712 | 57.8194 | 57.2515 | 56.5743 | 55.5488 | 54.6523 | 54.6616 | 54.5684 | 57.2684 | 61.1126 | 65.8192 | 70.4342 | 73.2928 | 74.8808 | 75.9492 | 75.7818 | 73.9451 | 70.8921 | 67.769 | 65.5771 | 64.0275 | 63.0938 | 62.1738 | 61.509 | 3.6188 | 3.528 | 3.6761 | 3.448 | 3.4265 | 3.3811 | 3.819 | 3.6589 | 4.2705 | 4.2116 | 3.7563 | 3.528 | 3.3613 | 3.4123 | 3.0154 | 2.5276 | 2.2157 | 2.2882 | 2.2884 | 3.3186 | 3.5462 | 3.6552 | 3.1407 | 3.3574
Program Specific1-in-2Size: Over 200kWAll2020December Monthly Peak | Program Specific | 1-in-2 | Size: Over 200kW | All | 2020 | December Monthly Peak | 12 | 119.9447 | 117.1493 | 113.7116 | 114.0338 | 122.1932 | 142.5282 | 168.1335 | 181.2351 | 188.8349 | 190.7153 | 192.473 | 191.1209 | 187.3326 | 186.6141 | 180.5584 | 171.0552 | 163.735 | 161.5027 | 155.6074 | 150.726 | 146.0353 | 140.0983 | 131.2227 | 126.1341 | 0.032894 | -0.23874 | -0.093807 | -1.8416 | -2.3784 | -1.6714 | -0.58858 | -2.1953 | -2.2159 | -2.8226 | -0.57837 | -0.087207 | 0.92907 | 3.4733 | 9.9296 | 9.3513 | 10.3989 | 9.3712 | 2.9833 | 2.3136 | 2.007 | 2.0921 | 1.7453 | 1.2782 | 50.4977 | 49.6483 | 49.0053 | 48.4991 | 47.9206 | 47.336 | 47.0883 | 47.0007 | 47.6304 | 50.8852 | 54.6629 | 57.8513 | 59.957 | 61.1418 | 61.8637 | 62.1645 | 61.5864 | 59.3625 | 56.601 | 54.4398 | 52.7444 | 50.9102 | 49.2476 | 47.9111 | 3.3996 | 3.3175 | 3.4615 | 3.2593 | 3.2442 | 3.1941 | 3.6208 | 3.3984 | 3.8939 | 3.7929 | 3.3234 | 3.0747 | 2.8959 | 2.9127 | 2.5628 | 2.1798 | 1.9491 | 2.0445 | 2.0639 | 3.0186 | 3.2374 | 3.3403 | 2.9039 | 3.1294
Program Specific1-in-2Size: Over 200kWAll2020Typical Event Day | Program Specific | 1-in-2 | Size: Over 200kW | All | 2020 | Typical Event Day | 8 | 143.1265 | 139.1122 | 134.9861 | 134.7888 | 144.2695 | 168.7328 | 196.4155 | 217.3511 | 232.4939 | 241.9902 | 251.0946 | 252.0991 | 247.9056 | 249.66 | 243.7817 | 230.9904 | 215.1323 | 199.812 | 190.3687 | 186.5539 | 182.8981 | 173.5829 | 161.5697 | 153.8982 | -1.2113 | -1.7195 | -1.141 | -1.9931 | -2.757 | -2.5126 | -2.8163 | -2.8709 | -3.0044 | -3.6411 | -2.6747 | -2.9133 | -1.6599 | 1.1107 | 10.5471 | 11.0618 | 11.0335 | 9.9967 | 3.7827 | 1.6949 | 0.95699 | 1.6184 | 1.3815 | 1.1516 | 72.283 | 71.1935 | 70.2561 | 69.4345 | 68.7125 | 67.9634 | 67.528 | 67.8197 | 70.2307 | 74.6491 | 79.4218 | 83.7729 | 86.9665 | 88.8692 | 90.2231 | 90.6834 | 90.589 | 89.7318 | 88.4397 | 85.7852 | 82.0937 | 78.664 | 76.5046 | 74.9479 | 3.783 | 3.6661 | 3.8212 | 3.5885 | 3.5563 | 3.5017 | 3.9102 | 3.7821 | 4.4719 | 4.4983 | 4.0432 | 3.7831 | 3.5656 | 3.6292 | 3.2257 | 2.7382 | 2.3772 | 2.3471 | 2.35 | 3.4452 | 3.7491 | 3.8291 | 3.3114 | 3.5209
Program Specific1-in-2Size: Over 200kWAll2021January Monthly Peak | Program Specific | 1-in-2 | Size: Over 200kW | All | 2021 | January Monthly Peak | 1 | 126.0844 | 122.5195 | 118.9302 | 119.4807 | 128.4741 | 152.3869 | 184.2251 | 201.9904 | 210.4615 | 211.0117 | 212.0672 | 209.8567 | 206.0073 | 205.3022 | 197.951 | 186.4768 | 176.3845 | 173.5209 | 168.686 | 164.3178 | 158.6204 | 151.3518 | 141.7621 | 135.4158 | 0.026109 | -0.26477 | -0.10432 | -1.9443 | -2.5118 | -1.7874 | -0.64284 | -2.4524 | -2.4618 | -3.1227 | -0.62896 | -0.089265 | 1.0336 | 3.819 | 10.8639 | 10.1678 | 11.1969 | 10.0548 | 3.2418 | 2.5261 | 2.1814 | 2.2623 | 1.8917 | 1.3769 | 46.3573 | 45.5251 | 44.818 | 44.3337 | 43.9215 | 43.8029 | 43.5802 | 43.3947 | 43.7534 | 45.6868 | 48.8991 | 51.7014 | 53.5644 | 54.9428 | 55.8505 | 56.3375 | 56.1821 | 54.7636 | 52.8825 | 51.422 | 50.3183 | 49.3298 | 48.4778 | 47.5625 | 3.5829 | 3.4815 | 3.6344 | 3.4423 | 3.4286 | 3.4237 | 3.9797 | 3.8016 | 4.3516 | 4.2094 | 3.6761 | 3.3873 | 3.1965 | 3.2195 | 2.8226 | 2.387 | 2.1041 | 2.2012 | 2.2409 | 3.294 | 3.5182 | 3.6085 | 3.143 | 3.3671
Program Specific1-in-2Size: Over 200kWAll2021February Monthly Peak | Program Specific | 1-in-2 | Size: Over 200kW | All | 2021 | February Monthly Peak | 2 | 124.6663 | 121.2386 | 117.6084 | 118.0579 | 126.8964 | 150.2691 | 181.1959 | 198.028 | 206.126 | 207.1473 | 208.8063 | 207.3844 | 203.9928 | 203.745 | 196.755 | 185.414 | 175.1821 | 172.1002 | 166.9752 | 162.3173 | 156.8069 | 149.827 | 140.2404 | 134.0752 | 0.027176 | -0.25995 | -0.10174 | -1.9164 | -2.4752 | -1.7558 | -0.62989 | -2.3948 | -2.4053 | -3.059 | -0.62359 | -0.091754 | 1.0185 | 3.7916 | 10.8081 | 10.1224 | 11.1275 | 9.9792 | 3.2022 | 2.4857 | 2.15 | 2.2355 | 1.8681 | 1.3609 | 49.5691 | 49.225 | 48.862 | 48.4769 | 47.9924 | 47.6757 | 47.5064 | 47.4471 | 48.0113 | 49.7913 | 51.7901 | 53.6499 | 54.3972 | 54.617 | 54.6727 | 54.1395 | 53.9326 | 53.2329 | 51.975 | 50.7772 | 49.6585 | 49.0614 | 47.8291 | 46.7612 | 3.5397 | 3.4419 | 3.5889 | 3.3922 | 3.378 | 3.3678 | 3.9042 | 3.7168 | 4.2476 | 4.1173 | 3.6073 | 3.3374 | 3.1559 | 3.1861 | 2.7992 | 2.3681 | 2.086 | 2.1794 | 2.215 | 3.2443 | 3.4693 | 3.5664 | 3.1026 | 3.328
Program Specific1-in-2Size: Over 200kWAll2021March Monthly Peak | Program Specific | 1-in-2 | Size: Over 200kW | All | 2021 | March Monthly Peak | 3 | 130.057 | 125.7904 | 122.1075 | 121.2793 | 129.3983 | 152.1462 | 180.5637 | 199.5113 | 209.4535 | 210.9496 | 214.1121 | 213.3493 | 210.3792 | 211.5982 | 205.3854 | 194.5458 | 183.3476 | 173.4538 | 167.8592 | 168.039 | 164.7302 | 157.5128 | 146.504 | 138.7776 | 0.029264 | -0.26743 | -0.10865 | -1.9643 | -2.5264 | -1.7667 | -0.63297 | -2.4087 | -2.4618 | -3.1138 | -0.6521 | -0.1028 | 1.0381 | 3.941 | 11.2937 | 10.6361 | 11.6339 | 10.0611 | 3.2063 | 2.5553 | 2.2495 | 2.3374 | 1.9436 | 1.4029 | 49.3968 | 48.4409 | 47.6363 | 47.1827 | 46.848 | 46.3703 | 45.9914 | 45.997 | 47.9594 | 50.3112 | 52.7267 | 54.7114 | 55.9452 | 56.9292 | 57.3005 | 57.672 | 57.4259 | 56.7293 | 55.2827 | 53.3064 | 52.0077 | 50.8374 | 49.9037 | 49.0314 | 3.6811 | 3.5571 | 3.7211 | 3.4709 | 3.4369 | 3.3902 | 3.8678 | 3.722 | 4.2947 | 4.1639 | 3.6784 | 3.4204 | 3.2406 | 3.2906 | 2.909 | 2.4724 | 2.1732 | 2.185 | 2.2209 | 3.3433 | 3.6333 | 3.7348 | 3.2332 | 3.4342
Program Specific1-in-2Size: Over 200kWAll2021April Monthly Peak | Program Specific | 1-in-2 | Size: Over 200kW | All | 2021 | April Monthly Peak | 4 | 127.0561 | 123.339 | 119.325 | 118.2071 | 125.7845 | 147.1002 | 172.9926 | 190.9316 | 202.1771 | 207.926 | 215.1971 | 218.233 | 217.7074 | 220.9795 | 215.8428 | 204.2596 | 190.8281 | 178.3178 | 170.1151 | 168.172 | 164.166 | 156.5651 | 144.7302 | 137.0498 | 0.0039736 | -0.27813 | -0.11799 | -1.9167 | -2.4596 | -1.7142 | -0.61891 | -2.3156 | -2.3948 | -3.0815 | -0.66037 | -0.10921 | 1.0636 | 4.1068 | 11.8575 | 11.1741 | 12.1165 | 10.3484 | 3.2361 | 2.5471 | 2.2392 | 2.3259 | 1.9147 | 1.3824 | 62.6545 | 61.6296 | 60.2984 | 59.2413 | 58.374 | 57.7052 | 57.2378 | 57.1571 | 59.4599 | 63.4679 | 67.8818 | 72.0896 | 75.4861 | 77.989 | 79.3794 | 79.9786 | 80.0028 | 79.441 | 77.8545 | 75.2031 | 71.3877 | 68.5703 | 66.301 | 64.1262 | 3.5951 | 3.4885 | 3.6372 | 3.3763 | 3.3367 | 3.2713 | 3.7081 | 3.5616 | 4.1525 | 4.1115 | 3.699 | 3.4986 | 3.3515 | 3.4317 | 3.0543 | 2.5892 | 2.2558 | 2.2402 | 2.2457 | 3.3378 | 3.618 | 3.7197 | 3.1933 | 3.3903
Program Specific1-in-2Size: Over 200kWAll2021May Monthly Peak | Program Specific | 1-in-2 | Size: Over 200kW | All | 2021 | May Monthly Peak | 5 | 130.2823 | 126.9056 | 122.4333 | 121.8575 | 130.2694 | 151.9358 | 176.8694 | 198.4008 | 212.7528 | 220.2319 | 227.8334 | 230.196 | 228.2256 | 230.3823 | 224.8035 | 211.4399 | 197.184 | 183.6716 | 174.6532 | 170.4244 | 167.8141 | 160.4313 | 149.1274 | 141.7021 | 0.020581 | -0.2741 | -0.11873 | -1.9729 | -2.5382 | -1.7629 | -0.62872 | -2.4033 | -2.5327 | -3.273 | -0.69986 | -0.11456 | 1.1163 | 4.2738 | 12.3273 | 11.5514 | 12.5207 | 10.6686 | 3.3173 | 2.5722 | 2.2663 | 2.3674 | 1.9653 | 1.4204 | 62.7638 | 62.1104 | 61.4671 | 60.642 | 59.8885 | 59.439 | 59.284 | 59.7061 | 61.3128 | 64.6597 | 68.6673 | 72.527 | 76.1853 | 78.8203 | 79.9509 | 80.5469 | 80.5804 | 79.2395 | 77.1249 | 74.3376 | 70.6062 | 67.4621 | 65.5936 | 64.247 | 3.6696 | 3.5712 | 3.7108 | 3.4666 | 3.4367 | 3.3648 | 3.764 | 3.6881 | 4.3704 | 4.36 | 3.9275 | 3.6979 | 3.5212 | 3.5899 | 3.1899 | 2.6846 | 2.3326 | 2.3074 | 2.3019 | 3.3707 | 3.6676 | 3.7857 | 3.2707 | 3.4802
Program Specific1-in-2Size: Over 200kWAll2021June Monthly Peak | Program Specific | 1-in-2 | Size: Over 200kW | All | 2021 | June Monthly Peak | 6 | 138.6416 | 135.0322 | 130.512 | 129.8926 | 138.2949 | 160.2046 | 185.0087 | 205.7802 | 219.7545 | 228.2325 | 236.6939 | 237.1341 | 232.5258 | 233.8712 | 228.6782 | 218.0471 | 204.3234 | 190.6579 | 182.6524 | 177.3103 | 175.2317 | 168.1484 | 156.5804 | 149.2354 | -0.55178 | -0.9262 | -0.58573 | -1.9772 | -2.6574 | -2.1178 | -1.6732 | -2.612 | -2.8238 | -3.4392 | -1.6459 | -1.4729 | -0.29634 | 2.6297 | 11.1867 | 11.1773 | 11.6416 | 10.2828 | 3.4936 | 2.1108 | 1.6695 | 2.0632 | 1.7553 | 1.3763 | 67.4705 | 66.5265 | 65.5889 | 64.5271 | 63.7599 | 62.9934 | 62.3282 | 63.0444 | 65.869 | 70.4444 | 75.3199 | 79.6659 | 82.393 | 83.9613 | 85.4529 | 86.0185 | 86.4529 | 85.7814 | 84.6416 | 81.8872 | 78.0947 | 73.9082 | 71.5608 | 69.8569 | 3.6981 | 3.599 | 3.7443 | 3.4975 | 3.4507 | 3.3606 | 3.7367 | 3.6375 | 4.2987 | 4.3164 | 3.893 | 3.6187 | 3.3934 | 3.4472 | 3.0675 | 2.6203 | 2.2883 | 2.2679 | 2.2829 | 3.311 | 3.6331 | 3.7579 | 3.2516 | 3.4667
Program Specific1-in-2Size: Over 200kWAll2021July Monthly Peak | Program Specific | 1-in-2 | Size: Over 200kW | All | 2021 | July Monthly Peak | 7 | 144.6529 | 140.4016 | 136.2501 | 136.2324 | 145.3437 | 169.1858 | 195.0611 | 216.0614 | 229.859 | 238.7097 | 246.6569 | 246.6054 | 242.1974 | 243.1192 | 237.5883 | 227.6834 | 214.3917 | 200.4407 | 192.1275 | 186.5717 | 183.6095 | 175.2084 | 162.8387 | 155.0165 | -1.4506 | -1.9923 | -1.3359 | -1.9671 | -2.7616 | -2.6171 | -3.1898 | -2.8974 | -3.0395 | -3.6096 | -2.9875 | -3.3696 | -2.1661 | 0.43288 | 9.7663 | 10.6093 | 10.4811 | 9.7281 | 3.8346 | 1.4763 | 0.67691 | 1.4675 | 1.2645 | 1.1085 | 74.4305 | 73.4298 | 72.6472 | 71.9184 | 71.1838 | 70.4573 | 69.996 | 70.7227 | 73.4543 | 77.1443 | 81.0085 | 84.6923 | 87.3404 | 89.0063 | 90.3824 | 90.8809 | 90.3228 | 89.3198 | 88.5419 | 87.0666 | 84.3608 | 80.8564 | 78.3957 | 76.6283 | 3.8439 | 3.7213 | 3.8816 | 3.6498 | 3.608 | 3.5394 | 3.9191 | 3.7893 | 4.4508 | 4.4666 | 4.0017 | 3.7188 | 3.4991 | 3.5458 | 3.1529 | 2.7097 | 2.3797 | 2.3647 | 2.3851 | 3.463 | 3.7839 | 3.8937 | 3.3611 | 3.5763
Program Specific1-in-2Size: Over 200kWAll2021August Monthly Peak | Program Specific | 1-in-2 | Size: Over 200kW | All | 2021 | August Monthly Peak | 8 | 144.3396 | 140.2648 | 136.0767 | 135.867 | 145.4196 | 170.2817 | 198.5617 | 220.5343 | 236.7336 | 246.8865 | 256.4542 | 257.5364 | 253.4389 | 255.1418 | 249.1007 | 235.8055 | 219.391 | 203.5028 | 193.6532 | 189.5887 | 185.4625 | 175.6308 | 163.3256 | 155.4101 | -1.5224 | -2.0706 | -1.389 | -2.0246 | -2.8108 | -2.676 | -3.2543 | -2.9907 | -3.095 | -3.7305 | -3.0704 | -3.4647 | -2.1936 | 0.5082 | 10.2591 | 10.9939 | 10.7989 | 9.9127 | 3.9204 | 1.5351 | 0.68506 | 1.4411 | 1.2207 | 1.046 | 74.2645 | 72.9232 | 71.7491 | 70.9978 | 70.3301 | 69.5466 | 69.1759 | 68.9803 | 71.0586 | 75.9996 | 81.2671 | 85.8665 | 89.1469 | 91.0823 | 92.3257 | 92.7252 | 92.6981 | 92.0255 | 90.2517 | 86.9401 | 82.4839 | 79.3628 | 77.51 | 76.0597 | 3.8376 | 3.7177 | 3.8728 | 3.636 | 3.6031 | 3.5525 | 3.9714 | 3.856 | 4.5726 | 4.6095 | 4.1473 | 3.8821 | 3.6628 | 3.7272 | 3.3124 | 2.8093 | 2.4366 | 2.4028 | 2.4035 | 3.5174 | 3.8184 | 3.8923 | 3.3624 | 3.5707
Program Specific1-in-2Size: Over 200kWAll2021September Monthly Peak | Program Specific | 1-in-2 | Size: Over 200kW | All | 2021 | September Monthly Peak | 9 | 143.7961 | 139.8561 | 135.1833 | 135.8381 | 145.8317 | 171.6438 | 202.7537 | 225.2345 | 244.5972 | 255.63 | 264.7192 | 265.5686 | 261.3825 | 263.434 | 256.6161 | 241.239 | 223.4502 | 206.6692 | 197.6585 | 195.043 | 187.2362 | 176.8071 | 163.8834 | 155.3616 | -1.3636 | -1.9214 | -1.2747 | -1.9889 | -2.7735 | -2.6183 | -3.1679 | -3.0051 | -3.15 | -3.8633 | -3.0708 | -3.4305 | -2.1026 | 0.6832 | 10.6218 | 11.2451 | 11.0859 | 10.076 | 3.9633 | 1.6384 | 0.76887 | 1.5194 | 1.2845 | 1.0867 | 72.9664 | 71.8944 | 71.0393 | 70.2948 | 69.5762 | 68.8562 | 68.6119 | 68.5315 | 70.5408 | 75.0082 | 80.0915 | 84.8669 | 88.9856 | 91.427 | 92.7313 | 93.1091 | 92.882 | 91.8003 | 90.3236 | 87.2467 | 83.4355 | 80.5285 | 78.5517 | 77.2466 | 3.8167 | 3.7003 | 3.848 | 3.6402 | 3.6199 | 3.5757 | 4.0487 | 3.9379 | 4.7347 | 4.7818 | 4.2986 | 4.0211 | 3.7954 | 3.8615 | 3.4242 | 2.881 | 2.4815 | 2.4405 | 2.4498 | 3.6242 | 3.8647 | 3.9309 | 3.3819 | 3.5762
Program Specific1-in-2Size: Over 200kWAll2021October Monthly Peak | Program Specific | 1-in-2 | Size: Over 200kW | All | 2021 | October Monthly Peak | 10 | 122.6487 | 119.7956 | 115.698 | 115.7988 | 124.0857 | 146.266 | 174.9532 | 191.8947 | 202.8501 | 209.7257 | 216.8144 | 219.975 | 219.5945 | 221.7118 | 215.7826 | 202.9336 | 189.3587 | 182.4795 | 173.7667 | 166.2842 | 159.3566 | 151.2765 | 140.3544 | 133.9311 | -0.35338 | -0.68202 | -0.40485 | -1.8336 | -2.416 | -1.8791 | -1.2507 | -2.4084 | -2.4691 | -3.1315 | -1.1993 | -0.90784 | 0.23694 | 3.069 | 10.9806 | 10.6024 | 11.2371 | 10.0769 | 3.3619 | 2.2058 | 1.7451 | 1.9912 | 1.6494 | 1.2479 | 65.4567 | 64.5141 | 63.6975 | 62.8194 | 62.0623 | 61.4586 | 60.9385 | 60.8717 | 61.9182 | 65.5178 | 71.0057 | 77.0667 | 82.5744 | 85.7831 | 86.5833 | 87.1422 | 87.2372 | 86.2635 | 83.5219 | 78.7831 | 75.2743 | 72.6495 | 70.5298 | 68.9222 | 3.3515 | 3.2759 | 3.4014 | 3.1997 | 3.1787 | 3.1503 | 3.6335 | 3.468 | 4.0328 | 4.0244 | 3.6095 | 3.409 | 3.2696 | 3.3335 | 2.9527 | 2.4875 | 2.163 | 2.2172 | 2.2129 | 3.1914 | 3.3921 | 3.4767 | 2.9893 | 3.1989
Program Specific1-in-2Size: Over 200kWAll2021November Monthly Peak | Program Specific | 1-in-2 | Size: Over 200kW | All | 2021 | November Monthly Peak | 11 | 127.2614 | 124.0543 | 119.995 | 119.486 | 127.9846 | 150.2177 | 176.2386 | 193.7286 | 204.8827 | 210.2436 | 216.0277 | 217.9062 | 216.2712 | 217.6139 | 211.2187 | 197.9217 | 186.1299 | 180.841 | 172.6737 | 165.9403 | 160.0062 | 152.7128 | 141.3977 | 134.7552 | 0.018924 | -0.2622 | -0.1067 | -1.951 | -2.5155 | -1.7823 | -0.62938 | -2.3755 | -2.4346 | -3.1309 | -0.64513 | -0.095326 | 1.0748 | 4.0373 | 11.5593 | 10.7879 | 11.8105 | 10.4926 | 3.3087 | 2.5438 | 2.1986 | 2.2912 | 1.8865 | 1.3714 | 58.7712 | 57.8194 | 57.2515 | 56.5743 | 55.5488 | 54.6523 | 54.6616 | 54.5684 | 57.2684 | 61.1126 | 65.8192 | 70.4342 | 73.2928 | 74.8808 | 75.9492 | 75.7818 | 73.9451 | 70.8921 | 67.7689 | 65.5771 | 64.0275 | 63.0938 | 62.1738 | 61.509 | 3.6188 | 3.528 | 3.6761 | 3.448 | 3.4265 | 3.3811 | 3.819 | 3.6589 | 4.2705 | 4.2116 | 3.7563 | 3.528 | 3.3613 | 3.4123 | 3.0154 | 2.5276 | 2.2157 | 2.2882 | 2.2884 | 3.3186 | 3.5462 | 3.6552 | 3.1407 | 3.3574
Program Specific1-in-2Size: Over 200kWAll2021December Monthly Peak | Program Specific | 1-in-2 | Size: Over 200kW | All | 2021 | December Monthly Peak | 12 | 119.9447 | 117.1493 | 113.7116 | 114.0338 | 122.1932 | 142.5282 | 168.1335 | 181.2351 | 188.8349 | 190.7153 | 192.473 | 191.1209 | 187.3326 | 186.6141 | 180.5584 | 171.0552 | 163.735 | 161.5027 | 155.6074 | 150.726 | 146.0353 | 140.0983 | 131.2227 | 126.1341 | 0.032894 | -0.23874 | -0.093807 | -1.8416 | -2.3784 | -1.6714 | -0.58858 | -2.1953 | -2.2159 | -2.8226 | -0.57837 | -0.087207 | 0.92907 | 3.4733 | 9.9296 | 9.3513 | 10.3989 | 9.3712 | 2.9833 | 2.3136 | 2.007 | 2.0921 | 1.7453 | 1.2782 | 50.4978 | 49.6483 | 49.0053 | 48.4991 | 47.9206 | 47.336 | 47.0883 | 47.0007 | 47.6304 | 50.8852 | 54.6629 | 57.8513 | 59.957 | 61.1419 | 61.8637 | 62.1645 | 61.5864 | 59.3625 | 56.601 | 54.4398 | 52.7444 | 50.9102 | 49.2476 | 47.9111 | 3.3996 | 3.3175 | 3.4615 | 3.2593 | 3.2442 | 3.1941 | 3.6208 | 3.3984 | 3.8939 | 3.7929 | 3.3234 | 3.0747 | 2.8959 | 2.9127 | 2.5628 | 2.1798 | 1.9491 | 2.0445 | 2.0639 | 3.0186 | 3.2374 | 3.3403 | 2.9039 | 3.1294
Program Specific1-in-2Size: Over 200kWAll2021Typical Event Day | Program Specific | 1-in-2 | Size: Over 200kW | All | 2021 | Typical Event Day | 8 | 143.1265 | 139.1122 | 134.9861 | 134.7888 | 144.2695 | 168.7328 | 196.4155 | 217.3511 | 232.4939 | 241.9902 | 251.0946 | 252.0991 | 247.9056 | 249.66 | 243.7817 | 230.9904 | 215.1323 | 199.812 | 190.3687 | 186.5539 | 182.8981 | 173.5828 | 161.5697 | 153.8982 | -1.2113 | -1.7195 | -1.141 | -1.9931 | -2.757 | -2.5126 | -2.8163 | -2.8709 | -3.0044 | -3.6411 | -2.6747 | -2.9133 | -1.6599 | 1.1107 | 10.5471 | 11.0618 | 11.0335 | 9.9967 | 3.7827 | 1.6949 | 0.95699 | 1.6184 | 1.3815 | 1.1516 | 72.283 | 71.1935 | 70.2561 | 69.4345 | 68.7125 | 67.9634 | 67.528 | 67.8197 | 70.2307 | 74.6491 | 79.4218 | 83.7729 | 86.9665 | 88.8692 | 90.2231 | 90.6834 | 90.589 | 89.7318 | 88.4397 | 85.7852 | 82.0937 | 78.664 | 76.5046 | 74.9479 | 3.783 | 3.6661 | 3.8212 | 3.5885 | 3.5563 | 3.5017 | 3.9102 | 3.7821 | 4.4719 | 4.4983 | 4.0432 | 3.7831 | 3.5656 | 3.6292 | 3.2257 | 2.7382 | 2.3772 | 2.3471 | 2.35 | 3.4452 | 3.7491 | 3.8291 | 3.3114 | 3.5209
Program Specific1-in-2Size: Over 200kWAll2022January Monthly Peak | Program Specific | 1-in-2 | Size: Over 200kW | All | 2022 | January Monthly Peak | 1 | 126.0844 | 122.5195 | 118.9302 | 119.4807 | 128.4741 | 152.3869 | 184.225 | 201.9904 | 210.4615 | 211.0117 | 212.0672 | 209.8567 | 206.0073 | 205.3022 | 197.951 | 186.4768 | 176.3845 | 173.5209 | 168.686 | 164.3178 | 158.6205 | 151.3518 | 141.7621 | 135.4158 | 0.026109 | -0.26477 | -0.10432 | -1.9443 | -2.5118 | -1.7874 | -0.64284 | -2.4524 | -2.4618 | -3.1227 | -0.62896 | -0.089265 | 1.0336 | 3.819 | 10.8639 | 10.1678 | 11.1969 | 10.0548 | 3.2418 | 2.5261 | 2.1814 | 2.2623 | 1.8917 | 1.3769 | 46.3573 | 45.5251 | 44.818 | 44.3337 | 43.9215 | 43.8029 | 43.5802 | 43.3947 | 43.7534 | 45.6868 | 48.8991 | 51.7014 | 53.5644 | 54.9428 | 55.8505 | 56.3375 | 56.1821 | 54.7636 | 52.8825 | 51.422 | 50.3183 | 49.3298 | 48.4778 | 47.5625 | 3.5829 | 3.4815 | 3.6344 | 3.4423 | 3.4286 | 3.4237 | 3.9797 | 3.8016 | 4.3516 | 4.2094 | 3.6761 | 3.3873 | 3.1965 | 3.2195 | 2.8226 | 2.387 | 2.1041 | 2.2012 | 2.2409 | 3.294 | 3.5182 | 3.6085 | 3.143 | 3.3671
Program Specific1-in-2Size: Over 200kWAll2022February Monthly Peak | Program Specific | 1-in-2 | Size: Over 200kW | All | 2022 | February Monthly Peak | 2 | 124.6663 | 121.2386 | 117.6084 | 118.0579 | 126.8964 | 150.2691 | 181.1959 | 198.028 | 206.126 | 207.1473 | 208.8063 | 207.3844 | 203.9928 | 203.745 | 196.755 | 185.414 | 175.1821 | 172.1002 | 166.9752 | 162.3173 | 156.8069 | 149.827 | 140.2404 | 134.0752 | 0.027176 | -0.25995 | -0.10174 | -1.9164 | -2.4752 | -1.7558 | -0.62989 | -2.3948 | -2.4053 | -3.059 | -0.62359 | -0.091754 | 1.0185 | 3.7916 | 10.8081 | 10.1224 | 11.1275 | 9.9792 | 3.2022 | 2.4857 | 2.15 | 2.2355 | 1.8681 | 1.3609 | 49.5691 | 49.225 | 48.862 | 48.4769 | 47.9924 | 47.6757 | 47.5064 | 47.4471 | 48.0113 | 49.7913 | 51.7901 | 53.6499 | 54.3972 | 54.617 | 54.6727 | 54.1395 | 53.9326 | 53.2329 | 51.975 | 50.7772 | 49.6585 | 49.0614 | 47.8291 | 46.7612 | 3.5397 | 3.4419 | 3.5889 | 3.3922 | 3.378 | 3.3678 | 3.9042 | 3.7168 | 4.2476 | 4.1173 | 3.6073 | 3.3374 | 3.1559 | 3.1861 | 2.7992 | 2.3681 | 2.086 | 2.1794 | 2.215 | 3.2443 | 3.4693 | 3.5664 | 3.1026 | 3.328
Program Specific1-in-2Size: Over 200kWAll2022March Monthly Peak | Program Specific | 1-in-2 | Size: Over 200kW | All | 2022 | March Monthly Peak | 3 | 130.057 | 125.7904 | 122.1075 | 121.2793 | 129.3983 | 152.1462 | 180.5637 | 199.5113 | 209.4535 | 210.9496 | 214.1121 | 213.3492 | 210.3792 | 211.5982 | 205.3855 | 194.5458 | 183.3476 | 173.4538 | 167.8592 | 168.039 | 164.7302 | 157.5128 | 146.504 | 138.7776 | 0.029264 | -0.26743 | -0.10865 | -1.9643 | -2.5264 | -1.7667 | -0.63297 | -2.4087 | -2.4618 | -3.1138 | -0.6521 | -0.1028 | 1.0381 | 3.941 | 11.2937 | 10.6361 | 11.6339 | 10.0611 | 3.2063 | 2.5553 | 2.2495 | 2.3374 | 1.9436 | 1.4029 | 49.3968 | 48.4409 | 47.6363 | 47.1827 | 46.848 | 46.3703 | 45.9914 | 45.997 | 47.9594 | 50.3112 | 52.7267 | 54.7114 | 55.9452 | 56.9292 | 57.3005 | 57.672 | 57.4259 | 56.7293 | 55.2827 | 53.3064 | 52.0077 | 50.8374 | 49.9037 | 49.0314 | 3.6811 | 3.5571 | 3.7211 | 3.4709 | 3.4369 | 3.3902 | 3.8678 | 3.722 | 4.2947 | 4.1639 | 3.6784 | 3.4204 | 3.2406 | 3.2906 | 2.909 | 2.4724 | 2.1732 | 2.185 | 2.2209 | 3.3433 | 3.6333 | 3.7348 | 3.2332 | 3.4342
Program Specific1-in-2Size: Over 200kWAll2022April Monthly Peak | Program Specific | 1-in-2 | Size: Over 200kW | All | 2022 | April Monthly Peak | 4 | 127.0561 | 123.339 | 119.325 | 118.2071 | 125.7845 | 147.1002 | 172.9926 | 190.9316 | 202.1771 | 207.926 | 215.1971 | 218.233 | 217.7074 | 220.9795 | 215.8428 | 204.2596 | 190.8281 | 178.3178 | 170.1151 | 168.172 | 164.166 | 156.5651 | 144.7302 | 137.0498 | 0.0039736 | -0.27813 | -0.11799 | -1.9167 | -2.4596 | -1.7142 | -0.61891 | -2.3156 | -2.3948 | -3.0815 | -0.66037 | -0.10921 | 1.0636 | 4.1068 | 11.8575 | 11.1741 | 12.1165 | 10.3484 | 3.2361 | 2.5471 | 2.2392 | 2.3259 | 1.9147 | 1.3824 | 62.6545 | 61.6296 | 60.2984 | 59.2413 | 58.374 | 57.7052 | 57.2378 | 57.1571 | 59.4599 | 63.4679 | 67.8818 | 72.0896 | 75.4861 | 77.989 | 79.3794 | 79.9786 | 80.0028 | 79.441 | 77.8545 | 75.2031 | 71.3877 | 68.5703 | 66.301 | 64.1262 | 3.5951 | 3.4885 | 3.6372 | 3.3763 | 3.3367 | 3.2713 | 3.7081 | 3.5616 | 4.1525 | 4.1115 | 3.699 | 3.4986 | 3.3515 | 3.4317 | 3.0543 | 2.5892 | 2.2558 | 2.2402 | 2.2457 | 3.3378 | 3.618 | 3.7197 | 3.1933 | 3.3903
Program Specific1-in-2Size: Over 200kWAll2022May Monthly Peak | Program Specific | 1-in-2 | Size: Over 200kW | All | 2022 | May Monthly Peak | 5 | 130.2823 | 126.9056 | 122.4333 | 121.8575 | 130.2694 | 151.9359 | 176.8694 | 198.4008 | 212.7528 | 220.2319 | 227.8334 | 230.196 | 228.2256 | 230.3823 | 224.8035 | 211.4399 | 197.184 | 183.6716 | 174.6532 | 170.4244 | 167.8141 | 160.4313 | 149.1274 | 141.7021 | 0.020581 | -0.2741 | -0.11873 | -1.9729 | -2.5382 | -1.7629 | -0.62872 | -2.4033 | -2.5327 | -3.273 | -0.69986 | -0.11456 | 1.1163 | 4.2738 | 12.3273 | 11.5514 | 12.5207 | 10.6686 | 3.3173 | 2.5722 | 2.2663 | 2.3674 | 1.9653 | 1.4204 | 62.7638 | 62.1104 | 61.4671 | 60.642 | 59.8885 | 59.439 | 59.284 | 59.7061 | 61.3128 | 64.6597 | 68.6673 | 72.527 | 76.1853 | 78.8203 | 79.9509 | 80.5469 | 80.5804 | 79.2395 | 77.1249 | 74.3376 | 70.6062 | 67.4621 | 65.5936 | 64.247 | 3.6696 | 3.5712 | 3.7108 | 3.4666 | 3.4367 | 3.3648 | 3.764 | 3.6881 | 4.3704 | 4.36 | 3.9275 | 3.6979 | 3.5212 | 3.5899 | 3.1899 | 2.6846 | 2.3326 | 2.3074 | 2.3019 | 3.3707 | 3.6676 | 3.7857 | 3.2707 | 3.4802
Program Specific1-in-2Size: Over 200kWAll2022June Monthly Peak | Program Specific | 1-in-2 | Size: Over 200kW | All | 2022 | June Monthly Peak | 6 | 138.6416 | 135.0322 | 130.512 | 129.8926 | 138.2949 | 160.2046 | 185.0087 | 205.7802 | 219.7545 | 228.2325 | 236.6939 | 237.1341 | 232.5258 | 233.8712 | 228.6782 | 218.0471 | 204.3234 | 190.6579 | 182.6524 | 177.3103 | 175.2317 | 168.1484 | 156.5804 | 149.2354 | -0.55178 | -0.9262 | -0.58573 | -1.9772 | -2.6574 | -2.1178 | -1.6732 | -2.612 | -2.8238 | -3.4392 | -1.6459 | -1.4729 | -0.29634 | 2.6297 | 11.1867 | 11.1773 | 11.6416 | 10.2828 | 3.4936 | 2.1108 | 1.6695 | 2.0632 | 1.7553 | 1.3763 | 67.4705 | 66.5265 | 65.5889 | 64.5271 | 63.7599 | 62.9934 | 62.3282 | 63.0444 | 65.869 | 70.4444 | 75.3199 | 79.6659 | 82.393 | 83.9613 | 85.4529 | 86.0185 | 86.4529 | 85.7814 | 84.6416 | 81.8872 | 78.0948 | 73.9082 | 71.5608 | 69.8569 | 3.6981 | 3.599 | 3.7443 | 3.4975 | 3.4507 | 3.3606 | 3.7367 | 3.6375 | 4.2987 | 4.3164 | 3.893 | 3.6187 | 3.3934 | 3.4472 | 3.0675 | 2.6203 | 2.2883 | 2.2679 | 2.2829 | 3.311 | 3.6331 | 3.7579 | 3.2516 | 3.4667
Program Specific1-in-2Size: Over 200kWAll2022July Monthly Peak | Program Specific | 1-in-2 | Size: Over 200kW | All | 2022 | July Monthly Peak | 7 | 144.6529 | 140.4016 | 136.2501 | 136.2324 | 145.3437 | 169.1858 | 195.0611 | 216.0614 | 229.859 | 238.7097 | 246.6569 | 246.6054 | 242.1974 | 243.1192 | 237.5883 | 227.6834 | 214.3917 | 200.4407 | 192.1275 | 186.5717 | 183.6095 | 175.2084 | 162.8387 | 155.0165 | -1.4506 | -1.9923 | -1.3359 | -1.9671 | -2.7616 | -2.6171 | -3.1898 | -2.8974 | -3.0395 | -3.6096 | -2.9875 | -3.3696 | -2.1661 | 0.43288 | 9.7663 | 10.6093 | 10.4811 | 9.7281 | 3.8346 | 1.4763 | 0.67691 | 1.4675 | 1.2645 | 1.1085 | 74.4305 | 73.4298 | 72.6472 | 71.9184 | 71.1838 | 70.4573 | 69.996 | 70.7227 | 73.4543 | 77.1443 | 81.0085 | 84.6923 | 87.3404 | 89.0063 | 90.3824 | 90.8809 | 90.3228 | 89.3198 | 88.5419 | 87.0666 | 84.3608 | 80.8564 | 78.3957 | 76.6283 | 3.8439 | 3.7213 | 3.8816 | 3.6498 | 3.608 | 3.5394 | 3.9191 | 3.7893 | 4.4508 | 4.4666 | 4.0017 | 3.7188 | 3.4991 | 3.5458 | 3.1529 | 2.7097 | 2.3797 | 2.3647 | 2.3851 | 3.463 | 3.7839 | 3.8937 | 3.3611 | 3.5763
Program Specific1-in-2Size: Over 200kWAll2022August Monthly Peak | Program Specific | 1-in-2 | Size: Over 200kW | All | 2022 | August Monthly Peak | 8 | 144.3396 | 140.2648 | 136.0767 | 135.867 | 145.4196 | 170.2817 | 198.5617 | 220.5343 | 236.7336 | 246.8865 | 256.4542 | 257.5364 | 253.4389 | 255.1419 | 249.1007 | 235.8055 | 219.391 | 203.5028 | 193.6532 | 189.5887 | 185.4625 | 175.6308 | 163.3256 | 155.4101 | -1.5224 | -2.0706 | -1.389 | -2.0246 | -2.8108 | -2.676 | -3.2543 | -2.9907 | -3.095 | -3.7305 | -3.0704 | -3.4647 | -2.1936 | 0.5082 | 10.2591 | 10.9939 | 10.7989 | 9.9127 | 3.9204 | 1.5351 | 0.68506 | 1.4411 | 1.2207 | 1.046 | 74.2645 | 72.9232 | 71.7491 | 70.9978 | 70.3301 | 69.5466 | 69.1759 | 68.9803 | 71.0586 | 75.9996 | 81.2671 | 85.8665 | 89.1469 | 91.0823 | 92.3257 | 92.7252 | 92.6981 | 92.0255 | 90.2517 | 86.9401 | 82.4839 | 79.3628 | 77.51 | 76.0597 | 3.8376 | 3.7177 | 3.8728 | 3.636 | 3.6031 | 3.5525 | 3.9714 | 3.856 | 4.5726 | 4.6095 | 4.1473 | 3.8821 | 3.6628 | 3.7272 | 3.3124 | 2.8093 | 2.4366 | 2.4028 | 2.4035 | 3.5174 | 3.8184 | 3.8923 | 3.3624 | 3.5707
Program Specific1-in-2Size: Over 200kWAll2022September Monthly Peak | Program Specific | 1-in-2 | Size: Over 200kW | All | 2022 | September Monthly Peak | 9 | 143.7961 | 139.8561 | 135.1833 | 135.8381 | 145.8317 | 171.6438 | 202.7537 | 225.2345 | 244.5972 | 255.63 | 264.7192 | 265.5686 | 261.3825 | 263.434 | 256.6161 | 241.239 | 223.4502 | 206.6692 | 197.6585 | 195.043 | 187.2362 | 176.8071 | 163.8834 | 155.3616 | -1.3636 | -1.9214 | -1.2747 | -1.9889 | -2.7735 | -2.6183 | -3.1679 | -3.0051 | -3.15 | -3.8633 | -3.0708 | -3.4305 | -2.1026 | 0.6832 | 10.6218 | 11.2451 | 11.0859 | 10.076 | 3.9633 | 1.6384 | 0.76887 | 1.5194 | 1.2845 | 1.0867 | 72.9664 | 71.8944 | 71.0393 | 70.2948 | 69.5762 | 68.8562 | 68.6119 | 68.5315 | 70.5408 | 75.0082 | 80.0915 | 84.8669 | 88.9856 | 91.427 | 92.7313 | 93.1091 | 92.882 | 91.8003 | 90.3236 | 87.2467 | 83.4355 | 80.5285 | 78.5517 | 77.2466 | 3.8167 | 3.7003 | 3.848 | 3.6403 | 3.6199 | 3.5757 | 4.0487 | 3.9379 | 4.7347 | 4.7818 | 4.2986 | 4.0211 | 3.7954 | 3.8615 | 3.4242 | 2.881 | 2.4815 | 2.4405 | 2.4498 | 3.6242 | 3.8647 | 3.9309 | 3.3819 | 3.5762
Program Specific1-in-2Size: Over 200kWAll2022October Monthly Peak | Program Specific | 1-in-2 | Size: Over 200kW | All | 2022 | October Monthly Peak | 10 | 122.6487 | 119.7955 | 115.698 | 115.7988 | 124.0857 | 146.266 | 174.9532 | 191.8947 | 202.8501 | 209.7257 | 216.8144 | 219.975 | 219.5945 | 221.7118 | 215.7826 | 202.9336 | 189.3587 | 182.4795 | 173.7667 | 166.2842 | 159.3566 | 151.2765 | 140.3544 | 133.9311 | -0.35338 | -0.68202 | -0.40485 | -1.8336 | -2.416 | -1.8791 | -1.2507 | -2.4084 | -2.4691 | -3.1315 | -1.1993 | -0.90784 | 0.23694 | 3.069 | 10.9806 | 10.6024 | 11.2371 | 10.0769 | 3.3619 | 2.2058 | 1.7451 | 1.9912 | 1.6494 | 1.2479 | 65.4567 | 64.5141 | 63.6975 | 62.8194 | 62.0623 | 61.4586 | 60.9385 | 60.8717 | 61.9182 | 65.5178 | 71.0057 | 77.0667 | 82.5744 | 85.7831 | 86.5833 | 87.1422 | 87.2372 | 86.2635 | 83.5219 | 78.7831 | 75.2743 | 72.6495 | 70.5298 | 68.9222 | 3.3515 | 3.2759 | 3.4014 | 3.1997 | 3.1787 | 3.1503 | 3.6335 | 3.468 | 4.0328 | 4.0244 | 3.6095 | 3.409 | 3.2696 | 3.3335 | 2.9527 | 2.4875 | 2.163 | 2.2172 | 2.2129 | 3.1914 | 3.3921 | 3.4767 | 2.9893 | 3.1989
Program Specific1-in-2Size: Over 200kWAll2022November Monthly Peak | Program Specific | 1-in-2 | Size: Over 200kW | All | 2022 | November Monthly Peak | 11 | 127.2614 | 124.0544 | 119.995 | 119.486 | 127.9846 | 150.2177 | 176.2386 | 193.7286 | 204.8827 | 210.2436 | 216.0277 | 217.9062 | 216.2712 | 217.6139 | 211.2187 | 197.9217 | 186.1299 | 180.841 | 172.6737 | 165.9403 | 160.0062 | 152.7128 | 141.3977 | 134.7552 | 0.018924 | -0.2622 | -0.1067 | -1.951 | -2.5155 | -1.7823 | -0.62938 | -2.3755 | -2.4346 | -3.1309 | -0.64513 | -0.095326 | 1.0748 | 4.0373 | 11.5593 | 10.7879 | 11.8105 | 10.4926 | 3.3087 | 2.5438 | 2.1986 | 2.2912 | 1.8865 | 1.3714 | 58.7712 | 57.8194 | 57.2515 | 56.5743 | 55.5488 | 54.6523 | 54.6616 | 54.5684 | 57.2684 | 61.1126 | 65.8192 | 70.4342 | 73.2928 | 74.8808 | 75.9492 | 75.7818 | 73.9451 | 70.8921 | 67.7689 | 65.5771 | 64.0275 | 63.0938 | 62.1738 | 61.509 | 3.6188 | 3.528 | 3.6761 | 3.448 | 3.4265 | 3.3811 | 3.819 | 3.6589 | 4.2705 | 4.2116 | 3.7563 | 3.528 | 3.3613 | 3.4123 | 3.0154 | 2.5276 | 2.2157 | 2.2882 | 2.2884 | 3.3186 | 3.5462 | 3.6552 | 3.1407 | 3.3574
Program Specific1-in-2Size: Over 200kWAll2022December Monthly Peak | Program Specific | 1-in-2 | Size: Over 200kW | All | 2022 | December Monthly Peak | 12 | 119.9447 | 117.1493 | 113.7116 | 114.0338 | 122.1932 | 142.5282 | 168.1336 | 181.2351 | 188.8349 | 190.7153 | 192.473 | 191.1209 | 187.3326 | 186.6141 | 180.5584 | 171.0552 | 163.735 | 161.5027 | 155.6074 | 150.726 | 146.0353 | 140.0983 | 131.2227 | 126.1341 | 0.032894 | -0.23874 | -0.093807 | -1.8416 | -2.3784 | -1.6714 | -0.58858 | -2.1953 | -2.2159 | -2.8226 | -0.57837 | -0.087207 | 0.92907 | 3.4733 | 9.9296 | 9.3513 | 10.3989 | 9.3712 | 2.9833 | 2.3136 | 2.007 | 2.0921 | 1.7453 | 1.2782 | 50.4978 | 49.6483 | 49.0053 | 48.4991 | 47.9206 | 47.336 | 47.0883 | 47.0007 | 47.6304 | 50.8852 | 54.6629 | 57.8513 | 59.957 | 61.1418 | 61.8637 | 62.1645 | 61.5864 | 59.3625 | 56.601 | 54.4398 | 52.7444 | 50.9102 | 49.2476 | 47.9111 | 3.3996 | 3.3175 | 3.4615 | 3.2593 | 3.2442 | 3.1941 | 3.6208 | 3.3984 | 3.8939 | 3.7929 | 3.3234 | 3.0747 | 2.8959 | 2.9127 | 2.5628 | 2.1798 | 1.9491 | 2.0445 | 2.0639 | 3.0186 | 3.2374 | 3.3403 | 2.9039 | 3.1294
Program Specific1-in-2Size: Over 200kWAll2022Typical Event Day | Program Specific | 1-in-2 | Size: Over 200kW | All | 2022 | Typical Event Day | 8 | 143.1265 | 139.1122 | 134.9861 | 134.7888 | 144.2695 | 168.7328 | 196.4155 | 217.3511 | 232.4939 | 241.9902 | 251.0946 | 252.0991 | 247.9056 | 249.66 | 243.7817 | 230.9904 | 215.1323 | 199.812 | 190.3687 | 186.5539 | 182.8981 | 173.5829 | 161.5697 | 153.8982 | -1.2113 | -1.7195 | -1.141 | -1.9931 | -2.757 | -2.5126 | -2.8163 | -2.8709 | -3.0044 | -3.6411 | -2.6747 | -2.9133 | -1.6599 | 1.1107 | 10.5471 | 11.0618 | 11.0335 | 9.9967 | 3.7827 | 1.6949 | 0.95699 | 1.6184 | 1.3815 | 1.1516 | 72.283 | 71.1935 | 70.2561 | 69.4345 | 68.7125 | 67.9634 | 67.528 | 67.8197 | 70.2307 | 74.6491 | 79.4218 | 83.7729 | 86.9665 | 88.8692 | 90.2231 | 90.6834 | 90.589 | 89.7318 | 88.4397 | 85.7852 | 82.0937 | 78.664 | 76.5046 | 74.9479 | 3.783 | 3.6661 | 3.8212 | 3.5885 | 3.5563 | 3.5017 | 3.9102 | 3.7821 | 4.4719 | 4.4983 | 4.0432 | 3.7831 | 3.5656 | 3.6292 | 3.2257 | 2.7382 | 2.3772 | 2.3471 | 2.35 | 3.4452 | 3.7491 | 3.8291 | 3.3114 | 3.5209
Program Specific1-in-2Size: Over 200kWAll2023January Monthly Peak | Program Specific | 1-in-2 | Size: Over 200kW | All | 2023 | January Monthly Peak | 1 | 126.0844 | 122.5195 | 118.9302 | 119.4807 | 128.4741 | 152.3869 | 184.225 | 201.9904 | 210.4615 | 211.0117 | 212.0672 | 209.8567 | 206.0073 | 205.3022 | 197.951 | 186.4768 | 176.3845 | 173.5209 | 168.686 | 164.3178 | 158.6205 | 151.3518 | 141.7621 | 135.4158 | 0.026109 | -0.26477 | -0.10432 | -1.9443 | -2.5118 | -1.7874 | -0.64284 | -2.4524 | -2.4618 | -3.1227 | -0.62896 | -0.089265 | 1.0336 | 3.819 | 10.8639 | 10.1678 | 11.1969 | 10.0548 | 3.2418 | 2.5261 | 2.1814 | 2.2623 | 1.8917 | 1.3769 | 46.3573 | 45.5251 | 44.818 | 44.3337 | 43.9215 | 43.8029 | 43.5802 | 43.3947 | 43.7534 | 45.6868 | 48.8991 | 51.7014 | 53.5644 | 54.9428 | 55.8505 | 56.3375 | 56.1821 | 54.7636 | 52.8825 | 51.422 | 50.3183 | 49.3298 | 48.4778 | 47.5625 | 3.5829 | 3.4815 | 3.6344 | 3.4423 | 3.4286 | 3.4237 | 3.9797 | 3.8016 | 4.3516 | 4.2094 | 3.6761 | 3.3873 | 3.1965 | 3.2195 | 2.8226 | 2.387 | 2.1041 | 2.2012 | 2.2409 | 3.294 | 3.5182 | 3.6085 | 3.143 | 3.3671
Program Specific1-in-2Size: Over 200kWAll2023February Monthly Peak | Program Specific | 1-in-2 | Size: Over 200kW | All | 2023 | February Monthly Peak | 2 | 124.6663 | 121.2386 | 117.6084 | 118.0579 | 126.8964 | 150.2691 | 181.1959 | 198.028 | 206.126 | 207.1473 | 208.8063 | 207.3844 | 203.9928 | 203.745 | 196.755 | 185.414 | 175.1821 | 172.1002 | 166.9752 | 162.3173 | 156.8069 | 149.827 | 140.2404 | 134.0752 | 0.027176 | -0.25995 | -0.10174 | -1.9164 | -2.4752 | -1.7558 | -0.62989 | -2.3948 | -2.4053 | -3.059 | -0.62359 | -0.091754 | 1.0185 | 3.7916 | 10.8081 | 10.1224 | 11.1275 | 9.9792 | 3.2022 | 2.4857 | 2.15 | 2.2355 | 1.8681 | 1.3609 | 49.5691 | 49.225 | 48.862 | 48.4769 | 47.9924 | 47.6757 | 47.5064 | 47.4471 | 48.0113 | 49.7913 | 51.7901 | 53.6499 | 54.3972 | 54.617 | 54.6727 | 54.1395 | 53.9326 | 53.2329 | 51.975 | 50.7772 | 49.6585 | 49.0614 | 47.8291 | 46.7612 | 3.5397 | 3.4419 | 3.5889 | 3.3922 | 3.378 | 3.3678 | 3.9042 | 3.7168 | 4.2476 | 4.1173 | 3.6073 | 3.3374 | 3.1559 | 3.1861 | 2.7992 | 2.3681 | 2.086 | 2.1794 | 2.215 | 3.2443 | 3.4693 | 3.5664 | 3.1026 | 3.328
Program Specific1-in-2Size: Over 200kWAll2023March Monthly Peak | Program Specific | 1-in-2 | Size: Over 200kW | All | 2023 | March Monthly Peak | 3 | 130.057 | 125.7904 | 122.1075 | 121.2793 | 129.3983 | 152.1462 | 180.5637 | 199.5113 | 209.4535 | 210.9496 | 214.1121 | 213.3493 | 210.3792 | 211.5982 | 205.3855 | 194.5458 | 183.3476 | 173.4538 | 167.8592 | 168.039 | 164.7302 | 157.5128 | 146.504 | 138.7776 | 0.029264 | -0.26743 | -0.10865 | -1.9643 | -2.5264 | -1.7667 | -0.63297 | -2.4087 | -2.4618 | -3.1138 | -0.6521 | -0.1028 | 1.0381 | 3.941 | 11.2937 | 10.6361 | 11.6339 | 10.0611 | 3.2063 | 2.5553 | 2.2495 | 2.3374 | 1.9436 | 1.4029 | 49.3968 | 48.4409 | 47.6363 | 47.1827 | 46.848 | 46.3703 | 45.9914 | 45.997 | 47.9594 | 50.3112 | 52.7267 | 54.7114 | 55.9452 | 56.9292 | 57.3005 | 57.672 | 57.4259 | 56.7293 | 55.2827 | 53.3064 | 52.0077 | 50.8374 | 49.9037 | 49.0314 | 3.6811 | 3.5571 | 3.7211 | 3.4709 | 3.4369 | 3.3902 | 3.8678 | 3.722 | 4.2947 | 4.1639 | 3.6784 | 3.4204 | 3.2406 | 3.2906 | 2.909 | 2.4724 | 2.1732 | 2.185 | 2.2209 | 3.3433 | 3.6333 | 3.7348 | 3.2332 | 3.4342
Program Specific1-in-2Size: Over 200kWAll2023April Monthly Peak | Program Specific | 1-in-2 | Size: Over 200kW | All | 2023 | April Monthly Peak | 4 | 127.0561 | 123.339 | 119.325 | 118.2071 | 125.7845 | 147.1002 | 172.9926 | 190.9316 | 202.1771 | 207.926 | 215.1971 | 218.233 | 217.7074 | 220.9795 | 215.8428 | 204.2596 | 190.8281 | 178.3178 | 170.1151 | 168.172 | 164.166 | 156.5651 | 144.7302 | 137.0498 | 0.0039736 | -0.27813 | -0.11799 | -1.9167 | -2.4596 | -1.7142 | -0.61891 | -2.3156 | -2.3948 | -3.0815 | -0.66037 | -0.10921 | 1.0636 | 4.1068 | 11.8575 | 11.1741 | 12.1165 | 10.3484 | 3.2361 | 2.5471 | 2.2392 | 2.3259 | 1.9147 | 1.3824 | 62.6545 | 61.6296 | 60.2984 | 59.2413 | 58.374 | 57.7052 | 57.2378 | 57.1571 | 59.4599 | 63.4679 | 67.8818 | 72.0896 | 75.4861 | 77.989 | 79.3794 | 79.9786 | 80.0028 | 79.441 | 77.8545 | 75.2031 | 71.3877 | 68.5703 | 66.301 | 64.1262 | 3.5951 | 3.4885 | 3.6372 | 3.3763 | 3.3367 | 3.2713 | 3.7081 | 3.5616 | 4.1525 | 4.1115 | 3.699 | 3.4986 | 3.3515 | 3.4317 | 3.0543 | 2.5892 | 2.2558 | 2.2402 | 2.2457 | 3.3378 | 3.618 | 3.7197 | 3.1933 | 3.3903
Program Specific1-in-2Size: Over 200kWAll2023May Monthly Peak | Program Specific | 1-in-2 | Size: Over 200kW | All | 2023 | May Monthly Peak | 5 | 130.2823 | 126.9056 | 122.4333 | 121.8575 | 130.2694 | 151.9358 | 176.8694 | 198.4008 | 212.7528 | 220.2319 | 227.8334 | 230.196 | 228.2256 | 230.3823 | 224.8035 | 211.4399 | 197.184 | 183.6716 | 174.6532 | 170.4244 | 167.8141 | 160.4313 | 149.1274 | 141.7021 | 0.020581 | -0.2741 | -0.11873 | -1.9729 | -2.5382 | -1.7629 | -0.62872 | -2.4033 | -2.5327 | -3.273 | -0.69986 | -0.11456 | 1.1163 | 4.2738 | 12.3273 | 11.5514 | 12.5207 | 10.6686 | 3.3173 | 2.5722 | 2.2663 | 2.3674 | 1.9653 | 1.4204 | 62.7638 | 62.1104 | 61.4671 | 60.642 | 59.8885 | 59.439 | 59.284 | 59.7061 | 61.3128 | 64.6597 | 68.6673 | 72.527 | 76.1853 | 78.8203 | 79.9509 | 80.5469 | 80.5804 | 79.2395 | 77.1249 | 74.3376 | 70.6062 | 67.4621 | 65.5936 | 64.247 | 3.6696 | 3.5712 | 3.7108 | 3.4666 | 3.4367 | 3.3648 | 3.764 | 3.6881 | 4.3704 | 4.36 | 3.9275 | 3.6979 | 3.5212 | 3.5899 | 3.1899 | 2.6846 | 2.3326 | 2.3074 | 2.3019 | 3.3707 | 3.6676 | 3.7857 | 3.2707 | 3.4802
Program Specific1-in-2Size: Over 200kWAll2023June Monthly Peak | Program Specific | 1-in-2 | Size: Over 200kW | All | 2023 | June Monthly Peak | 6 | 138.6416 | 135.0322 | 130.512 | 129.8926 | 138.2949 | 160.2046 | 185.0087 | 205.7802 | 219.7545 | 228.2325 | 236.6939 | 237.1341 | 232.5258 | 233.8712 | 228.6782 | 218.0471 | 204.3234 | 190.6579 | 182.6524 | 177.3103 | 175.2317 | 168.1484 | 156.5804 | 149.2354 | -0.55178 | -0.9262 | -0.58573 | -1.9772 | -2.6574 | -2.1178 | -1.6732 | -2.612 | -2.8238 | -3.4392 | -1.6459 | -1.4729 | -0.29634 | 2.6297 | 11.1867 | 11.1773 | 11.6416 | 10.2828 | 3.4936 | 2.1108 | 1.6695 | 2.0632 | 1.7553 | 1.3763 | 67.4705 | 66.5265 | 65.5889 | 64.5271 | 63.7599 | 62.9934 | 62.3282 | 63.0444 | 65.869 | 70.4444 | 75.3199 | 79.6659 | 82.393 | 83.9613 | 85.4529 | 86.0185 | 86.4529 | 85.7814 | 84.6416 | 81.8872 | 78.0947 | 73.9082 | 71.5608 | 69.8569 | 3.6981 | 3.599 | 3.7443 | 3.4975 | 3.4507 | 3.3606 | 3.7367 | 3.6375 | 4.2987 | 4.3164 | 3.893 | 3.6187 | 3.3934 | 3.4472 | 3.0675 | 2.6203 | 2.2883 | 2.2679 | 2.2829 | 3.311 | 3.6331 | 3.7579 | 3.2516 | 3.4667
Program Specific1-in-2Size: Over 200kWAll2023July Monthly Peak | Program Specific | 1-in-2 | Size: Over 200kW | All | 2023 | July Monthly Peak | 7 | 144.6529 | 140.4016 | 136.2501 | 136.2324 | 145.3437 | 169.1858 | 195.0611 | 216.0614 | 229.859 | 238.7097 | 246.6569 | 246.6054 | 242.1974 | 243.1192 | 237.5883 | 227.6834 | 214.3917 | 200.4407 | 192.1275 | 186.5717 | 183.6095 | 175.2084 | 162.8387 | 155.0165 | -1.4506 | -1.9923 | -1.3359 | -1.9671 | -2.7616 | -2.6171 | -3.1898 | -2.8974 | -3.0395 | -3.6096 | -2.9875 | -3.3696 | -2.1661 | 0.43288 | 9.7663 | 10.6093 | 10.4811 | 9.7281 | 3.8346 | 1.4763 | 0.67691 | 1.4675 | 1.2645 | 1.1085 | 74.4305 | 73.4298 | 72.6472 | 71.9184 | 71.1838 | 70.4573 | 69.996 | 70.7227 | 73.4543 | 77.1443 | 81.0085 | 84.6923 | 87.3404 | 89.0063 | 90.3824 | 90.8809 | 90.3228 | 89.3198 | 88.5419 | 87.0666 | 84.3608 | 80.8564 | 78.3957 | 76.6283 | 3.8439 | 3.7213 | 3.8816 | 3.6498 | 3.608 | 3.5394 | 3.9191 | 3.7893 | 4.4508 | 4.4666 | 4.0017 | 3.7188 | 3.4991 | 3.5458 | 3.1529 | 2.7097 | 2.3797 | 2.3647 | 2.3851 | 3.463 | 3.7839 | 3.8937 | 3.3611 | 3.5763
Program Specific1-in-2Size: Over 200kWAll2023August Monthly Peak | Program Specific | 1-in-2 | Size: Over 200kW | All | 2023 | August Monthly Peak | 8 | 144.3396 | 140.2648 | 136.0767 | 135.867 | 145.4196 | 170.2817 | 198.5617 | 220.5343 | 236.7336 | 246.8865 | 256.4542 | 257.5364 | 253.4389 | 255.1418 | 249.1007 | 235.8055 | 219.391 | 203.5028 | 193.6532 | 189.5887 | 185.4625 | 175.6308 | 163.3256 | 155.4101 | -1.5224 | -2.0706 | -1.389 | -2.0246 | -2.8108 | -2.676 | -3.2543 | -2.9907 | -3.095 | -3.7305 | -3.0704 | -3.4647 | -2.1936 | 0.5082 | 10.2591 | 10.9939 | 10.7989 | 9.9127 | 3.9204 | 1.5351 | 0.68506 | 1.4411 | 1.2207 | 1.046 | 74.2645 | 72.9232 | 71.7491 | 70.9978 | 70.3301 | 69.5466 | 69.1759 | 68.9803 | 71.0586 | 75.9996 | 81.2671 | 85.8665 | 89.1469 | 91.0823 | 92.3257 | 92.7252 | 92.6981 | 92.0255 | 90.2517 | 86.9401 | 82.4839 | 79.3628 | 77.51 | 76.0597 | 3.8376 | 3.7177 | 3.8728 | 3.636 | 3.6031 | 3.5525 | 3.9714 | 3.856 | 4.5726 | 4.6095 | 4.1473 | 3.8821 | 3.6628 | 3.7272 | 3.3124 | 2.8093 | 2.4366 | 2.4028 | 2.4035 | 3.5174 | 3.8184 | 3.8923 | 3.3624 | 3.5707
Program Specific1-in-2Size: Over 200kWAll2023September Monthly Peak | Program Specific | 1-in-2 | Size: Over 200kW | All | 2023 | September Monthly Peak | 9 | 143.7961 | 139.8561 | 135.1833 | 135.8381 | 145.8317 | 171.6438 | 202.7537 | 225.2345 | 244.5972 | 255.63 | 264.7192 | 265.5686 | 261.3825 | 263.434 | 256.6161 | 241.239 | 223.4502 | 206.6692 | 197.6585 | 195.043 | 187.2362 | 176.8071 | 163.8834 | 155.3616 | -1.3636 | -1.9214 | -1.2747 | -1.9889 | -2.7735 | -2.6183 | -3.1679 | -3.0051 | -3.15 | -3.8633 | -3.0708 | -3.4305 | -2.1026 | 0.6832 | 10.6218 | 11.2451 | 11.0859 | 10.076 | 3.9633 | 1.6384 | 0.76887 | 1.5194 | 1.2845 | 1.0867 | 72.9664 | 71.8944 | 71.0393 | 70.2948 | 69.5762 | 68.8562 | 68.6119 | 68.5315 | 70.5408 | 75.0082 | 80.0915 | 84.8669 | 88.9856 | 91.427 | 92.7313 | 93.1091 | 92.882 | 91.8003 | 90.3236 | 87.2467 | 83.4355 | 80.5285 | 78.5517 | 77.2466 | 3.8167 | 3.7003 | 3.848 | 3.6403 | 3.6199 | 3.5757 | 4.0487 | 3.9379 | 4.7347 | 4.7818 | 4.2986 | 4.0211 | 3.7954 | 3.8615 | 3.4242 | 2.881 | 2.4815 | 2.4405 | 2.4498 | 3.6242 | 3.8647 | 3.9309 | 3.3819 | 3.5762
Program Specific1-in-2Size: Over 200kWAll2023October Monthly Peak | Program Specific | 1-in-2 | Size: Over 200kW | All | 2023 | October Monthly Peak | 10 | 122.6487 | 119.7956 | 115.698 | 115.7988 | 124.0857 | 146.266 | 174.9532 | 191.8947 | 202.8501 | 209.7257 | 216.8144 | 219.975 | 219.5945 | 221.7118 | 215.7826 | 202.9336 | 189.3587 | 182.4795 | 173.7667 | 166.2842 | 159.3566 | 151.2765 | 140.3544 | 133.9311 | -0.35338 | -0.68202 | -0.40485 | -1.8336 | -2.416 | -1.8791 | -1.2507 | -2.4084 | -2.4691 | -3.1315 | -1.1993 | -0.90784 | 0.23694 | 3.069 | 10.9806 | 10.6024 | 11.2371 | 10.0769 | 3.3619 | 2.2058 | 1.7451 | 1.9912 | 1.6494 | 1.2479 | 65.4567 | 64.5141 | 63.6975 | 62.8194 | 62.0623 | 61.4586 | 60.9385 | 60.8717 | 61.9182 | 65.5178 | 71.0057 | 77.0667 | 82.5744 | 85.7831 | 86.5833 | 87.1422 | 87.2372 | 86.2635 | 83.5219 | 78.7831 | 75.2743 | 72.6495 | 70.5298 | 68.9222 | 3.3515 | 3.2759 | 3.4014 | 3.1997 | 3.1787 | 3.1503 | 3.6335 | 3.468 | 4.0328 | 4.0244 | 3.6095 | 3.409 | 3.2696 | 3.3335 | 2.9527 | 2.4875 | 2.163 | 2.2172 | 2.2129 | 3.1914 | 3.3921 | 3.4767 | 2.9893 | 3.1989
Program Specific1-in-2Size: Over 200kWAll2023November Monthly Peak | Program Specific | 1-in-2 | Size: Over 200kW | All | 2023 | November Monthly Peak | 11 | 127.2614 | 124.0544 | 119.995 | 119.486 | 127.9846 | 150.2177 | 176.2386 | 193.7285 | 204.8827 | 210.2436 | 216.0277 | 217.9062 | 216.2712 | 217.6139 | 211.2187 | 197.9217 | 186.1299 | 180.841 | 172.6737 | 165.9403 | 160.0062 | 152.7128 | 141.3977 | 134.7552 | 0.018924 | -0.2622 | -0.1067 | -1.951 | -2.5155 | -1.7823 | -0.62938 | -2.3755 | -2.4346 | -3.1309 | -0.64513 | -0.095326 | 1.0748 | 4.0373 | 11.5593 | 10.7879 | 11.8105 | 10.4926 | 3.3087 | 2.5438 | 2.1986 | 2.2912 | 1.8865 | 1.3714 | 58.7712 | 57.8194 | 57.2515 | 56.5743 | 55.5488 | 54.6523 | 54.6616 | 54.5684 | 57.2684 | 61.1126 | 65.8192 | 70.4342 | 73.2928 | 74.8808 | 75.9492 | 75.7818 | 73.9451 | 70.8921 | 67.7689 | 65.5771 | 64.0275 | 63.0938 | 62.1738 | 61.509 | 3.6188 | 3.528 | 3.6761 | 3.448 | 3.4265 | 3.3811 | 3.819 | 3.6589 | 4.2705 | 4.2116 | 3.7563 | 3.528 | 3.3613 | 3.4123 | 3.0154 | 2.5276 | 2.2157 | 2.2882 | 2.2884 | 3.3186 | 3.5462 | 3.6552 | 3.1407 | 3.3574
Program Specific1-in-2Size: Over 200kWAll2023December Monthly Peak | Program Specific | 1-in-2 | Size: Over 200kW | All | 2023 | December Monthly Peak | 12 | 119.9447 | 117.1493 | 113.7116 | 114.0338 | 122.1932 | 142.5282 | 168.1335 | 181.2351 | 188.8349 | 190.7153 | 192.473 | 191.1209 | 187.3326 | 186.6141 | 180.5584 | 171.0552 | 163.735 | 161.5027 | 155.6074 | 150.7261 | 146.0353 | 140.0983 | 131.2227 | 126.1341 | 0.032894 | -0.23874 | -0.093807 | -1.8416 | -2.3784 | -1.6714 | -0.58858 | -2.1953 | -2.2159 | -2.8226 | -0.57837 | -0.087207 | 0.92907 | 3.4733 | 9.9296 | 9.3513 | 10.3989 | 9.3712 | 2.9833 | 2.3136 | 2.007 | 2.0921 | 1.7453 | 1.2782 | 50.4978 | 49.6483 | 49.0053 | 48.4991 | 47.9206 | 47.336 | 47.0883 | 47.0007 | 47.6304 | 50.8852 | 54.6629 | 57.8513 | 59.957 | 61.1419 | 61.8637 | 62.1645 | 61.5864 | 59.3625 | 56.601 | 54.4398 | 52.7444 | 50.9102 | 49.2476 | 47.9111 | 3.3996 | 3.3175 | 3.4615 | 3.2593 | 3.2442 | 3.1941 | 3.6208 | 3.3984 | 3.8939 | 3.7929 | 3.3234 | 3.0747 | 2.8959 | 2.9127 | 2.5628 | 2.1798 | 1.9491 | 2.0445 | 2.0639 | 3.0186 | 3.2374 | 3.3403 | 2.9039 | 3.1294
Program Specific1-in-2Size: Over 200kWAll2023Typical Event Day | Program Specific | 1-in-2 | Size: Over 200kW | All | 2023 | Typical Event Day | 8 | 143.1265 | 139.1122 | 134.9861 | 134.7888 | 144.2695 | 168.7328 | 196.4155 | 217.3511 | 232.4939 | 241.9902 | 251.0946 | 252.0991 | 247.9056 | 249.66 | 243.7817 | 230.9904 | 215.1323 | 199.812 | 190.3687 | 186.5539 | 182.8981 | 173.5828 | 161.5697 | 153.8982 | -1.2113 | -1.7195 | -1.141 | -1.9931 | -2.757 | -2.5126 | -2.8163 | -2.8709 | -3.0044 | -3.6411 | -2.6747 | -2.9133 | -1.6599 | 1.1107 | 10.5471 | 11.0618 | 11.0335 | 9.9967 | 3.7827 | 1.6949 | 0.95699 | 1.6184 | 1.3815 | 1.1516 | 72.2829 | 71.1935 | 70.2561 | 69.4345 | 68.7125 | 67.9634 | 67.528 | 67.8197 | 70.2307 | 74.6491 | 79.4217 | 83.7729 | 86.9665 | 88.8692 | 90.2231 | 90.6834 | 90.589 | 89.7318 | 88.4397 | 85.7852 | 82.0937 | 78.664 | 76.5046 | 74.9479 | 3.783 | 3.6661 | 3.8212 | 3.5885 | 3.5563 | 3.5017 | 3.9102 | 3.7821 | 4.4719 | 4.4983 | 4.0432 | 3.7831 | 3.5656 | 3.6292 | 3.2257 | 2.7382 | 2.3772 | 2.3471 | 2.35 | 3.4452 | 3.7491 | 3.8291 | 3.3114 | 3.5209
Program Specific1-in-2Size: Over 200kWAll2024January Monthly Peak | Program Specific | 1-in-2 | Size: Over 200kW | All | 2024 | January Monthly Peak | 1 | 126.0844 | 122.5195 | 118.9302 | 119.4807 | 128.4741 | 152.3869 | 184.2251 | 201.9904 | 210.4615 | 211.0117 | 212.0672 | 209.8567 | 206.0073 | 205.3022 | 197.951 | 186.4768 | 176.3845 | 173.5209 | 168.686 | 164.3178 | 158.6204 | 151.3518 | 141.7621 | 135.4158 | 0.026109 | -0.26477 | -0.10432 | -1.9443 | -2.5118 | -1.7874 | -0.64284 | -2.4524 | -2.4618 | -3.1227 | -0.62896 | -0.089265 | 1.0336 | 3.819 | 10.8639 | 10.1678 | 11.1969 | 10.0548 | 3.2418 | 2.5261 | 2.1814 | 2.2623 | 1.8917 | 1.3769 | 46.3573 | 45.5251 | 44.818 | 44.3337 | 43.9215 | 43.8029 | 43.5802 | 43.3947 | 43.7534 | 45.6868 | 48.8991 | 51.7014 | 53.5644 | 54.9428 | 55.8505 | 56.3375 | 56.1821 | 54.7636 | 52.8825 | 51.422 | 50.3183 | 49.3298 | 48.4778 | 47.5625 | 3.5829 | 3.4815 | 3.6344 | 3.4423 | 3.4286 | 3.4237 | 3.9797 | 3.8016 | 4.3516 | 4.2094 | 3.6761 | 3.3873 | 3.1965 | 3.2195 | 2.8226 | 2.387 | 2.1041 | 2.2012 | 2.2409 | 3.294 | 3.5182 | 3.6085 | 3.143 | 3.3671
Program Specific1-in-2Size: Over 200kWAll2024February Monthly Peak | Program Specific | 1-in-2 | Size: Over 200kW | All | 2024 | February Monthly Peak | 2 | 124.6663 | 121.2386 | 117.6084 | 118.0579 | 126.8964 | 150.2691 | 181.1959 | 198.028 | 206.126 | 207.1473 | 208.8063 | 207.3844 | 203.9928 | 203.745 | 196.755 | 185.414 | 175.1821 | 172.1002 | 166.9752 | 162.3173 | 156.8069 | 149.827 | 140.2404 | 134.0752 | 0.027176 | -0.25995 | -0.10174 | -1.9164 | -2.4752 | -1.7558 | -0.62989 | -2.3948 | -2.4053 | -3.059 | -0.62359 | -0.091754 | 1.0185 | 3.7916 | 10.8081 | 10.1224 | 11.1275 | 9.9792 | 3.2022 | 2.4857 | 2.15 | 2.2355 | 1.8681 | 1.3609 | 49.5691 | 49.225 | 48.862 | 48.4769 | 47.9924 | 47.6757 | 47.5064 | 47.4471 | 48.0113 | 49.7913 | 51.7901 | 53.6499 | 54.3972 | 54.617 | 54.6727 | 54.1395 | 53.9326 | 53.2329 | 51.975 | 50.7772 | 49.6585 | 49.0614 | 47.8291 | 46.7612 | 3.5397 | 3.4419 | 3.5889 | 3.3922 | 3.378 | 3.3678 | 3.9042 | 3.7168 | 4.2476 | 4.1173 | 3.6073 | 3.3374 | 3.1559 | 3.1861 | 2.7992 | 2.3681 | 2.086 | 2.1794 | 2.215 | 3.2443 | 3.4693 | 3.5664 | 3.1026 | 3.328
Program Specific1-in-2Size: Over 200kWAll2024March Monthly Peak | Program Specific | 1-in-2 | Size: Over 200kW | All | 2024 | March Monthly Peak | 3 | 130.057 | 125.7904 | 122.1075 | 121.2793 | 129.3983 | 152.1462 | 180.5637 | 199.5113 | 209.4535 | 210.9496 | 214.1121 | 213.3493 | 210.3792 | 211.5982 | 205.3854 | 194.5458 | 183.3476 | 173.4538 | 167.8592 | 168.039 | 164.7302 | 157.5128 | 146.504 | 138.7776 | 0.029264 | -0.26743 | -0.10865 | -1.9643 | -2.5264 | -1.7667 | -0.63297 | -2.4087 | -2.4618 | -3.1138 | -0.6521 | -0.1028 | 1.0381 | 3.941 | 11.2937 | 10.6361 | 11.6339 | 10.0611 | 3.2063 | 2.5553 | 2.2495 | 2.3374 | 1.9436 | 1.4029 | 49.3968 | 48.4409 | 47.6363 | 47.1827 | 46.848 | 46.3703 | 45.9914 | 45.997 | 47.9594 | 50.3112 | 52.7267 | 54.7114 | 55.9452 | 56.9292 | 57.3005 | 57.672 | 57.4259 | 56.7293 | 55.2827 | 53.3064 | 52.0077 | 50.8374 | 49.9037 | 49.0314 | 3.6811 | 3.5571 | 3.7211 | 3.4709 | 3.4369 | 3.3902 | 3.8678 | 3.722 | 4.2947 | 4.1639 | 3.6784 | 3.4204 | 3.2406 | 3.2906 | 2.909 | 2.4724 | 2.1732 | 2.185 | 2.2209 | 3.3433 | 3.6333 | 3.7348 | 3.2332 | 3.4342
Program Specific1-in-2Size: Over 200kWAll2024April Monthly Peak | Program Specific | 1-in-2 | Size: Over 200kW | All | 2024 | April Monthly Peak | 4 | 127.0561 | 123.3391 | 119.325 | 118.2071 | 125.7845 | 147.1002 | 172.9926 | 190.9316 | 202.1771 | 207.926 | 215.1971 | 218.233 | 217.7074 | 220.9795 | 215.8428 | 204.2596 | 190.8281 | 178.3178 | 170.1151 | 168.172 | 164.166 | 156.5651 | 144.7302 | 137.0498 | 0.0039737 | -0.27813 | -0.11799 | -1.9167 | -2.4596 | -1.7142 | -0.61891 | -2.3156 | -2.3948 | -3.0815 | -0.66037 | -0.10921 | 1.0636 | 4.1068 | 11.8575 | 11.1741 | 12.1165 | 10.3484 | 3.2361 | 2.5471 | 2.2392 | 2.3259 | 1.9147 | 1.3824 | 62.6545 | 61.6296 | 60.2984 | 59.2413 | 58.374 | 57.7052 | 57.2378 | 57.1571 | 59.4599 | 63.4679 | 67.8818 | 72.0896 | 75.4861 | 77.989 | 79.3794 | 79.9786 | 80.0028 | 79.441 | 77.8545 | 75.2031 | 71.3877 | 68.5703 | 66.301 | 64.1262 | 3.5951 | 3.4885 | 3.6372 | 3.3763 | 3.3367 | 3.2713 | 3.7081 | 3.5616 | 4.1525 | 4.1115 | 3.699 | 3.4986 | 3.3515 | 3.4317 | 3.0543 | 2.5892 | 2.2558 | 2.2402 | 2.2457 | 3.3378 | 3.618 | 3.7197 | 3.1933 | 3.3903
Program Specific1-in-2Size: Over 200kWAll2024May Monthly Peak | Program Specific | 1-in-2 | Size: Over 200kW | All | 2024 | May Monthly Peak | 5 | 130.2823 | 126.9056 | 122.4333 | 121.8575 | 130.2694 | 151.9359 | 176.8694 | 198.4008 | 212.7528 | 220.2319 | 227.8334 | 230.196 | 228.2256 | 230.3823 | 224.8035 | 211.4399 | 197.184 | 183.6716 | 174.6532 | 170.4244 | 167.8141 | 160.4313 | 149.1274 | 141.7021 | 0.020581 | -0.2741 | -0.11873 | -1.9729 | -2.5382 | -1.7629 | -0.62872 | -2.4033 | -2.5327 | -3.273 | -0.69986 | -0.11456 | 1.1163 | 4.2738 | 12.3273 | 11.5514 | 12.5207 | 10.6686 | 3.3173 | 2.5722 | 2.2663 | 2.3674 | 1.9653 | 1.4204 | 62.7638 | 62.1104 | 61.4671 | 60.642 | 59.8885 | 59.439 | 59.284 | 59.7061 | 61.3128 | 64.6597 | 68.6673 | 72.527 | 76.1853 | 78.8203 | 79.9509 | 80.5469 | 80.5804 | 79.2395 | 77.1249 | 74.3376 | 70.6062 | 67.4621 | 65.5936 | 64.247 | 3.6696 | 3.5712 | 3.7108 | 3.4666 | 3.4367 | 3.3648 | 3.764 | 3.6881 | 4.3704 | 4.36 | 3.9275 | 3.6979 | 3.5212 | 3.5899 | 3.1899 | 2.6846 | 2.3326 | 2.3074 | 2.3019 | 3.3707 | 3.6676 | 3.7857 | 3.2707 | 3.4802
Program Specific1-in-2Size: Over 200kWAll2024June Monthly Peak | Program Specific | 1-in-2 | Size: Over 200kW | All | 2024 | June Monthly Peak | 6 | 138.6416 | 135.0322 | 130.512 | 129.8926 | 138.2949 | 160.2046 | 185.0087 | 205.7802 | 219.7545 | 228.2325 | 236.6939 | 237.1341 | 232.5258 | 233.8712 | 228.6782 | 218.0471 | 204.3234 | 190.6579 | 182.6524 | 177.3103 | 175.2317 | 168.1484 | 156.5804 | 149.2354 | -0.55178 | -0.9262 | -0.58573 | -1.9772 | -2.6574 | -2.1178 | -1.6732 | -2.612 | -2.8238 | -3.4392 | -1.6459 | -1.4729 | -0.29634 | 2.6297 | 11.1867 | 11.1773 | 11.6416 | 10.2828 | 3.4936 | 2.1108 | 1.6695 | 2.0632 | 1.7553 | 1.3763 | 67.4705 | 66.5265 | 65.5889 | 64.5271 | 63.7599 | 62.9934 | 62.3282 | 63.0444 | 65.869 | 70.4444 | 75.3199 | 79.6659 | 82.393 | 83.9613 | 85.4529 | 86.0185 | 86.4529 | 85.7814 | 84.6416 | 81.8872 | 78.0947 | 73.9082 | 71.5608 | 69.8569 | 3.6981 | 3.599 | 3.7443 | 3.4975 | 3.4507 | 3.3606 | 3.7367 | 3.6375 | 4.2987 | 4.3164 | 3.893 | 3.6187 | 3.3934 | 3.4472 | 3.0675 | 2.6203 | 2.2883 | 2.2679 | 2.2829 | 3.311 | 3.6331 | 3.7579 | 3.2516 | 3.4667
Program Specific1-in-2Size: Over 200kWAll2024July Monthly Peak | Program Specific | 1-in-2 | Size: Over 200kW | All | 2024 | July Monthly Peak | 7 | 144.6529 | 140.4016 | 136.2501 | 136.2324 | 145.3437 | 169.1858 | 195.0611 | 216.0614 | 229.859 | 238.7097 | 246.6569 | 246.6054 | 242.1974 | 243.1192 | 237.5883 | 227.6834 | 214.3917 | 200.4407 | 192.1275 | 186.5717 | 183.6095 | 175.2084 | 162.8387 | 155.0165 | -1.4506 | -1.9923 | -1.3359 | -1.9671 | -2.7616 | -2.6171 | -3.1898 | -2.8974 | -3.0395 | -3.6096 | -2.9875 | -3.3696 | -2.1661 | 0.43288 | 9.7663 | 10.6093 | 10.4811 | 9.7281 | 3.8346 | 1.4763 | 0.67691 | 1.4675 | 1.2645 | 1.1085 | 74.4305 | 73.4298 | 72.6472 | 71.9184 | 71.1838 | 70.4573 | 69.996 | 70.7227 | 73.4543 | 77.1443 | 81.0085 | 84.6923 | 87.3404 | 89.0063 | 90.3824 | 90.8809 | 90.3228 | 89.3198 | 88.5419 | 87.0666 | 84.3608 | 80.8564 | 78.3957 | 76.6283 | 3.8439 | 3.7213 | 3.8816 | 3.6498 | 3.608 | 3.5394 | 3.9191 | 3.7893 | 4.4508 | 4.4666 | 4.0017 | 3.7188 | 3.4991 | 3.5458 | 3.1529 | 2.7097 | 2.3797 | 2.3647 | 2.3851 | 3.463 | 3.7839 | 3.8937 | 3.3611 | 3.5763
Program Specific1-in-2Size: Over 200kWAll2024August Monthly Peak | Program Specific | 1-in-2 | Size: Over 200kW | All | 2024 | August Monthly Peak | 8 | 144.3396 | 140.2648 | 136.0767 | 135.867 | 145.4196 | 170.2817 | 198.5617 | 220.5343 | 236.7336 | 246.8865 | 256.4542 | 257.5364 | 253.4389 | 255.1418 | 249.1007 | 235.8055 | 219.391 | 203.5028 | 193.6532 | 189.5887 | 185.4625 | 175.6308 | 163.3256 | 155.4101 | -1.5224 | -2.0706 | -1.389 | -2.0246 | -2.8108 | -2.676 | -3.2543 | -2.9907 | -3.095 | -3.7305 | -3.0704 | -3.4647 | -2.1936 | 0.5082 | 10.2591 | 10.9939 | 10.7989 | 9.9127 | 3.9204 | 1.5351 | 0.68506 | 1.4411 | 1.2207 | 1.046 | 74.2645 | 72.9232 | 71.7491 | 70.9978 | 70.3301 | 69.5466 | 69.1759 | 68.9803 | 71.0586 | 75.9996 | 81.2671 | 85.8665 | 89.1469 | 91.0823 | 92.3257 | 92.7252 | 92.6981 | 92.0255 | 90.2517 | 86.9401 | 82.4839 | 79.3628 | 77.51 | 76.0597 | 3.8376 | 3.7177 | 3.8728 | 3.636 | 3.6031 | 3.5525 | 3.9714 | 3.856 | 4.5726 | 4.6095 | 4.1473 | 3.8821 | 3.6628 | 3.7272 | 3.3124 | 2.8093 | 2.4366 | 2.4028 | 2.4035 | 3.5174 | 3.8184 | 3.8923 | 3.3624 | 3.5707
Program Specific1-in-2Size: Over 200kWAll2024September Monthly Peak | Program Specific | 1-in-2 | Size: Over 200kW | All | 2024 | September Monthly Peak | 9 | 143.7961 | 139.8561 | 135.1833 | 135.8381 | 145.8317 | 171.6438 | 202.7537 | 225.2345 | 244.5972 | 255.63 | 264.7192 | 265.5686 | 261.3825 | 263.434 | 256.6161 | 241.239 | 223.4502 | 206.6692 | 197.6584 | 195.043 | 187.2362 | 176.8071 | 163.8834 | 155.3616 | -1.3636 | -1.9214 | -1.2747 | -1.9889 | -2.7735 | -2.6183 | -3.1679 | -3.0051 | -3.15 | -3.8633 | -3.0708 | -3.4305 | -2.1026 | 0.6832 | 10.6218 | 11.2451 | 11.0859 | 10.076 | 3.9633 | 1.6384 | 0.76887 | 1.5194 | 1.2845 | 1.0867 | 72.9664 | 71.8944 | 71.0392 | 70.2948 | 69.5762 | 68.8562 | 68.6119 | 68.5315 | 70.5408 | 75.0082 | 80.0915 | 84.8669 | 88.9856 | 91.427 | 92.7313 | 93.1091 | 92.882 | 91.8003 | 90.3236 | 87.2467 | 83.4355 | 80.5285 | 78.5517 | 77.2466 | 3.8167 | 3.7003 | 3.848 | 3.6403 | 3.6199 | 3.5757 | 4.0487 | 3.9379 | 4.7347 | 4.7818 | 4.2986 | 4.0211 | 3.7954 | 3.8615 | 3.4242 | 2.881 | 2.4815 | 2.4405 | 2.4498 | 3.6242 | 3.8647 | 3.9309 | 3.3819 | 3.5762
Program Specific1-in-2Size: Over 200kWAll2024October Monthly Peak | Program Specific | 1-in-2 | Size: Over 200kW | All | 2024 | October Monthly Peak | 10 | 122.6487 | 119.7956 | 115.698 | 115.7988 | 124.0857 | 146.266 | 174.9532 | 191.8947 | 202.8501 | 209.7257 | 216.8144 | 219.975 | 219.5945 | 221.7118 | 215.7826 | 202.9336 | 189.3587 | 182.4795 | 173.7667 | 166.2842 | 159.3566 | 151.2765 | 140.3544 | 133.9311 | -0.35338 | -0.68202 | -0.40485 | -1.8336 | -2.416 | -1.8791 | -1.2507 | -2.4084 | -2.4691 | -3.1315 | -1.1993 | -0.90784 | 0.23694 | 3.069 | 10.9806 | 10.6024 | 11.2371 | 10.0769 | 3.3619 | 2.2058 | 1.7451 | 1.9912 | 1.6494 | 1.2479 | 65.4567 | 64.5141 | 63.6975 | 62.8194 | 62.0623 | 61.4586 | 60.9385 | 60.8717 | 61.9182 | 65.5178 | 71.0057 | 77.0667 | 82.5744 | 85.7831 | 86.5833 | 87.1422 | 87.2372 | 86.2635 | 83.5219 | 78.7831 | 75.2743 | 72.6495 | 70.5298 | 68.9222 | 3.3515 | 3.2759 | 3.4014 | 3.1997 | 3.1787 | 3.1503 | 3.6335 | 3.468 | 4.0328 | 4.0244 | 3.6095 | 3.409 | 3.2696 | 3.3335 | 2.9527 | 2.4875 | 2.163 | 2.2172 | 2.2129 | 3.1914 | 3.3921 | 3.4767 | 2.9893 | 3.1989
Program Specific1-in-2Size: Over 200kWAll2024November Monthly Peak | Program Specific | 1-in-2 | Size: Over 200kW | All | 2024 | November Monthly Peak | 11 | 127.2614 | 124.0544 | 119.995 | 119.486 | 127.9846 | 150.2177 | 176.2386 | 193.7286 | 204.8827 | 210.2436 | 216.0277 | 217.9062 | 216.2712 | 217.6139 | 211.2187 | 197.9217 | 186.1299 | 180.841 | 172.6737 | 165.9403 | 160.0062 | 152.7127 | 141.3977 | 134.7552 | 0.018924 | -0.2622 | -0.1067 | -1.951 | -2.5155 | -1.7823 | -0.62938 | -2.3755 | -2.4346 | -3.1309 | -0.64513 | -0.095326 | 1.0748 | 4.0373 | 11.5593 | 10.7879 | 11.8105 | 10.4926 | 3.3087 | 2.5438 | 2.1986 | 2.2912 | 1.8865 | 1.3714 | 58.7712 | 57.8194 | 57.2515 | 56.5743 | 55.5488 | 54.6523 | 54.6616 | 54.5684 | 57.2684 | 61.1126 | 65.8192 | 70.4342 | 73.2928 | 74.8808 | 75.9492 | 75.7818 | 73.9451 | 70.8921 | 67.7689 | 65.5771 | 64.0275 | 63.0938 | 62.1738 | 61.509 | 3.6188 | 3.528 | 3.6761 | 3.448 | 3.4265 | 3.3811 | 3.819 | 3.6589 | 4.2705 | 4.2116 | 3.7563 | 3.528 | 3.3613 | 3.4123 | 3.0154 | 2.5276 | 2.2157 | 2.2882 | 2.2884 | 3.3186 | 3.5462 | 3.6552 | 3.1407 | 3.3574
Program Specific1-in-2Size: Over 200kWAll2024December Monthly Peak | Program Specific | 1-in-2 | Size: Over 200kW | All | 2024 | December Monthly Peak | 12 | 119.9447 | 117.1493 | 113.7116 | 114.0338 | 122.1932 | 142.5282 | 168.1335 | 181.2351 | 188.8349 | 190.7153 | 192.473 | 191.1209 | 187.3326 | 186.6141 | 180.5584 | 171.0552 | 163.735 | 161.5027 | 155.6074 | 150.726 | 146.0353 | 140.0983 | 131.2227 | 126.1341 | 0.032894 | -0.23874 | -0.093807 | -1.8416 | -2.3784 | -1.6714 | -0.58858 | -2.1953 | -2.2159 | -2.8226 | -0.57837 | -0.087207 | 0.92907 | 3.4733 | 9.9296 | 9.3513 | 10.3989 | 9.3712 | 2.9833 | 2.3136 | 2.007 | 2.0921 | 1.7453 | 1.2782 | 50.4977 | 49.6483 | 49.0053 | 48.4991 | 47.9206 | 47.336 | 47.0883 | 47.0007 | 47.6304 | 50.8852 | 54.6629 | 57.8513 | 59.957 | 61.1419 | 61.8637 | 62.1645 | 61.5864 | 59.3625 | 56.601 | 54.4398 | 52.7444 | 50.9102 | 49.2476 | 47.9111 | 3.3996 | 3.3175 | 3.4615 | 3.2593 | 3.2442 | 3.1941 | 3.6208 | 3.3984 | 3.8939 | 3.7929 | 3.3234 | 3.0747 | 2.8959 | 2.9127 | 2.5628 | 2.1798 | 1.9491 | 2.0445 | 2.0639 | 3.0186 | 3.2374 | 3.3403 | 2.9039 | 3.1294
Program Specific1-in-2Size: Over 200kWAll2024Typical Event Day | Program Specific | 1-in-2 | Size: Over 200kW | All | 2024 | Typical Event Day | 8 | 143.1265 | 139.1122 | 134.9861 | 134.7888 | 144.2695 | 168.7328 | 196.4155 | 217.3511 | 232.4939 | 241.9902 | 251.0946 | 252.0991 | 247.9056 | 249.66 | 243.7817 | 230.9904 | 215.1323 | 199.812 | 190.3687 | 186.5539 | 182.8981 | 173.5828 | 161.5697 | 153.8982 | -1.2113 | -1.7195 | -1.141 | -1.9931 | -2.757 | -2.5126 | -2.8163 | -2.8709 | -3.0044 | -3.6411 | -2.6747 | -2.9133 | -1.6599 | 1.1107 | 10.5471 | 11.0618 | 11.0335 | 9.9967 | 3.7827 | 1.6949 | 0.95699 | 1.6184 | 1.3815 | 1.1516 | 72.283 | 71.1935 | 70.2561 | 69.4345 | 68.7125 | 67.9634 | 67.528 | 67.8197 | 70.2307 | 74.6491 | 79.4217 | 83.7729 | 86.9665 | 88.8692 | 90.2231 | 90.6834 | 90.589 | 89.7318 | 88.4397 | 85.7852 | 82.0937 | 78.664 | 76.5046 | 74.9479 | 3.783 | 3.6661 | 3.8212 | 3.5885 | 3.5563 | 3.5017 | 3.9102 | 3.7821 | 4.4719 | 4.4983 | 4.0432 | 3.7831 | 3.5656 | 3.6292 | 3.2257 | 2.7382 | 2.3772 | 2.3471 | 2.35 | 3.4452 | 3.7491 | 3.8291 | 3.3114 | 3.5209
Program Specific1-in-2Size: Over 200kWAll2025January Monthly Peak | Program Specific | 1-in-2 | Size: Over 200kW | All | 2025 | January Monthly Peak | 1 | 126.0844 | 122.5195 | 118.9302 | 119.4807 | 128.4741 | 152.3869 | 184.225 | 201.9904 | 210.4615 | 211.0117 | 212.0672 | 209.8567 | 206.0073 | 205.3022 | 197.951 | 186.4768 | 176.3845 | 173.5209 | 168.686 | 164.3178 | 158.6205 | 151.3518 | 141.7621 | 135.4158 | 0.026109 | -0.26477 | -0.10432 | -1.9443 | -2.5118 | -1.7874 | -0.64284 | -2.4524 | -2.4618 | -3.1227 | -0.62896 | -0.089265 | 1.0336 | 3.819 | 10.8639 | 10.1678 | 11.1969 | 10.0548 | 3.2418 | 2.5261 | 2.1814 | 2.2623 | 1.8917 | 1.3769 | 46.3573 | 45.5251 | 44.818 | 44.3337 | 43.9215 | 43.8029 | 43.5802 | 43.3947 | 43.7534 | 45.6868 | 48.8991 | 51.7014 | 53.5644 | 54.9428 | 55.8505 | 56.3375 | 56.1821 | 54.7636 | 52.8825 | 51.422 | 50.3183 | 49.3298 | 48.4778 | 47.5625 | 3.5829 | 3.4815 | 3.6344 | 3.4423 | 3.4286 | 3.4237 | 3.9797 | 3.8016 | 4.3516 | 4.2094 | 3.6761 | 3.3873 | 3.1965 | 3.2195 | 2.8226 | 2.387 | 2.1041 | 2.2012 | 2.2409 | 3.294 | 3.5182 | 3.6085 | 3.143 | 3.3671
Program Specific1-in-2Size: Over 200kWAll2025February Monthly Peak | Program Specific | 1-in-2 | Size: Over 200kW | All | 2025 | February Monthly Peak | 2 | 124.6663 | 121.2386 | 117.6084 | 118.0579 | 126.8964 | 150.2691 | 181.1959 | 198.028 | 206.126 | 207.1473 | 208.8063 | 207.3844 | 203.9928 | 203.745 | 196.755 | 185.414 | 175.1821 | 172.1002 | 166.9752 | 162.3173 | 156.8069 | 149.827 | 140.2404 | 134.0752 | 0.027176 | -0.25995 | -0.10174 | -1.9164 | -2.4752 | -1.7558 | -0.62989 | -2.3948 | -2.4053 | -3.059 | -0.62359 | -0.091754 | 1.0185 | 3.7916 | 10.8081 | 10.1224 | 11.1275 | 9.9792 | 3.2022 | 2.4857 | 2.15 | 2.2355 | 1.8681 | 1.3609 | 49.5691 | 49.225 | 48.862 | 48.4769 | 47.9924 | 47.6757 | 47.5064 | 47.4471 | 48.0113 | 49.7913 | 51.7901 | 53.6499 | 54.3972 | 54.617 | 54.6727 | 54.1395 | 53.9326 | 53.2329 | 51.975 | 50.7772 | 49.6585 | 49.0614 | 47.8291 | 46.7612 | 3.5397 | 3.4419 | 3.5889 | 3.3922 | 3.378 | 3.3678 | 3.9042 | 3.7168 | 4.2476 | 4.1173 | 3.6073 | 3.3374 | 3.1559 | 3.1861 | 2.7992 | 2.3681 | 2.086 | 2.1794 | 2.215 | 3.2443 | 3.4693 | 3.5664 | 3.1026 | 3.328
Program Specific1-in-2Size: Over 200kWAll2025March Monthly Peak | Program Specific | 1-in-2 | Size: Over 200kW | All | 2025 | March Monthly Peak | 3 | 130.057 | 125.7904 | 122.1075 | 121.2793 | 129.3983 | 152.1462 | 180.5637 | 199.5113 | 209.4535 | 210.9496 | 214.1121 | 213.3493 | 210.3792 | 211.5982 | 205.3854 | 194.5458 | 183.3476 | 173.4538 | 167.8592 | 168.039 | 164.7302 | 157.5128 | 146.504 | 138.7776 | 0.029264 | -0.26743 | -0.10865 | -1.9643 | -2.5264 | -1.7667 | -0.63297 | -2.4087 | -2.4618 | -3.1138 | -0.6521 | -0.1028 | 1.0381 | 3.941 | 11.2937 | 10.6361 | 11.6339 | 10.0611 | 3.2063 | 2.5553 | 2.2495 | 2.3374 | 1.9436 | 1.4029 | 49.3968 | 48.4409 | 47.6363 | 47.1827 | 46.848 | 46.3703 | 45.9914 | 45.997 | 47.9594 | 50.3112 | 52.7267 | 54.7114 | 55.9452 | 56.9292 | 57.3005 | 57.672 | 57.4259 | 56.7293 | 55.2827 | 53.3064 | 52.0077 | 50.8374 | 49.9037 | 49.0314 | 3.6811 | 3.5571 | 3.7211 | 3.4709 | 3.4369 | 3.3902 | 3.8678 | 3.722 | 4.2947 | 4.1639 | 3.6784 | 3.4204 | 3.2406 | 3.2906 | 2.909 | 2.4724 | 2.1732 | 2.185 | 2.2209 | 3.3433 | 3.6333 | 3.7348 | 3.2332 | 3.4342
Program Specific1-in-2Size: Over 200kWAll2025April Monthly Peak | Program Specific | 1-in-2 | Size: Over 200kW | All | 2025 | April Monthly Peak | 4 | 127.0561 | 123.3391 | 119.325 | 118.2071 | 125.7845 | 147.1002 | 172.9926 | 190.9316 | 202.1771 | 207.926 | 215.1971 | 218.233 | 217.7074 | 220.9795 | 215.8428 | 204.2596 | 190.8281 | 178.3178 | 170.1151 | 168.172 | 164.166 | 156.5651 | 144.7302 | 137.0498 | 0.0039736 | -0.27813 | -0.11799 | -1.9167 | -2.4596 | -1.7142 | -0.61891 | -2.3156 | -2.3948 | -3.0815 | -0.66037 | -0.10921 | 1.0636 | 4.1068 | 11.8575 | 11.1741 | 12.1165 | 10.3484 | 3.2361 | 2.5471 | 2.2392 | 2.3259 | 1.9147 | 1.3824 | 62.6545 | 61.6296 | 60.2984 | 59.2413 | 58.374 | 57.7052 | 57.2378 | 57.1571 | 59.4599 | 63.4679 | 67.8818 | 72.0896 | 75.4861 | 77.989 | 79.3794 | 79.9786 | 80.0028 | 79.441 | 77.8545 | 75.2031 | 71.3877 | 68.5703 | 66.301 | 64.1262 | 3.5951 | 3.4885 | 3.6372 | 3.3763 | 3.3367 | 3.2713 | 3.7081 | 3.5616 | 4.1525 | 4.1115 | 3.699 | 3.4986 | 3.3515 | 3.4317 | 3.0543 | 2.5892 | 2.2558 | 2.2402 | 2.2457 | 3.3378 | 3.618 | 3.7197 | 3.1933 | 3.3903
Program Specific1-in-2Size: Over 200kWAll2025May Monthly Peak | Program Specific | 1-in-2 | Size: Over 200kW | All | 2025 | May Monthly Peak | 5 | 130.2823 | 126.9056 | 122.4333 | 121.8575 | 130.2694 | 151.9359 | 176.8694 | 198.4008 | 212.7528 | 220.2319 | 227.8334 | 230.196 | 228.2256 | 230.3823 | 224.8035 | 211.4399 | 197.184 | 183.6716 | 174.6532 | 170.4244 | 167.8141 | 160.4313 | 149.1274 | 141.7021 | 0.020581 | -0.2741 | -0.11873 | -1.9729 | -2.5382 | -1.7629 | -0.62872 | -2.4033 | -2.5327 | -3.273 | -0.69986 | -0.11456 | 1.1163 | 4.2738 | 12.3273 | 11.5514 | 12.5207 | 10.6686 | 3.3173 | 2.5722 | 2.2663 | 2.3674 | 1.9653 | 1.4204 | 62.7638 | 62.1104 | 61.4671 | 60.642 | 59.8885 | 59.439 | 59.284 | 59.7061 | 61.3128 | 64.6597 | 68.6673 | 72.527 | 76.1853 | 78.8203 | 79.9509 | 80.5469 | 80.5804 | 79.2395 | 77.1249 | 74.3376 | 70.6062 | 67.4621 | 65.5936 | 64.247 | 3.6696 | 3.5712 | 3.7108 | 3.4666 | 3.4367 | 3.3648 | 3.764 | 3.6881 | 4.3704 | 4.36 | 3.9275 | 3.6979 | 3.5212 | 3.5899 | 3.1899 | 2.6846 | 2.3326 | 2.3074 | 2.3019 | 3.3707 | 3.6676 | 3.7857 | 3.2707 | 3.4802
Program Specific1-in-2Size: Over 200kWAll2025June Monthly Peak | Program Specific | 1-in-2 | Size: Over 200kW | All | 2025 | June Monthly Peak | 6 | 138.6416 | 135.0322 | 130.512 | 129.8926 | 138.2949 | 160.2046 | 185.0087 | 205.7802 | 219.7545 | 228.2325 | 236.6939 | 237.1341 | 232.5258 | 233.8712 | 228.6782 | 218.0471 | 204.3234 | 190.6579 | 182.6524 | 177.3103 | 175.2317 | 168.1484 | 156.5804 | 149.2354 | -0.55178 | -0.9262 | -0.58573 | -1.9772 | -2.6574 | -2.1178 | -1.6732 | -2.612 | -2.8238 | -3.4392 | -1.6459 | -1.4729 | -0.29634 | 2.6297 | 11.1867 | 11.1773 | 11.6416 | 10.2828 | 3.4936 | 2.1108 | 1.6695 | 2.0632 | 1.7553 | 1.3763 | 67.4705 | 66.5265 | 65.5889 | 64.5271 | 63.7599 | 62.9934 | 62.3282 | 63.0444 | 65.869 | 70.4444 | 75.3199 | 79.6659 | 82.393 | 83.9613 | 85.4529 | 86.0185 | 86.4529 | 85.7814 | 84.6416 | 81.8872 | 78.0948 | 73.9082 | 71.5608 | 69.8569 | 3.6981 | 3.599 | 3.7443 | 3.4975 | 3.4507 | 3.3606 | 3.7367 | 3.6375 | 4.2987 | 4.3164 | 3.893 | 3.6187 | 3.3934 | 3.4472 | 3.0675 | 2.6203 | 2.2883 | 2.2679 | 2.2829 | 3.311 | 3.6331 | 3.7579 | 3.2516 | 3.4667
Program Specific1-in-2Size: Over 200kWAll2025July Monthly Peak | Program Specific | 1-in-2 | Size: Over 200kW | All | 2025 | July Monthly Peak | 7 | 144.6529 | 140.4016 | 136.2501 | 136.2324 | 145.3437 | 169.1858 | 195.0611 | 216.0614 | 229.859 | 238.7097 | 246.6569 | 246.6054 | 242.1974 | 243.1192 | 237.5883 | 227.6834 | 214.3917 | 200.4407 | 192.1275 | 186.5717 | 183.6095 | 175.2084 | 162.8387 | 155.0165 | -1.4506 | -1.9923 | -1.3359 | -1.9671 | -2.7616 | -2.6171 | -3.1898 | -2.8974 | -3.0395 | -3.6096 | -2.9875 | -3.3696 | -2.1661 | 0.43288 | 9.7663 | 10.6093 | 10.4811 | 9.7281 | 3.8346 | 1.4763 | 0.67691 | 1.4675 | 1.2645 | 1.1085 | 74.4305 | 73.4298 | 72.6472 | 71.9184 | 71.1838 | 70.4573 | 69.996 | 70.7227 | 73.4543 | 77.1443 | 81.0085 | 84.6923 | 87.3404 | 89.0063 | 90.3824 | 90.8809 | 90.3228 | 89.3198 | 88.5419 | 87.0666 | 84.3608 | 80.8564 | 78.3957 | 76.6283 | 3.8439 | 3.7213 | 3.8816 | 3.6498 | 3.608 | 3.5394 | 3.9191 | 3.7893 | 4.4508 | 4.4666 | 4.0017 | 3.7188 | 3.4991 | 3.5458 | 3.1529 | 2.7097 | 2.3797 | 2.3647 | 2.3851 | 3.463 | 3.7839 | 3.8937 | 3.3611 | 3.5763
Program Specific1-in-2Size: Over 200kWAll2025August Monthly Peak | Program Specific | 1-in-2 | Size: Over 200kW | All | 2025 | August Monthly Peak | 8 | 144.3396 | 140.2648 | 136.0767 | 135.867 | 145.4196 | 170.2817 | 198.5617 | 220.5343 | 236.7336 | 246.8865 | 256.4542 | 257.5364 | 253.4389 | 255.1418 | 249.1007 | 235.8055 | 219.391 | 203.5027 | 193.6532 | 189.5887 | 185.4625 | 175.6308 | 163.3256 | 155.4101 | -1.5224 | -2.0706 | -1.389 | -2.0246 | -2.8108 | -2.676 | -3.2543 | -2.9907 | -3.095 | -3.7305 | -3.0704 | -3.4647 | -2.1936 | 0.5082 | 10.2591 | 10.9939 | 10.7989 | 9.9127 | 3.9204 | 1.5351 | 0.68506 | 1.4411 | 1.2207 | 1.046 | 74.2645 | 72.9232 | 71.7491 | 70.9978 | 70.3301 | 69.5466 | 69.1759 | 68.9803 | 71.0586 | 75.9996 | 81.2671 | 85.8665 | 89.1469 | 91.0823 | 92.3257 | 92.7252 | 92.6981 | 92.0255 | 90.2517 | 86.9401 | 82.4839 | 79.3628 | 77.51 | 76.0597 | 3.8376 | 3.7177 | 3.8728 | 3.636 | 3.6031 | 3.5525 | 3.9714 | 3.856 | 4.5726 | 4.6095 | 4.1473 | 3.8821 | 3.6628 | 3.7272 | 3.3124 | 2.8093 | 2.4366 | 2.4028 | 2.4035 | 3.5174 | 3.8184 | 3.8923 | 3.3624 | 3.5707
Program Specific1-in-2Size: Over 200kWAll2025September Monthly Peak | Program Specific | 1-in-2 | Size: Over 200kW | All | 2025 | September Monthly Peak | 9 | 143.7961 | 139.8561 | 135.1833 | 135.8381 | 145.8317 | 171.6438 | 202.7537 | 225.2345 | 244.5972 | 255.63 | 264.7192 | 265.5686 | 261.3825 | 263.434 | 256.6161 | 241.239 | 223.4502 | 206.6692 | 197.6585 | 195.043 | 187.2362 | 176.8071 | 163.8834 | 155.3616 | -1.3636 | -1.9214 | -1.2747 | -1.9889 | -2.7735 | -2.6183 | -3.1679 | -3.0051 | -3.15 | -3.8633 | -3.0708 | -3.4305 | -2.1026 | 0.6832 | 10.6218 | 11.2451 | 11.0859 | 10.076 | 3.9633 | 1.6384 | 0.76887 | 1.5194 | 1.2845 | 1.0867 | 72.9664 | 71.8944 | 71.0393 | 70.2948 | 69.5762 | 68.8562 | 68.6119 | 68.5315 | 70.5408 | 75.0082 | 80.0916 | 84.8669 | 88.9856 | 91.427 | 92.7313 | 93.1091 | 92.882 | 91.8003 | 90.3236 | 87.2467 | 83.4355 | 80.5285 | 78.5517 | 77.2466 | 3.8167 | 3.7003 | 3.848 | 3.6403 | 3.6199 | 3.5757 | 4.0487 | 3.9379 | 4.7347 | 4.7818 | 4.2986 | 4.0211 | 3.7954 | 3.8615 | 3.4242 | 2.881 | 2.4815 | 2.4405 | 2.4498 | 3.6242 | 3.8647 | 3.9309 | 3.3819 | 3.5762
Program Specific1-in-2Size: Over 200kWAll2025October Monthly Peak | Program Specific | 1-in-2 | Size: Over 200kW | All | 2025 | October Monthly Peak | 10 | 122.6487 | 119.7956 | 115.698 | 115.7988 | 124.0857 | 146.266 | 174.9532 | 191.8947 | 202.8501 | 209.7257 | 216.8144 | 219.975 | 219.5945 | 221.7118 | 215.7826 | 202.9336 | 189.3587 | 182.4795 | 173.7667 | 166.2842 | 159.3566 | 151.2764 | 140.3544 | 133.9311 | -0.35338 | -0.68202 | -0.40485 | -1.8336 | -2.416 | -1.8791 | -1.2507 | -2.4084 | -2.4691 | -3.1315 | -1.1993 | -0.90784 | 0.23694 | 3.069 | 10.9806 | 10.6024 | 11.2371 | 10.0769 | 3.3619 | 2.2058 | 1.7451 | 1.9912 | 1.6494 | 1.2479 | 65.4567 | 64.5141 | 63.6975 | 62.8194 | 62.0623 | 61.4586 | 60.9385 | 60.8717 | 61.9182 | 65.5178 | 71.0057 | 77.0667 | 82.5744 | 85.7831 | 86.5833 | 87.1422 | 87.2372 | 86.2635 | 83.5219 | 78.7831 | 75.2743 | 72.6495 | 70.5298 | 68.9222 | 3.3515 | 3.2759 | 3.4014 | 3.1997 | 3.1787 | 3.1503 | 3.6335 | 3.468 | 4.0328 | 4.0244 | 3.6095 | 3.409 | 3.2696 | 3.3335 | 2.9527 | 2.4875 | 2.163 | 2.2172 | 2.2129 | 3.1914 | 3.3921 | 3.4767 | 2.9893 | 3.1989
Program Specific1-in-2Size: Over 200kWAll2025November Monthly Peak | Program Specific | 1-in-2 | Size: Over 200kW | All | 2025 | November Monthly Peak | 11 | 127.2614 | 124.0544 | 119.995 | 119.486 | 127.9846 | 150.2177 | 176.2386 | 193.7286 | 204.8827 | 210.2436 | 216.0277 | 217.9062 | 216.2712 | 217.6139 | 211.2187 | 197.9217 | 186.1299 | 180.8409 | 172.6737 | 165.9403 | 160.0062 | 152.7128 | 141.3977 | 134.7552 | 0.018924 | -0.2622 | -0.1067 | -1.951 | -2.5155 | -1.7823 | -0.62938 | -2.3755 | -2.4346 | -3.1309 | -0.64513 | -0.095326 | 1.0748 | 4.0373 | 11.5593 | 10.7879 | 11.8105 | 10.4926 | 3.3087 | 2.5438 | 2.1986 | 2.2912 | 1.8865 | 1.3714 | 58.7712 | 57.8194 | 57.2515 | 56.5743 | 55.5488 | 54.6523 | 54.6616 | 54.5684 | 57.2684 | 61.1126 | 65.8192 | 70.4342 | 73.2928 | 74.8808 | 75.9492 | 75.7818 | 73.9451 | 70.8921 | 67.7689 | 65.5771 | 64.0275 | 63.0938 | 62.1738 | 61.509 | 3.6188 | 3.528 | 3.6761 | 3.448 | 3.4265 | 3.3811 | 3.819 | 3.6589 | 4.2705 | 4.2116 | 3.7563 | 3.528 | 3.3613 | 3.4123 | 3.0154 | 2.5276 | 2.2157 | 2.2882 | 2.2884 | 3.3186 | 3.5462 | 3.6552 | 3.1407 | 3.3574
Program Specific1-in-2Size: Over 200kWAll2025December Monthly Peak | Program Specific | 1-in-2 | Size: Over 200kW | All | 2025 | December Monthly Peak | 12 | 119.9447 | 117.1493 | 113.7116 | 114.0338 | 122.1932 | 142.5282 | 168.1335 | 181.2351 | 188.8349 | 190.7153 | 192.473 | 191.1209 | 187.3326 | 186.6141 | 180.5584 | 171.0552 | 163.735 | 161.5027 | 155.6074 | 150.726 | 146.0353 | 140.0983 | 131.2227 | 126.1341 | 0.032894 | -0.23874 | -0.093807 | -1.8416 | -2.3784 | -1.6714 | -0.58858 | -2.1953 | -2.2159 | -2.8226 | -0.57837 | -0.087207 | 0.92907 | 3.4733 | 9.9296 | 9.3513 | 10.3989 | 9.3712 | 2.9833 | 2.3136 | 2.007 | 2.0921 | 1.7453 | 1.2782 | 50.4978 | 49.6483 | 49.0053 | 48.4991 | 47.9206 | 47.336 | 47.0883 | 47.0007 | 47.6304 | 50.8852 | 54.6629 | 57.8513 | 59.957 | 61.1419 | 61.8637 | 62.1645 | 61.5864 | 59.3625 | 56.601 | 54.4398 | 52.7444 | 50.9102 | 49.2476 | 47.9111 | 3.3996 | 3.3175 | 3.4615 | 3.2593 | 3.2442 | 3.1941 | 3.6208 | 3.3984 | 3.8939 | 3.7929 | 3.3234 | 3.0747 | 2.8959 | 2.9127 | 2.5628 | 2.1798 | 1.9491 | 2.0445 | 2.0639 | 3.0186 | 3.2374 | 3.3403 | 2.9039 | 3.1294
Program Specific1-in-2Size: Over 200kWAll2025Typical Event Day | Program Specific | 1-in-2 | Size: Over 200kW | All | 2025 | Typical Event Day | 8 | 143.1265 | 139.1122 | 134.9861 | 134.7888 | 144.2695 | 168.7328 | 196.4155 | 217.3511 | 232.4939 | 241.9902 | 251.0946 | 252.0991 | 247.9055 | 249.66 | 243.7817 | 230.9904 | 215.1323 | 199.812 | 190.3687 | 186.5539 | 182.8981 | 173.5828 | 161.5697 | 153.8982 | -1.2113 | -1.7195 | -1.141 | -1.9931 | -2.757 | -2.5126 | -2.8163 | -2.8709 | -3.0044 | -3.6411 | -2.6747 | -2.9133 | -1.6599 | 1.1107 | 10.5471 | 11.0618 | 11.0335 | 9.9967 | 3.7827 | 1.6949 | 0.95699 | 1.6184 | 1.3815 | 1.1516 | 72.2829 | 71.1935 | 70.2561 | 69.4345 | 68.7125 | 67.9634 | 67.528 | 67.8197 | 70.2307 | 74.6491 | 79.4217 | 83.7729 | 86.9665 | 88.8692 | 90.2231 | 90.6834 | 90.589 | 89.7318 | 88.4397 | 85.7852 | 82.0937 | 78.664 | 76.5046 | 74.9479 | 3.783 | 3.6661 | 3.8212 | 3.5885 | 3.5563 | 3.5017 | 3.9102 | 3.7821 | 4.4719 | 4.4983 | 4.0432 | 3.7831 | 3.5656 | 3.6292 | 3.2257 | 2.7382 | 2.3772 | 2.3471 | 2.35 | 3.4452 | 3.7491 | 3.8291 | 3.3114 | 3.5209
Program Specific1-in-10Size: Over 200kWOrange County2015January Monthly Peak | Program Specific | 1-in-10 | Size: Over 200kW | Orange County | 2015 | January Monthly Peak | 1 | 124.4708 | 119.0088 | 116.4256 | 117.7368 | 130.2725 | 162.2931 | 199.3248 | 219.0155 | 231.7617 | 229.327 | 228.0183 | 224.5059 | 219.5659 | 213.9999 | 205.0536 | 190.1287 | 178.1133 | 174.1232 | 168.2295 | 166.4317 | 160.9929 | 153.2498 | 143.4958 | 134.7963 | 3.6708 | 3.0088 | 2.3513 | 0.5452 | 0.37753 | 1.4371 | 1.2747 | 0.63874 | 0.076384 | -0.92886 | -1.0508 | -0.41619 | 1.4843 | 6.4857 | 18.1947 | 17.243 | 16.9029 | 14.5025 | 2.8841 | 0.55869 | 0.074702 | 0.61828 | 1.3876 | 0.69078 | 42.1177 | 42.0476 | 41.3269 | 40.6886 | 40.1794 | 39.7875 | 39.5012 | 39.2183 | 39.808 | 42.1317 | 44.291 | 46.3631 | 47.7766 | 48.8442 | 49.8751 | 50.1697 | 49.616 | 48.3268 | 46.527 | 45.7999 | 45.1389 | 45.0413 | 44.7506 | 44.3293 | 5.4491 | 4.7958 | 4.105 | 2.4232 | 2.7014 | 3.8644 | 3.6742 | 4.443 | 4.1901 | 3.6866 | 3.3166 | 3.2985 | 3.3091 | 3.2948 | 3.1636 | 2.8791 | 2.8904 | 3.0546 | 3.3708 | 2.8216 | 2.4807 | 2.6302 | 2.193 | 2.2774
Program Specific1-in-10Size: Over 200kWOrange County2015February Monthly Peak | Program Specific | 1-in-10 | Size: Over 200kW | Orange County | 2015 | February Monthly Peak | 2 | 118.2089 | 113.6642 | 111.1055 | 112.8452 | 124.5908 | 153.885 | 186.8849 | 203.6751 | 214.452 | 214.3035 | 215.3418 | 214.747 | 211.8095 | 208.4672 | 200.6207 | 187.0304 | 174.9868 | 170.4232 | 162.8737 | 159.6803 | 154.3007 | 146.9174 | 137.2298 | 129.1336 | 3.4861 | 2.8737 | 2.2439 | 0.52255 | 0.36107 | 1.3626 | 1.1951 | 0.594 | 0.070679 | -0.86801 | -0.99239 | -0.3981 | 1.4319 | 6.318 | 17.8013 | 16.962 | 16.6062 | 14.1943 | 2.7923 | 0.53603 | 0.071596 | 0.59273 | 1.327 | 0.66176 | 47.9892 | 47.7732 | 47.4869 | 46.9758 | 46.4612 | 46.0709 | 45.4591 | 46.1862 | 47.0754 | 50.578 | 53.6154 | 56.9628 | 58.9856 | 59.9086 | 60.6208 | 60.8563 | 59.4676 | 58.4546 | 56.6506 | 54.6884 | 53.586 | 52.2715 | 51.1518 | 49.5849 | 5.175 | 4.5804 | 3.9174 | 2.3225 | 2.5836 | 3.6642 | 3.4449 | 4.1318 | 3.8772 | 3.4451 | 3.1322 | 3.1551 | 3.1922 | 3.2096 | 3.0952 | 2.8322 | 2.8396 | 2.9897 | 3.2635 | 2.7072 | 2.3776 | 2.5216 | 2.0972 | 2.1817
Program Specific1-in-10Size: Over 200kWOrange County2015March Monthly Peak | Program Specific | 1-in-10 | Size: Over 200kW | Orange County | 2015 | March Monthly Peak | 3 | 120.1523 | 115.5912 | 112.5168 | 113.7394 | 123.567 | 151.8401 | 178.9109 | 196.9328 | 209.3025 | 214.6309 | 221.0626 | 224.0488 | 224.6664 | 225.7996 | 218.6919 | 205.6163 | 191.0524 | 178.2754 | 167.4685 | 166.3272 | 161.586 | 152.8742 | 140.9366 | 131.8182 | 3.5434 | 2.9224 | 2.2724 | 0.52669 | 0.3581 | 1.3445 | 1.1441 | 0.57434 | 0.068982 | -0.86933 | -1.0188 | -0.41535 | 1.5188 | 6.8433 | 19.4048 | 18.6476 | 18.1308 | 14.8483 | 2.871 | 0.55834 | 0.074977 | 0.61677 | 1.3629 | 0.67552 | 61.5329 | 60.0303 | 58.8322 | 58.4264 | 57.0383 | 56.1355 | 55.6221 | 56.4566 | 59.9535 | 64.5568 | 69.5198 | 74.2033 | 77.4815 | 79.1379 | 79.8514 | 80.5415 | 80.481 | 79.5145 | 76.8471 | 73.2663 | 70.2189 | 67.1202 | 64.7072 | 62.8102 | 5.2601 | 4.6581 | 3.9672 | 2.3409 | 2.5624 | 3.6155 | 3.2979 | 3.9951 | 3.7841 | 3.4504 | 3.2154 | 3.2918 | 3.386 | 3.4764 | 3.374 | 3.1137 | 3.1003 | 3.1274 | 3.3555 | 2.8198 | 2.4899 | 2.6238 | 2.1539 | 2.2271
Program Specific1-in-10Size: Over 200kWOrange County2015April Monthly Peak | Program Specific | 1-in-10 | Size: Over 200kW | Orange County | 2015 | April Monthly Peak | 4 | 123.258 | 118.6918 | 115.4208 | 116.4203 | 126.4102 | 155.8971 | 184.123 | 205.0459 | 220.8966 | 228.7378 | 237.8636 | 242.0702 | 243.4182 | 244.6707 | 237.3826 | 222.5899 | 206.1065 | 190.7072 | 178.3187 | 175.9688 | 169.7053 | 158.9286 | 146.2408 | 136.5866 | 0.53085 | 0.087421 | 0.18175 | -0.84862 | -1.053 | -0.39026 | -0.98246 | -0.79966 | -0.83108 | -1.3391 | -1.9227 | -1.5592 | 0.20316 | 5.6926 | 19.6666 | 19.2845 | 18.4229 | 15.8695 | 4.1408 | 0.3842 | -0.55487 | -0.2419 | 0.28652 | -0.31591 | 72.2566 | 70.2738 | 68.5389 | 66.7299 | 65.7959 | 65.0804 | 64.404 | 64.5662 | 67.7345 | 73.4304 | 79.8164 | 85.7013 | 89.5654 | 91.5443 | 92.2852 | 92.8744 | 92.8398 | 92.0063 | 90.4213 | 86.83 | 81.7749 | 77.6989 | 74.9034 | 72.6485 | 5.0367 | 4.4645 | 3.7986 | 2.2365 | 2.4468 | 3.4649 | 3.168 | 3.8826 | 3.7277 | 3.4323 | 3.2294 | 3.3197 | 3.4243 | 3.5161 | 3.4185 | 3.1462 | 3.1219 | 3.1227 | 3.335 | 2.7846 | 2.4408 | 2.5461 | 2.0861 | 2.154
Program Specific1-in-10Size: Over 200kWOrange County2015May Monthly Peak | Program Specific | 1-in-10 | Size: Over 200kW | Orange County | 2015 | May Monthly Peak | 5 | 128.9235 | 124.2145 | 120.1344 | 121.1356 | 132.6014 | 163.0787 | 192.0925 | 216.0007 | 234.5984 | 244.245 | 253.3319 | 257.68 | 257.8791 | 257.1385 | 249.4978 | 232.7971 | 215.7248 | 199.5568 | 187.2218 | 182.4728 | 178.206 | 166.641 | 153.5716 | 144.0448 | -0.56541 | -0.96085 | -0.58294 | -1.3814 | -1.6184 | -1.0476 | -1.8028 | -1.3506 | -1.214 | -1.582 | -2.3516 | -2.0677 | -0.31219 | 5.3578 | 20.1637 | 19.843 | 18.872 | 16.6007 | 4.7402 | 0.32449 | -0.81232 | -0.57324 | -0.10784 | -0.70294 | 73.1257 | 71.6307 | 69.8872 | 69.2108 | 68.535 | 67.4837 | 66.9785 | 67.489 | 71.6971 | 78.1971 | 83.8903 | 88.3705 | 91.098 | 93.185 | 94.6348 | 95.5304 | 95.6227 | 94.3455 | 92.1218 | 89.3746 | 85.9122 | 82.0173 | 79.0002 | 76.7042 | 5.2472 | 4.6537 | 3.938 | 2.3178 | 2.5564 | 3.6101 | 3.2919 | 4.0738 | 3.9432 | 3.6504 | 3.4257 | 3.5197 | 3.6133 | 3.6806 | 3.5787 | 3.2774 | 3.2546 | 3.2546 | 3.4876 | 2.8761 | 2.5529 | 2.659 | 2.1819 | 2.2625
Program Specific1-in-10Size: Over 200kWOrange County2015June Monthly Peak | Program Specific | 1-in-10 | Size: Over 200kW | Orange County | 2015 | June Monthly Peak | 6 | 137.3854 | 132.5964 | 128.0208 | 129.1751 | 140.6597 | 170.1699 | 198.0385 | 218.6869 | 234.8143 | 243.4016 | 252.656 | 255.9829 | 254.9321 | 252.9333 | 246.2967 | 233.5554 | 218.9604 | 203.747 | 192.8952 | 186.9678 | 182.2856 | 172.4597 | 159.1755 | 150.2658 | -0.68163 | -1.1001 | -0.67572 | -1.5082 | -1.7529 | -1.1373 | -1.9117 | -1.4014 | -1.237 | -1.5866 | -2.3654 | -2.081 | -0.34316 | 5.2295 | 19.8718 | 19.886 | 19.1275 | 16.9489 | 4.9107 | 0.32746 | -0.84647 | -0.61516 | -0.13984 | -0.75885 | 74.4702 | 72.9254 | 71.4954 | 70.3462 | 69.0555 | 68.146 | 67.9012 | 68.783 | 72.0127 | 76.9294 | 82.3133 | 86.9306 | 90.2169 | 92.7356 | 94.5052 | 95.1688 | 95.4883 | 94.8856 | 93.456 | 91.1929 | 87.2133 | 82.8609 | 80.1367 | 78.0661 | 5.5924 | 4.9683 | 4.197 | 2.472 | 2.7121 | 3.7676 | 3.3943 | 4.125 | 3.9473 | 3.6382 | 3.417 | 3.497 | 3.5725 | 3.6209 | 3.5332 | 3.2885 | 3.3038 | 3.3234 | 3.5937 | 2.9473 | 2.6117 | 2.7522 | 2.2619 | 2.3606
Program Specific1-in-10Size: Over 200kWOrange County2015July Monthly Peak | Program Specific | 1-in-10 | Size: Over 200kW | Orange County | 2015 | July Monthly Peak | 7 | 142.9321 | 137.7067 | 133.4824 | 134.4011 | 146.4803 | 176.8965 | 204.993 | 225.1727 | 240.1258 | 248.3686 | 256.4354 | 258.2775 | 256.6019 | 254.8727 | 248.4222 | 236.2723 | 223.1887 | 208.4685 | 197.877 | 192.1474 | 186.9027 | 176.7876 | 163.2187 | 154.3595 | -1.7484 | -2.1184 | -1.4222 | -2.0318 | -2.3003 | -1.7624 | -2.6731 | -1.8861 | -1.5487 | -1.7483 | -2.6581 | -2.4417 | -0.78442 | 4.7514 | 19.6213 | 19.8407 | 19.1415 | 17.3372 | 5.3847 | 0.27143 | -1.0694 | -0.91422 | -0.50676 | -1.111 | 76.2125 | 75.1208 | 74.0132 | 72.9954 | 72.1598 | 71.6216 | 71.424 | 71.7724 | 74.8077 | 79.6763 | 84.4218 | 88.7852 | 91.7237 | 93.518 | 95.2845 | 95.7559 | 96.2086 | 95.0628 | 93.229 | 91.2536 | 88.0496 | 84.6335 | 82.2899 | 80.6171 | 5.8519 | 5.1897 | 4.4014 | 2.5869 | 2.8407 | 3.9392 | 3.5339 | 4.272 | 4.0601 | 3.734 | 3.4882 | 3.5488 | 3.6167 | 3.6698 | 3.5844 | 3.346 | 3.3871 | 3.4201 | 3.7079 | 3.0465 | 2.6934 | 2.8376 | 2.3328 | 2.4389
Program Specific1-in-10Size: Over 200kWOrange County2015August Monthly Peak | Program Specific | 1-in-10 | Size: Over 200kW | Orange County | 2015 | August Monthly Peak | 8 | 146.1391 | 140.6773 | 136.3517 | 136.5426 | 149.7519 | 183.0335 | 215.5238 | 239.2058 | 258.6999 | 268.2408 | 279.1275 | 280.6868 | 278.9886 | 276.5983 | 269.0671 | 252.7375 | 235.1504 | 216.4543 | 204.1328 | 200.4511 | 194.0531 | 181.9877 | 168.4675 | 159.5142 | -3.467 | -3.7396 | -2.6113 | -2.8068 | -3.1189 | -2.7721 | -3.964 | -2.7477 | -2.1515 | -2.109 | -3.3358 | -3.241 | -1.6072 | 4.2679 | 20.5296 | 20.7558 | 19.5757 | 17.9939 | 6.121 | 0.17582 | -1.4409 | -1.4025 | -1.1158 | -1.6894 | 79.2858 | 78.0931 | 77.1041 | 76.2438 | 75.6431 | 75.0085 | 74.5851 | 74.7866 | 77.8748 | 82.1528 | 86.8558 | 91.6691 | 95.3709 | 98.246 | 99.7839 | 100.1391 | 99.6751 | 98.167 | 96.8103 | 94.12 | 90.1667 | 86.6576 | 84.1529 | 82.4095 | 6.1297 | 5.4316 | 4.6062 | 2.6925 | 2.9753 | 4.1757 | 3.8064 | 4.6494 | 4.4812 | 4.1316 | 3.8899 | 3.9512 | 4.0286 | 4.0802 | 3.9773 | 3.6669 | 3.6561 | 3.6381 | 3.9188 | 3.256 | 2.8649 | 2.9926 | 2.4668 | 2.5821
Program Specific1-in-10Size: Over 200kWOrange County2015September Monthly Peak | Program Specific | 1-in-10 | Size: Over 200kW | Orange County | 2015 | September Monthly Peak | 9 | 145.6289 | 140.7072 | 135.7657 | 137.0267 | 150.4892 | 186.096 | 222.4647 | 246.3179 | 269.4655 | 280.3206 | 290.1114 | 291.1252 | 289.0329 | 287.402 | 278.9109 | 260.3201 | 241.5014 | 221.5735 | 211.0504 | 208.7138 | 197.8089 | 184.3922 | 170.2896 | 160.6147 | -4.2118 | -4.4532 | -3.1218 | -3.1539 | -3.483 | -3.2547 | -4.6303 | -3.1758 | -2.4686 | -2.3083 | -3.6751 | -3.6372 | -2.0185 | 4.017 | 20.942 | 21.1607 | 19.8296 | 18.4161 | 6.5931 | 0.13252 | -1.6212 | -1.6325 | -1.3988 | -1.9476 | 81.6788 | 80.3713 | 79.2271 | 78.5671 | 77.4718 | 76.5906 | 76.1673 | 76.2113 | 78.4603 | 82.9417 | 88.0968 | 93.4003 | 97.419 | 99.7947 | 100.9379 | 100.7449 | 100.2246 | 99.3477 | 97.5738 | 94.5839 | 90.9204 | 87.5806 | 84.9661 | 83.1001 | 6.2095 | 5.5227 | 4.6624 | 2.7468 | 3.0394 | 4.3159 | 3.9941 | 4.8669 | 4.7451 | 4.3891 | 4.1099 | 4.166 | 4.2428 | 4.3098 | 4.1911 | 3.8395 | 3.817 | 3.7859 | 4.1187 | 3.4464 | 2.9687 | 3.0824 | 2.5347 | 2.643
Program Specific1-in-10Size: Over 200kWOrange County2015October Monthly Peak | Program Specific | 1-in-10 | Size: Over 200kW | Orange County | 2015 | October Monthly Peak | 10 | 119.6267 | 115.8183 | 112.8671 | 114.4873 | 125.9303 | 155.5515 | 187.6921 | 208.2076 | 224.685 | 231.6707 | 240.2728 | 244.6145 | 244.8401 | 243.5588 | 236.2292 | 220.1226 | 204.0286 | 193.4954 | 181.2793 | 174.4136 | 165.8879 | 154.4649 | 143.2573 | 134.5281 | -0.84296 | -1.1963 | -0.76975 | -1.4497 | -1.6864 | -1.1859 | -1.9941 | -1.4518 | -1.2598 | -1.5447 | -2.3186 | -2.0814 | -0.4497 | 4.8937 | 18.9445 | 18.6684 | 17.73 | 16.0949 | 4.7062 | 0.28853 | -0.82161 | -0.62204 | -0.21731 | -0.76222 | 76.2146 | 75.7554 | 75.3239 | 73.7478 | 72.8184 | 72.1554 | 71.3997 | 71.0361 | 72.0928 | 75.4786 | 79.8346 | 84.5698 | 88.3685 | 91.444 | 93.0148 | 93.5494 | 92.9657 | 91.3308 | 88.9926 | 85.8042 | 82.19 | 79.6558 | 77.9906 | 76.4185 | 4.8737 | 4.3434 | 3.7034 | 2.1928 | 2.4302 | 3.4469 | 3.2197 | 3.9307 | 3.7804 | 3.4659 | 3.2523 | 3.3446 | 3.434 | 3.4897 | 3.3917 | 3.1021 | 3.0812 | 3.1589 | 3.3802 | 2.7518 | 2.3788 | 2.4672 | 2.0374 | 2.1152
Program Specific1-in-10Size: Over 200kWOrange County2015November Monthly Peak | Program Specific | 1-in-10 | Size: Over 200kW | Orange County | 2015 | November Monthly Peak | 11 | 121.4482 | 117.8555 | 114.1038 | 114.2932 | 125.2943 | 153.0465 | 181.2519 | 198.4792 | 210.9353 | 217.6276 | 223.4859 | 226.5319 | 226.3151 | 225.4428 | 217.4286 | 202.6512 | 189.009 | 182.7829 | 172.3662 | 166.1789 | 159.8187 | 150.3455 | 139.0287 | 130.5138 | 3.5816 | 2.9796 | 2.3044 | 0.52926 | 0.36311 | 1.3552 | 1.1591 | 0.57885 | 0.06952 | -0.88147 | -1.0299 | -0.41995 | 1.5299 | 6.8325 | 19.2927 | 18.3787 | 17.9369 | 15.2237 | 2.955 | 0.55784 | 0.074157 | 0.60656 | 1.3444 | 0.66884 | 63.6444 | 62.6408 | 62.0812 | 61.0053 | 59.772 | 58.7944 | 59.0343 | 59.4168 | 61.5279 | 65.5914 | 70.8771 | 75.3632 | 78.2243 | 79.8907 | 80.8779 | 80.8831 | 79.8158 | 77.4374 | 74.6419 | 72.1916 | 70.0884 | 68.2808 | 66.726 | 66.0317 | 5.3168 | 4.7493 | 4.0231 | 2.3523 | 2.5982 | 3.6442 | 3.3411 | 4.0264 | 3.8136 | 3.4985 | 3.2506 | 3.3283 | 3.4109 | 3.4709 | 3.3545 | 3.0687 | 3.0672 | 3.2065 | 3.4536 | 2.8173 | 2.4626 | 2.5804 | 2.1247 | 2.205
Program Specific1-in-10Size: Over 200kWOrange County2015December Monthly Peak | Program Specific | 1-in-10 | Size: Over 200kW | Orange County | 2015 | December Monthly Peak | 12 | 120.6928 | 116.238 | 113.413 | 114.8333 | 126.184 | 153.8946 | 185.7043 | 201.3077 | 212.4036 | 211.0018 | 209.9701 | 206.1239 | 200.7937 | 195.8381 | 188.0952 | 175.2874 | 165.8072 | 163.4439 | 156.6635 | 154.1505 | 149.7279 | 142.6683 | 133.9655 | 126.691 | 3.5594 | 2.9387 | 2.2905 | 0.53176 | 0.36568 | 1.3627 | 1.1876 | 0.58709 | 0.070004 | -0.85464 | -0.96764 | -0.38212 | 1.3574 | 5.9353 | 16.6899 | 15.8971 | 15.735 | 13.613 | 2.6858 | 0.51746 | 0.069475 | 0.57559 | 1.2955 | 0.64925 | 44.0584 | 43.4354 | 42.7632 | 42.786 | 42.3156 | 41.5338 | 41.4974 | 41.4516 | 42.2959 | 44.2704 | 46.5905 | 48.6176 | 49.6195 | 50.1483 | 50.6995 | 51.0909 | 50.543 | 49.2546 | 47.4369 | 46.4359 | 45.647 | 44.7733 | 44.1445 | 43.5818 | 5.2837 | 4.6842 | 3.9988 | 2.3634 | 2.6166 | 3.6644 | 3.4231 | 4.0838 | 3.8402 | 3.392 | 3.054 | 3.0284 | 3.0262 | 3.0151 | 2.902 | 2.6544 | 2.6907 | 2.8672 | 3.139 | 2.6134 | 2.3071 | 2.4486 | 2.0473 | 2.1405
Program Specific1-in-10Size: Over 200kWOrange County2015Typical Event Day | Program Specific | 1-in-10 | Size: Over 200kW | Orange County | 2015 | Typical Event Day | 8 | 144.5621 | 139.2088 | 134.9395 | 135.2412 | 148.3141 | 180.9468 | 212.6516 | 235.2049 | 253.5211 | 262.6447 | 273.0718 | 274.6396 | 272.9765 | 270.8133 | 263.4597 | 247.7535 | 230.6859 | 212.6368 | 200.5527 | 197.0371 | 191.0606 | 179.5994 | 166.2913 | 157.5543 | -2.524 | -2.8507 | -1.9592 | -2.3791 | -2.6747 | -2.2293 | -3.2907 | -2.3029 | -1.8504 | -1.9471 | -3.0274 | -2.8578 | -1.1702 | 4.6529 | 20.4873 | 20.5964 | 19.5205 | 17.6805 | 5.7105 | 0.23034 | -1.2412 | -1.1359 | -0.78244 | -1.3772 | 77.9118 | 76.6277 | 75.4599 | 74.5381 | 73.5825 | 72.8417 | 72.5194 | 72.8883 | 75.7889 | 80.425 | 85.4219 | 90.1963 | 93.6826 | 96.0736 | 97.6279 | 97.9522 | 97.8991 | 96.8658 | 95.2673 | 92.7876 | 89.0875 | 85.4332 | 82.8864 | 81.0482 | 5.971 | 5.2928 | 4.4889 | 2.6261 | 2.9017 | 4.0651 | 3.6983 | 4.5018 | 4.3245 | 3.9836 | 3.7474 | 3.8071 | 3.8816 | 3.9338 | 3.835 | 3.5397 | 3.5319 | 3.5194 | 3.7913 | 3.1517 | 2.7776 | 2.9083 | 2.3977 | 2.5115
Program Specific1-in-10Size: Over 200kWOrange County2016January Monthly Peak | Program Specific | 1-in-10 | Size: Over 200kW | Orange County | 2016 | January Monthly Peak | 1 | 124.4708 | 119.0088 | 116.4256 | 117.7368 | 130.2725 | 162.2931 | 199.3249 | 219.0155 | 231.7617 | 229.327 | 228.0183 | 224.5059 | 219.5659 | 213.9999 | 205.0535 | 190.1286 | 178.1133 | 174.1232 | 168.2295 | 166.4317 | 160.9929 | 153.2498 | 143.4958 | 134.7963 | 3.6708 | 3.0088 | 2.3513 | 0.5452 | 0.37753 | 1.4371 | 1.2747 | 0.63874 | 0.076384 | -0.92886 | -1.0508 | -0.41619 | 1.4843 | 6.4857 | 18.1947 | 17.243 | 16.9029 | 14.5025 | 2.8841 | 0.55869 | 0.074702 | 0.61828 | 1.3876 | 0.69078 | 42.1177 | 42.0476 | 41.3269 | 40.6886 | 40.1794 | 39.7875 | 39.5012 | 39.2183 | 39.808 | 42.1317 | 44.291 | 46.3631 | 47.7766 | 48.8442 | 49.8751 | 50.1697 | 49.616 | 48.3268 | 46.527 | 45.7999 | 45.1389 | 45.0413 | 44.7506 | 44.3293 | 5.4491 | 4.7958 | 4.105 | 2.4232 | 2.7014 | 3.8644 | 3.6742 | 4.443 | 4.1901 | 3.6866 | 3.3166 | 3.2985 | 3.3091 | 3.2948 | 3.1636 | 2.8791 | 2.8904 | 3.0546 | 3.3708 | 2.8216 | 2.4807 | 2.6302 | 2.193 | 2.2774
Program Specific1-in-10Size: Over 200kWOrange County2016February Monthly Peak | Program Specific | 1-in-10 | Size: Over 200kW | Orange County | 2016 | February Monthly Peak | 2 | 118.2089 | 113.6642 | 111.1055 | 112.8452 | 124.5908 | 153.885 | 186.8849 | 203.6751 | 214.452 | 214.3035 | 215.3418 | 214.747 | 211.8095 | 208.4672 | 200.6207 | 187.0304 | 174.9868 | 170.4232 | 162.8737 | 159.6803 | 154.3007 | 146.9174 | 137.2298 | 129.1336 | 3.4861 | 2.8737 | 2.2439 | 0.52255 | 0.36107 | 1.3626 | 1.1951 | 0.594 | 0.070679 | -0.86801 | -0.99239 | -0.3981 | 1.4319 | 6.318 | 17.8013 | 16.962 | 16.6062 | 14.1943 | 2.7923 | 0.53603 | 0.071596 | 0.59273 | 1.327 | 0.66176 | 47.9892 | 47.7732 | 47.4869 | 46.9758 | 46.4612 | 46.0709 | 45.4591 | 46.1862 | 47.0754 | 50.578 | 53.6154 | 56.9628 | 58.9856 | 59.9086 | 60.6208 | 60.8562 | 59.4676 | 58.4546 | 56.6506 | 54.6884 | 53.586 | 52.2715 | 51.1518 | 49.5849 | 5.175 | 4.5804 | 3.9174 | 2.3225 | 2.5836 | 3.6642 | 3.4449 | 4.1318 | 3.8772 | 3.4451 | 3.1322 | 3.1551 | 3.1922 | 3.2096 | 3.0952 | 2.8322 | 2.8396 | 2.9897 | 3.2635 | 2.7072 | 2.3776 | 2.5216 | 2.0972 | 2.1817
Program Specific1-in-10Size: Over 200kWOrange County2016March Monthly Peak | Program Specific | 1-in-10 | Size: Over 200kW | Orange County | 2016 | March Monthly Peak | 3 | 120.1523 | 115.5912 | 112.5168 | 113.7394 | 123.567 | 151.8401 | 178.9108 | 196.9327 | 209.3025 | 214.6309 | 221.0626 | 224.0488 | 224.6664 | 225.7996 | 218.6919 | 205.6163 | 191.0524 | 178.2755 | 167.4685 | 166.3272 | 161.586 | 152.8743 | 140.9366 | 131.8182 | 3.5434 | 2.9224 | 2.2724 | 0.52669 | 0.3581 | 1.3445 | 1.1441 | 0.57434 | 0.068982 | -0.86933 | -1.0188 | -0.41535 | 1.5188 | 6.8433 | 19.4048 | 18.6476 | 18.1308 | 14.8483 | 2.871 | 0.55834 | 0.074977 | 0.61677 | 1.3629 | 0.67552 | 61.5329 | 60.0303 | 58.8322 | 58.4264 | 57.0383 | 56.1355 | 55.6221 | 56.4566 | 59.9535 | 64.5568 | 69.5198 | 74.2033 | 77.4815 | 79.1379 | 79.8514 | 80.5415 | 80.481 | 79.5145 | 76.8471 | 73.2663 | 70.2189 | 67.1202 | 64.7072 | 62.8102 | 5.2601 | 4.6581 | 3.9672 | 2.3409 | 2.5624 | 3.6155 | 3.2979 | 3.9951 | 3.7841 | 3.4504 | 3.2154 | 3.2918 | 3.386 | 3.4764 | 3.374 | 3.1136 | 3.1003 | 3.1274 | 3.3555 | 2.8198 | 2.4899 | 2.6238 | 2.1539 | 2.2271
Program Specific1-in-10Size: Over 200kWOrange County2016April Monthly Peak | Program Specific | 1-in-10 | Size: Over 200kW | Orange County | 2016 | April Monthly Peak | 4 | 123.258 | 118.6918 | 115.4208 | 116.4203 | 126.4102 | 155.8971 | 184.123 | 205.0459 | 220.8966 | 228.7378 | 237.8636 | 242.0702 | 243.4182 | 244.6707 | 237.3826 | 222.5899 | 206.1065 | 190.7072 | 178.3187 | 175.9688 | 169.7053 | 158.9286 | 146.2408 | 136.5866 | 0.53085 | 0.087421 | 0.18175 | -0.84862 | -1.053 | -0.39026 | -0.98246 | -0.79966 | -0.83108 | -1.3391 | -1.9227 | -1.5592 | 0.20316 | 5.6926 | 19.6666 | 19.2845 | 18.4229 | 15.8694 | 4.1408 | 0.3842 | -0.55487 | -0.2419 | 0.28652 | -0.31591 | 72.2566 | 70.2738 | 68.5389 | 66.7299 | 65.7959 | 65.0804 | 64.404 | 64.5662 | 67.7345 | 73.4304 | 79.8164 | 85.7013 | 89.5654 | 91.5443 | 92.2852 | 92.8744 | 92.8398 | 92.0063 | 90.4214 | 86.83 | 81.7749 | 77.6989 | 74.9034 | 72.6485 | 5.0367 | 4.4645 | 3.7986 | 2.2365 | 2.4468 | 3.4649 | 3.168 | 3.8826 | 3.7277 | 3.4323 | 3.2294 | 3.3197 | 3.4243 | 3.5161 | 3.4185 | 3.1462 | 3.1219 | 3.1227 | 3.335 | 2.7846 | 2.4408 | 2.5461 | 2.0861 | 2.154
Program Specific1-in-10Size: Over 200kWOrange County2016May Monthly Peak | Program Specific | 1-in-10 | Size: Over 200kW | Orange County | 2016 | May Monthly Peak | 5 | 128.9235 | 124.2145 | 120.1344 | 121.1356 | 132.6014 | 163.0787 | 192.0925 | 216.0007 | 234.5984 | 244.245 | 253.332 | 257.68 | 257.8791 | 257.1385 | 249.4978 | 232.7971 | 215.7248 | 199.5568 | 187.2217 | 182.4728 | 178.206 | 166.641 | 153.5716 | 144.0448 | -0.56541 | -0.96085 | -0.58294 | -1.3814 | -1.6184 | -1.0476 | -1.8028 | -1.3506 | -1.214 | -1.582 | -2.3516 | -2.0677 | -0.31219 | 5.3578 | 20.1637 | 19.843 | 18.872 | 16.6007 | 4.7402 | 0.32449 | -0.81232 | -0.57324 | -0.10784 | -0.70294 | 73.1257 | 71.6307 | 69.8872 | 69.2108 | 68.535 | 67.4837 | 66.9785 | 67.489 | 71.6971 | 78.1971 | 83.8903 | 88.3705 | 91.098 | 93.185 | 94.6348 | 95.5304 | 95.6227 | 94.3455 | 92.1218 | 89.3746 | 85.9122 | 82.0173 | 79.0002 | 76.7042 | 5.2472 | 4.6537 | 3.938 | 2.3178 | 2.5564 | 3.6101 | 3.2919 | 4.0738 | 3.9432 | 3.6504 | 3.4257 | 3.5197 | 3.6133 | 3.6806 | 3.5787 | 3.2774 | 3.2546 | 3.2546 | 3.4876 | 2.8761 | 2.5529 | 2.659 | 2.1819 | 2.2625
Program Specific1-in-10Size: Over 200kWOrange County2016June Monthly Peak | Program Specific | 1-in-10 | Size: Over 200kW | Orange County | 2016 | June Monthly Peak | 6 | 137.3854 | 132.5964 | 128.0208 | 129.1751 | 140.6597 | 170.1699 | 198.0385 | 218.6869 | 234.8143 | 243.4016 | 252.656 | 255.9829 | 254.9321 | 252.9333 | 246.2967 | 233.5554 | 218.9604 | 203.747 | 192.8952 | 186.9678 | 182.2856 | 172.4597 | 159.1755 | 150.2658 | -0.68163 | -1.1001 | -0.67572 | -1.5082 | -1.7529 | -1.1373 | -1.9117 | -1.4014 | -1.237 | -1.5866 | -2.3654 | -2.081 | -0.34316 | 5.2295 | 19.8718 | 19.886 | 19.1275 | 16.9489 | 4.9107 | 0.32746 | -0.84647 | -0.61516 | -0.13984 | -0.75885 | 74.4702 | 72.9254 | 71.4954 | 70.3462 | 69.0555 | 68.146 | 67.9012 | 68.783 | 72.0127 | 76.9294 | 82.3133 | 86.9306 | 90.2169 | 92.7356 | 94.5052 | 95.1688 | 95.4883 | 94.8856 | 93.456 | 91.1929 | 87.2133 | 82.8609 | 80.1367 | 78.0661 | 5.5924 | 4.9683 | 4.197 | 2.472 | 2.7121 | 3.7676 | 3.3943 | 4.125 | 3.9473 | 3.6382 | 3.417 | 3.497 | 3.5725 | 3.6209 | 3.5332 | 3.2885 | 3.3038 | 3.3234 | 3.5937 | 2.9473 | 2.6117 | 2.7522 | 2.2619 | 2.3606
Program Specific1-in-10Size: Over 200kWOrange County2016July Monthly Peak | Program Specific | 1-in-10 | Size: Over 200kW | Orange County | 2016 | July Monthly Peak | 7 | 142.9321 | 137.7067 | 133.4824 | 134.4011 | 146.4803 | 176.8966 | 204.993 | 225.1727 | 240.1258 | 248.3686 | 256.4354 | 258.2775 | 256.6019 | 254.8727 | 248.4222 | 236.2723 | 223.1887 | 208.4685 | 197.877 | 192.1475 | 186.9027 | 176.7876 | 163.2187 | 154.3595 | -1.7484 | -2.1184 | -1.4222 | -2.0318 | -2.3003 | -1.7624 | -2.6731 | -1.8861 | -1.5487 | -1.7483 | -2.6581 | -2.4417 | -0.78442 | 4.7514 | 19.6213 | 19.8407 | 19.1415 | 17.3372 | 5.3847 | 0.27143 | -1.0694 | -0.91422 | -0.50676 | -1.111 | 76.2125 | 75.1208 | 74.0132 | 72.9954 | 72.1598 | 71.6216 | 71.424 | 71.7724 | 74.8077 | 79.6763 | 84.4218 | 88.7852 | 91.7237 | 93.518 | 95.2845 | 95.7559 | 96.2086 | 95.0628 | 93.229 | 91.2536 | 88.0496 | 84.6335 | 82.2899 | 80.6171 | 5.8519 | 5.1897 | 4.4014 | 2.5869 | 2.8407 | 3.9392 | 3.5339 | 4.272 | 4.0601 | 3.734 | 3.4882 | 3.5488 | 3.6167 | 3.6698 | 3.5844 | 3.346 | 3.3871 | 3.4201 | 3.7079 | 3.0465 | 2.6934 | 2.8376 | 2.3328 | 2.4389
Program Specific1-in-10Size: Over 200kWOrange County2016August Monthly Peak | Program Specific | 1-in-10 | Size: Over 200kW | Orange County | 2016 | August Monthly Peak | 8 | 146.1391 | 140.6773 | 136.3517 | 136.5426 | 149.7519 | 183.0335 | 215.5238 | 239.2058 | 258.6999 | 268.2408 | 279.1275 | 280.6868 | 278.9887 | 276.5983 | 269.0671 | 252.7375 | 235.1505 | 216.4543 | 204.1328 | 200.451 | 194.0531 | 181.9877 | 168.4675 | 159.5142 | -3.467 | -3.7396 | -2.6113 | -2.8068 | -3.1189 | -2.7721 | -3.964 | -2.7477 | -2.1515 | -2.109 | -3.3358 | -3.241 | -1.6072 | 4.2679 | 20.5296 | 20.7558 | 19.5757 | 17.9939 | 6.121 | 0.17582 | -1.4409 | -1.4025 | -1.1158 | -1.6894 | 79.2858 | 78.0931 | 77.1041 | 76.2438 | 75.643 | 75.0085 | 74.5851 | 74.7866 | 77.8748 | 82.1528 | 86.8558 | 91.6691 | 95.3709 | 98.246 | 99.7839 | 100.1391 | 99.6751 | 98.167 | 96.8103 | 94.12 | 90.1667 | 86.6576 | 84.1529 | 82.4095 | 6.1297 | 5.4316 | 4.6062 | 2.6925 | 2.9753 | 4.1757 | 3.8064 | 4.6494 | 4.4812 | 4.1316 | 3.8899 | 3.9512 | 4.0286 | 4.0802 | 3.9773 | 3.6669 | 3.6561 | 3.6381 | 3.9188 | 3.256 | 2.8649 | 2.9926 | 2.4668 | 2.5821
Program Specific1-in-10Size: Over 200kWOrange County2016September Monthly Peak | Program Specific | 1-in-10 | Size: Over 200kW | Orange County | 2016 | September Monthly Peak | 9 | 145.6289 | 140.7072 | 135.7657 | 137.0267 | 150.4892 | 186.096 | 222.4647 | 246.3179 | 269.4655 | 280.3206 | 290.1114 | 291.1252 | 289.0329 | 287.402 | 278.9109 | 260.3201 | 241.5014 | 221.5735 | 211.0504 | 208.7138 | 197.8089 | 184.3921 | 170.2896 | 160.6148 | -4.2118 | -4.4532 | -3.1218 | -3.1539 | -3.483 | -3.2547 | -4.6303 | -3.1758 | -2.4686 | -2.3083 | -3.6751 | -3.6372 | -2.0185 | 4.017 | 20.942 | 21.1607 | 19.8296 | 18.4161 | 6.5931 | 0.13252 | -1.6212 | -1.6325 | -1.3988 | -1.9476 | 81.6788 | 80.3713 | 79.2271 | 78.5671 | 77.4718 | 76.5906 | 76.1672 | 76.2113 | 78.4603 | 82.9417 | 88.0968 | 93.4003 | 97.419 | 99.7947 | 100.9379 | 100.7449 | 100.2246 | 99.3477 | 97.5738 | 94.5838 | 90.9204 | 87.5806 | 84.9661 | 83.1001 | 6.2095 | 5.5227 | 4.6624 | 2.7468 | 3.0394 | 4.3159 | 3.9941 | 4.8669 | 4.7451 | 4.3891 | 4.1099 | 4.166 | 4.2428 | 4.3098 | 4.1911 | 3.8395 | 3.817 | 3.7859 | 4.1187 | 3.4464 | 2.9687 | 3.0824 | 2.5347 | 2.643
Program Specific1-in-10Size: Over 200kWOrange County2016October Monthly Peak | Program Specific | 1-in-10 | Size: Over 200kW | Orange County | 2016 | October Monthly Peak | 10 | 119.6266 | 115.8183 | 112.8671 | 114.4873 | 125.9303 | 155.5515 | 187.6922 | 208.2076 | 224.685 | 231.6707 | 240.2728 | 244.6145 | 244.8401 | 243.5588 | 236.2292 | 220.1226 | 204.0286 | 193.4954 | 181.2793 | 174.4136 | 165.8879 | 154.4649 | 143.2573 | 134.5281 | -0.84296 | -1.1963 | -0.76975 | -1.4497 | -1.6864 | -1.1859 | -1.9941 | -1.4518 | -1.2598 | -1.5447 | -2.3186 | -2.0814 | -0.4497 | 4.8937 | 18.9445 | 18.6684 | 17.73 | 16.0949 | 4.7062 | 0.28853 | -0.82161 | -0.62204 | -0.21731 | -0.76222 | 76.2146 | 75.7554 | 75.3239 | 73.7478 | 72.8184 | 72.1554 | 71.3997 | 71.0361 | 72.0928 | 75.4786 | 79.8346 | 84.5698 | 88.3685 | 91.444 | 93.0148 | 93.5495 | 92.9657 | 91.3308 | 88.9926 | 85.8042 | 82.19 | 79.6558 | 77.9907 | 76.4185 | 4.8737 | 4.3434 | 3.7034 | 2.1928 | 2.4302 | 3.4469 | 3.2197 | 3.9307 | 3.7804 | 3.4659 | 3.2523 | 3.3446 | 3.434 | 3.4897 | 3.3917 | 3.1021 | 3.0812 | 3.1589 | 3.3802 | 2.7518 | 2.3788 | 2.4672 | 2.0374 | 2.1152
Program Specific1-in-10Size: Over 200kWOrange County2016November Monthly Peak | Program Specific | 1-in-10 | Size: Over 200kW | Orange County | 2016 | November Monthly Peak | 11 | 121.4482 | 117.8555 | 114.1038 | 114.2932 | 125.2943 | 153.0465 | 181.2519 | 198.4792 | 210.9353 | 217.6276 | 223.4859 | 226.5319 | 226.3151 | 225.4428 | 217.4287 | 202.6513 | 189.009 | 182.7829 | 172.3662 | 166.179 | 159.8187 | 150.3455 | 139.0287 | 130.5138 | 3.5816 | 2.9796 | 2.3044 | 0.52926 | 0.36311 | 1.3552 | 1.1591 | 0.57885 | 0.06952 | -0.88147 | -1.0299 | -0.41995 | 1.5299 | 6.8325 | 19.2927 | 18.3787 | 17.9369 | 15.2237 | 2.955 | 0.55784 | 0.074157 | 0.60656 | 1.3444 | 0.66884 | 63.6444 | 62.6408 | 62.0812 | 61.0053 | 59.772 | 58.7944 | 59.0343 | 59.4168 | 61.5279 | 65.5914 | 70.8771 | 75.3632 | 78.2243 | 79.8907 | 80.8779 | 80.8831 | 79.8158 | 77.4374 | 74.6419 | 72.1916 | 70.0884 | 68.2808 | 66.726 | 66.0317 | 5.3168 | 4.7493 | 4.0231 | 2.3523 | 2.5982 | 3.6442 | 3.3411 | 4.0264 | 3.8136 | 3.4985 | 3.2506 | 3.3283 | 3.4109 | 3.4709 | 3.3545 | 3.0688 | 3.0672 | 3.2065 | 3.4536 | 2.8173 | 2.4626 | 2.5804 | 2.1247 | 2.205
Program Specific1-in-10Size: Over 200kWOrange County2016December Monthly Peak | Program Specific | 1-in-10 | Size: Over 200kW | Orange County | 2016 | December Monthly Peak | 12 | 120.6928 | 116.238 | 113.413 | 114.8333 | 126.184 | 153.8946 | 185.7043 | 201.3077 | 212.4036 | 211.0018 | 209.9701 | 206.1239 | 200.7937 | 195.8381 | 188.0952 | 175.2874 | 165.8072 | 163.4439 | 156.6634 | 154.1505 | 149.7279 | 142.6683 | 133.9655 | 126.691 | 3.5594 | 2.9387 | 2.2905 | 0.53176 | 0.36568 | 1.3627 | 1.1876 | 0.58709 | 0.070004 | -0.85464 | -0.96764 | -0.38212 | 1.3574 | 5.9353 | 16.6899 | 15.8971 | 15.735 | 13.613 | 2.6858 | 0.51746 | 0.069475 | 0.57559 | 1.2955 | 0.64925 | 44.0584 | 43.4354 | 42.7632 | 42.786 | 42.3156 | 41.5338 | 41.4974 | 41.4516 | 42.2959 | 44.2704 | 46.5905 | 48.6176 | 49.6195 | 50.1483 | 50.6995 | 51.0909 | 50.543 | 49.2546 | 47.4369 | 46.4359 | 45.647 | 44.7733 | 44.1445 | 43.5818 | 5.2837 | 4.6842 | 3.9988 | 2.3634 | 2.6166 | 3.6644 | 3.4231 | 4.0838 | 3.8402 | 3.392 | 3.054 | 3.0284 | 3.0262 | 3.0151 | 2.902 | 2.6544 | 2.6907 | 2.8672 | 3.139 | 2.6134 | 2.3071 | 2.4486 | 2.0473 | 2.1405
Program Specific1-in-10Size: Over 200kWOrange County2016Typical Event Day | Program Specific | 1-in-10 | Size: Over 200kW | Orange County | 2016 | Typical Event Day | 8 | 144.5621 | 139.2088 | 134.9395 | 135.2412 | 148.3141 | 180.9468 | 212.6516 | 235.2049 | 253.5211 | 262.6447 | 273.0718 | 274.6396 | 272.9765 | 270.8133 | 263.4597 | 247.7535 | 230.6859 | 212.6368 | 200.5527 | 197.0371 | 191.0605 | 179.5994 | 166.2913 | 157.5543 | -2.524 | -2.8507 | -1.9592 | -2.3791 | -2.6747 | -2.2293 | -3.2907 | -2.3029 | -1.8504 | -1.9471 | -3.0274 | -2.8578 | -1.1702 | 4.6529 | 20.4873 | 20.5964 | 19.5205 | 17.6805 | 5.7105 | 0.23034 | -1.2412 | -1.1359 | -0.78244 | -1.3772 | 77.9118 | 76.6277 | 75.46 | 74.5381 | 73.5825 | 72.8417 | 72.5194 | 72.8883 | 75.7889 | 80.425 | 85.4219 | 90.1963 | 93.6826 | 96.0736 | 97.6279 | 97.9522 | 97.8991 | 96.8658 | 95.2673 | 92.7876 | 89.0875 | 85.4332 | 82.8864 | 81.0482 | 5.971 | 5.2928 | 4.4889 | 2.6261 | 2.9017 | 4.0651 | 3.6983 | 4.5018 | 4.3245 | 3.9836 | 3.7474 | 3.8071 | 3.8816 | 3.9338 | 3.835 | 3.5397 | 3.5319 | 3.5194 | 3.7913 | 3.1517 | 2.7776 | 2.9083 | 2.3977 | 2.5115
Program Specific1-in-10Size: Over 200kWOrange County2017January Monthly Peak | Program Specific | 1-in-10 | Size: Over 200kW | Orange County | 2017 | January Monthly Peak | 1 | 124.4708 | 119.0088 | 116.4256 | 117.7368 | 130.2725 | 162.2931 | 199.3248 | 219.0155 | 231.7617 | 229.327 | 228.0183 | 224.5059 | 219.5659 | 213.9999 | 205.0535 | 190.1287 | 178.1133 | 174.1232 | 168.2295 | 166.4317 | 160.9929 | 153.2498 | 143.4958 | 134.7962 | 3.6708 | 3.0088 | 2.3513 | 0.5452 | 0.37753 | 1.4371 | 1.2747 | 0.63874 | 0.076384 | -0.92886 | -1.0508 | -0.41619 | 1.4843 | 6.4857 | 18.1947 | 17.243 | 16.9029 | 14.5025 | 2.8841 | 0.55869 | 0.074702 | 0.61828 | 1.3876 | 0.69078 | 42.1177 | 42.0476 | 41.3269 | 40.6886 | 40.1794 | 39.7875 | 39.5012 | 39.2183 | 39.808 | 42.1317 | 44.291 | 46.3631 | 47.7766 | 48.8442 | 49.8751 | 50.1697 | 49.616 | 48.3268 | 46.527 | 45.7999 | 45.1389 | 45.0413 | 44.7506 | 44.3293 | 5.4491 | 4.7958 | 4.105 | 2.4232 | 2.7014 | 3.8644 | 3.6742 | 4.443 | 4.1901 | 3.6866 | 3.3166 | 3.2985 | 3.3091 | 3.2948 | 3.1636 | 2.8791 | 2.8904 | 3.0546 | 3.3708 | 2.8216 | 2.4807 | 2.6302 | 2.193 | 2.2774
Program Specific1-in-10Size: Over 200kWOrange County2017February Monthly Peak | Program Specific | 1-in-10 | Size: Over 200kW | Orange County | 2017 | February Monthly Peak | 2 | 118.2089 | 113.6642 | 111.1055 | 112.8451 | 124.5908 | 153.885 | 186.8849 | 203.6751 | 214.452 | 214.3035 | 215.3418 | 214.747 | 211.8095 | 208.4672 | 200.6207 | 187.0304 | 174.9868 | 170.4232 | 162.8737 | 159.6803 | 154.3007 | 146.9174 | 137.2298 | 129.1336 | 3.4861 | 2.8737 | 2.2439 | 0.52255 | 0.36107 | 1.3626 | 1.1951 | 0.594 | 0.070679 | -0.86801 | -0.99239 | -0.3981 | 1.4319 | 6.318 | 17.8013 | 16.962 | 16.6062 | 14.1943 | 2.7923 | 0.53603 | 0.071596 | 0.59273 | 1.327 | 0.66176 | 47.9892 | 47.7732 | 47.4869 | 46.9758 | 46.4612 | 46.0709 | 45.4591 | 46.1862 | 47.0754 | 50.578 | 53.6154 | 56.9628 | 58.9856 | 59.9086 | 60.6208 | 60.8563 | 59.4676 | 58.4546 | 56.6506 | 54.6884 | 53.586 | 52.2715 | 51.1518 | 49.5849 | 5.175 | 4.5804 | 3.9174 | 2.3225 | 2.5836 | 3.6642 | 3.4449 | 4.1318 | 3.8772 | 3.4451 | 3.1322 | 3.1551 | 3.1922 | 3.2096 | 3.0952 | 2.8322 | 2.8396 | 2.9897 | 3.2635 | 2.7072 | 2.3776 | 2.5216 | 2.0972 | 2.1817
Program Specific1-in-10Size: Over 200kWOrange County2017March Monthly Peak | Program Specific | 1-in-10 | Size: Over 200kW | Orange County | 2017 | March Monthly Peak | 3 | 120.1523 | 115.5912 | 112.5168 | 113.7394 | 123.567 | 151.8401 | 178.9108 | 196.9328 | 209.3025 | 214.6309 | 221.0626 | 224.0488 | 224.6664 | 225.7996 | 218.6919 | 205.6163 | 191.0524 | 178.2755 | 167.4685 | 166.3272 | 161.586 | 152.8743 | 140.9366 | 131.8182 | 3.5434 | 2.9224 | 2.2724 | 0.52669 | 0.3581 | 1.3445 | 1.1441 | 0.57434 | 0.068982 | -0.86933 | -1.0188 | -0.41535 | 1.5188 | 6.8433 | 19.4048 | 18.6476 | 18.1308 | 14.8483 | 2.871 | 0.55834 | 0.074977 | 0.61677 | 1.3629 | 0.67552 | 61.5329 | 60.0303 | 58.8322 | 58.4264 | 57.0383 | 56.1355 | 55.6221 | 56.4566 | 59.9535 | 64.5568 | 69.5198 | 74.2033 | 77.4815 | 79.1379 | 79.8514 | 80.5415 | 80.481 | 79.5145 | 76.8471 | 73.2663 | 70.2189 | 67.1202 | 64.7072 | 62.8102 | 5.2601 | 4.6581 | 3.9672 | 2.3409 | 2.5624 | 3.6155 | 3.2979 | 3.9951 | 3.7841 | 3.4504 | 3.2154 | 3.2918 | 3.386 | 3.4764 | 3.374 | 3.1136 | 3.1003 | 3.1274 | 3.3555 | 2.8198 | 2.4899 | 2.6238 | 2.1539 | 2.2271
Program Specific1-in-10Size: Over 200kWOrange County2017April Monthly Peak | Program Specific | 1-in-10 | Size: Over 200kW | Orange County | 2017 | April Monthly Peak | 4 | 123.258 | 118.6918 | 115.4208 | 116.4203 | 126.4102 | 155.8971 | 184.123 | 205.0459 | 220.8966 | 228.7378 | 237.8636 | 242.0702 | 243.4182 | 244.6707 | 237.3825 | 222.5899 | 206.1065 | 190.7072 | 178.3187 | 175.9688 | 169.7053 | 158.9286 | 146.2408 | 136.5866 | 0.53085 | 0.087421 | 0.18175 | -0.84862 | -1.053 | -0.39026 | -0.98246 | -0.79966 | -0.83108 | -1.3391 | -1.9227 | -1.5592 | 0.20316 | 5.6926 | 19.6666 | 19.2845 | 18.4229 | 15.8695 | 4.1408 | 0.3842 | -0.55487 | -0.2419 | 0.28652 | -0.31591 | 72.2566 | 70.2738 | 68.5389 | 66.7299 | 65.7959 | 65.0804 | 64.404 | 64.5662 | 67.7345 | 73.4304 | 79.8164 | 85.7013 | 89.5654 | 91.5443 | 92.2852 | 92.8744 | 92.8398 | 92.0063 | 90.4214 | 86.83 | 81.7749 | 77.6989 | 74.9034 | 72.6485 | 5.0367 | 4.4645 | 3.7986 | 2.2365 | 2.4468 | 3.4649 | 3.168 | 3.8826 | 3.7277 | 3.4323 | 3.2294 | 3.3197 | 3.4243 | 3.5161 | 3.4185 | 3.1462 | 3.1219 | 3.1227 | 3.335 | 2.7846 | 2.4408 | 2.5461 | 2.0861 | 2.154
Program Specific1-in-10Size: Over 200kWOrange County2017May Monthly Peak | Program Specific | 1-in-10 | Size: Over 200kW | Orange County | 2017 | May Monthly Peak | 5 | 128.9235 | 124.2145 | 120.1344 | 121.1356 | 132.6014 | 163.0787 | 192.0925 | 216.0007 | 234.5984 | 244.245 | 253.332 | 257.68 | 257.8791 | 257.1385 | 249.4978 | 232.7971 | 215.7248 | 199.5568 | 187.2218 | 182.4728 | 178.206 | 166.641 | 153.5716 | 144.0448 | -0.56541 | -0.96085 | -0.58294 | -1.3814 | -1.6184 | -1.0476 | -1.8028 | -1.3506 | -1.214 | -1.582 | -2.3516 | -2.0677 | -0.31219 | 5.3578 | 20.1637 | 19.843 | 18.872 | 16.6007 | 4.7402 | 0.32449 | -0.81232 | -0.57324 | -0.10784 | -0.70294 | 73.1257 | 71.6307 | 69.8872 | 69.2108 | 68.535 | 67.4837 | 66.9785 | 67.489 | 71.6971 | 78.1971 | 83.8903 | 88.3705 | 91.098 | 93.185 | 94.6348 | 95.5304 | 95.6227 | 94.3455 | 92.1218 | 89.3746 | 85.9122 | 82.0173 | 79.0002 | 76.7042 | 5.2472 | 4.6537 | 3.938 | 2.3178 | 2.5564 | 3.6101 | 3.2919 | 4.0738 | 3.9432 | 3.6504 | 3.4257 | 3.5197 | 3.6133 | 3.6806 | 3.5787 | 3.2774 | 3.2546 | 3.2546 | 3.4876 | 2.8761 | 2.5529 | 2.659 | 2.1819 | 2.2625
Program Specific1-in-10Size: Over 200kWOrange County2017June Monthly Peak | Program Specific | 1-in-10 | Size: Over 200kW | Orange County | 2017 | June Monthly Peak | 6 | 137.3854 | 132.5964 | 128.0208 | 129.1751 | 140.6597 | 170.1699 | 198.0385 | 218.6869 | 234.8143 | 243.4016 | 252.656 | 255.9829 | 254.9321 | 252.9333 | 246.2967 | 233.5554 | 218.9604 | 203.747 | 192.8952 | 186.9678 | 182.2856 | 172.4597 | 159.1755 | 150.2658 | -0.68163 | -1.1001 | -0.67572 | -1.5082 | -1.7529 | -1.1373 | -1.9117 | -1.4014 | -1.237 | -1.5866 | -2.3654 | -2.081 | -0.34316 | 5.2295 | 19.8718 | 19.886 | 19.1275 | 16.9489 | 4.9107 | 0.32746 | -0.84647 | -0.61516 | -0.13984 | -0.75885 | 74.4702 | 72.9254 | 71.4954 | 70.3462 | 69.0555 | 68.146 | 67.9012 | 68.783 | 72.0127 | 76.9294 | 82.3133 | 86.9306 | 90.2169 | 92.7356 | 94.5052 | 95.1688 | 95.4883 | 94.8856 | 93.456 | 91.1929 | 87.2133 | 82.8609 | 80.1367 | 78.0661 | 5.5924 | 4.9683 | 4.197 | 2.472 | 2.7121 | 3.7676 | 3.3943 | 4.125 | 3.9473 | 3.6382 | 3.417 | 3.497 | 3.5725 | 3.6209 | 3.5332 | 3.2885 | 3.3038 | 3.3234 | 3.5937 | 2.9473 | 2.6117 | 2.7522 | 2.2619 | 2.3606
Program Specific1-in-10Size: Over 200kWOrange County2017July Monthly Peak | Program Specific | 1-in-10 | Size: Over 200kW | Orange County | 2017 | July Monthly Peak | 7 | 142.9321 | 137.7067 | 133.4824 | 134.4011 | 146.4803 | 176.8965 | 204.993 | 225.1727 | 240.1258 | 248.3686 | 256.4354 | 258.2775 | 256.6019 | 254.8727 | 248.4222 | 236.2723 | 223.1887 | 208.4685 | 197.877 | 192.1474 | 186.9027 | 176.7876 | 163.2187 | 154.3596 | -1.7484 | -2.1184 | -1.4222 | -2.0318 | -2.3003 | -1.7624 | -2.6731 | -1.8861 | -1.5487 | -1.7483 | -2.6581 | -2.4417 | -0.78442 | 4.7514 | 19.6213 | 19.8407 | 19.1415 | 17.3372 | 5.3847 | 0.27143 | -1.0694 | -0.91422 | -0.50676 | -1.111 | 76.2125 | 75.1208 | 74.0132 | 72.9954 | 72.1598 | 71.6216 | 71.424 | 71.7724 | 74.8077 | 79.6763 | 84.4218 | 88.7852 | 91.7237 | 93.518 | 95.2845 | 95.7559 | 96.2086 | 95.0628 | 93.229 | 91.2536 | 88.0496 | 84.6335 | 82.2899 | 80.6171 | 5.8519 | 5.1897 | 4.4014 | 2.5869 | 2.8407 | 3.9392 | 3.5339 | 4.272 | 4.0601 | 3.734 | 3.4882 | 3.5488 | 3.6167 | 3.6698 | 3.5844 | 3.346 | 3.3871 | 3.4201 | 3.7079 | 3.0465 | 2.6934 | 2.8376 | 2.3328 | 2.4389
Program Specific1-in-10Size: Over 200kWOrange County2017August Monthly Peak | Program Specific | 1-in-10 | Size: Over 200kW | Orange County | 2017 | August Monthly Peak | 8 | 146.1391 | 140.6773 | 136.3517 | 136.5426 | 149.7519 | 183.0335 | 215.5238 | 239.2058 | 258.6999 | 268.2408 | 279.1275 | 280.6868 | 278.9886 | 276.5983 | 269.0671 | 252.7375 | 235.1505 | 216.4543 | 204.1328 | 200.4511 | 194.0531 | 181.9877 | 168.4675 | 159.5142 | -3.467 | -3.7396 | -2.6113 | -2.8068 | -3.1189 | -2.7721 | -3.964 | -2.7477 | -2.1515 | -2.109 | -3.3358 | -3.241 | -1.6072 | 4.2679 | 20.5296 | 20.7558 | 19.5757 | 17.9939 | 6.121 | 0.17582 | -1.4409 | -1.4025 | -1.1158 | -1.6894 | 79.2858 | 78.0931 | 77.1041 | 76.2438 | 75.643 | 75.0085 | 74.5851 | 74.7866 | 77.8748 | 82.1528 | 86.8558 | 91.6691 | 95.3709 | 98.246 | 99.7839 | 100.1391 | 99.6751 | 98.167 | 96.8103 | 94.12 | 90.1667 | 86.6576 | 84.1529 | 82.4095 | 6.1297 | 5.4316 | 4.6062 | 2.6925 | 2.9753 | 4.1757 | 3.8064 | 4.6494 | 4.4812 | 4.1316 | 3.8899 | 3.9512 | 4.0286 | 4.0802 | 3.9773 | 3.6669 | 3.6561 | 3.6381 | 3.9188 | 3.256 | 2.8649 | 2.9926 | 2.4668 | 2.5821
Program Specific1-in-10Size: Over 200kWOrange County2017September Monthly Peak | Program Specific | 1-in-10 | Size: Over 200kW | Orange County | 2017 | September Monthly Peak | 9 | 145.6289 | 140.7072 | 135.7657 | 137.0267 | 150.4892 | 186.096 | 222.4647 | 246.3179 | 269.4656 | 280.3206 | 290.1114 | 291.1252 | 289.0329 | 287.402 | 278.9109 | 260.3201 | 241.5014 | 221.5735 | 211.0504 | 208.7138 | 197.8089 | 184.3921 | 170.2896 | 160.6147 | -4.2118 | -4.4532 | -3.1218 | -3.1539 | -3.483 | -3.2547 | -4.6303 | -3.1758 | -2.4686 | -2.3083 | -3.6751 | -3.6372 | -2.0185 | 4.017 | 20.942 | 21.1607 | 19.8296 | 18.4161 | 6.5931 | 0.13252 | -1.6212 | -1.6325 | -1.3988 | -1.9476 | 81.6788 | 80.3713 | 79.2271 | 78.5671 | 77.4718 | 76.5906 | 76.1672 | 76.2113 | 78.4603 | 82.9417 | 88.0968 | 93.4003 | 97.419 | 99.7947 | 100.9379 | 100.7449 | 100.2246 | 99.3477 | 97.5738 | 94.5838 | 90.9204 | 87.5806 | 84.9661 | 83.1001 | 6.2095 | 5.5227 | 4.6624 | 2.7468 | 3.0394 | 4.3159 | 3.9941 | 4.8669 | 4.7451 | 4.3891 | 4.1099 | 4.166 | 4.2428 | 4.3098 | 4.1911 | 3.8395 | 3.817 | 3.7859 | 4.1187 | 3.4464 | 2.9687 | 3.0824 | 2.5347 | 2.643
Program Specific1-in-10Size: Over 200kWOrange County2017October Monthly Peak | Program Specific | 1-in-10 | Size: Over 200kW | Orange County | 2017 | October Monthly Peak | 10 | 119.6267 | 115.8183 | 112.8671 | 114.4873 | 125.9303 | 155.5515 | 187.6921 | 208.2076 | 224.685 | 231.6707 | 240.2728 | 244.6145 | 244.8401 | 243.5588 | 236.2292 | 220.1226 | 204.0286 | 193.4954 | 181.2793 | 174.4136 | 165.8879 | 154.4649 | 143.2573 | 134.5281 | -0.84296 | -1.1963 | -0.76975 | -1.4497 | -1.6864 | -1.1859 | -1.9941 | -1.4518 | -1.2598 | -1.5447 | -2.3186 | -2.0814 | -0.4497 | 4.8937 | 18.9445 | 18.6684 | 17.73 | 16.0949 | 4.7062 | 0.28853 | -0.82161 | -0.62204 | -0.21731 | -0.76222 | 76.2146 | 75.7554 | 75.3239 | 73.7478 | 72.8184 | 72.1554 | 71.3997 | 71.0361 | 72.0928 | 75.4786 | 79.8346 | 84.5698 | 88.3685 | 91.444 | 93.0148 | 93.5494 | 92.9657 | 91.3308 | 88.9926 | 85.8042 | 82.19 | 79.6558 | 77.9906 | 76.4185 | 4.8737 | 4.3434 | 3.7034 | 2.1928 | 2.4302 | 3.4469 | 3.2197 | 3.9307 | 3.7804 | 3.4659 | 3.2523 | 3.3446 | 3.434 | 3.4897 | 3.3917 | 3.1021 | 3.0812 | 3.1589 | 3.3802 | 2.7518 | 2.3788 | 2.4672 | 2.0374 | 2.1152
Program Specific1-in-10Size: Over 200kWOrange County2017November Monthly Peak | Program Specific | 1-in-10 | Size: Over 200kW | Orange County | 2017 | November Monthly Peak | 11 | 121.4482 | 117.8555 | 114.1038 | 114.2932 | 125.2943 | 153.0465 | 181.2519 | 198.4792 | 210.9353 | 217.6276 | 223.4859 | 226.5319 | 226.3151 | 225.4428 | 217.4286 | 202.6513 | 189.009 | 182.7829 | 172.3662 | 166.179 | 159.8187 | 150.3455 | 139.0287 | 130.5138 | 3.5816 | 2.9796 | 2.3044 | 0.52926 | 0.36311 | 1.3552 | 1.1591 | 0.57885 | 0.06952 | -0.88147 | -1.0299 | -0.41995 | 1.5299 | 6.8325 | 19.2927 | 18.3787 | 17.9369 | 15.2237 | 2.955 | 0.55784 | 0.074157 | 0.60656 | 1.3444 | 0.66884 | 63.6444 | 62.6408 | 62.0812 | 61.0053 | 59.772 | 58.7944 | 59.0343 | 59.4168 | 61.5279 | 65.5914 | 70.8771 | 75.3632 | 78.2243 | 79.8907 | 80.8779 | 80.8831 | 79.8158 | 77.4374 | 74.6419 | 72.1916 | 70.0884 | 68.2808 | 66.726 | 66.0317 | 5.3168 | 4.7493 | 4.0231 | 2.3523 | 2.5982 | 3.6442 | 3.3411 | 4.0264 | 3.8136 | 3.4986 | 3.2506 | 3.3283 | 3.4109 | 3.4709 | 3.3545 | 3.0688 | 3.0672 | 3.2065 | 3.4536 | 2.8173 | 2.4626 | 2.5804 | 2.1247 | 2.205
Program Specific1-in-10Size: Over 200kWOrange County2017December Monthly Peak | Program Specific | 1-in-10 | Size: Over 200kW | Orange County | 2017 | December Monthly Peak | 12 | 120.6928 | 116.238 | 113.413 | 114.8333 | 126.184 | 153.8946 | 185.7043 | 201.3077 | 212.4036 | 211.0018 | 209.9701 | 206.1239 | 200.7937 | 195.8381 | 188.0952 | 175.2874 | 165.8072 | 163.4439 | 156.6635 | 154.1505 | 149.7279 | 142.6683 | 133.9655 | 126.691 | 3.5594 | 2.9387 | 2.2905 | 0.53176 | 0.36568 | 1.3627 | 1.1876 | 0.58709 | 0.070004 | -0.85464 | -0.96764 | -0.38212 | 1.3574 | 5.9353 | 16.6899 | 15.8971 | 15.735 | 13.613 | 2.6858 | 0.51746 | 0.069475 | 0.57559 | 1.2955 | 0.64925 | 44.0584 | 43.4354 | 42.7632 | 42.786 | 42.3156 | 41.5338 | 41.4974 | 41.4516 | 42.2959 | 44.2704 | 46.5905 | 48.6176 | 49.6195 | 50.1483 | 50.6995 | 51.0909 | 50.543 | 49.2546 | 47.4369 | 46.4359 | 45.647 | 44.7733 | 44.1445 | 43.5818 | 5.2837 | 4.6842 | 3.9988 | 2.3634 | 2.6166 | 3.6644 | 3.4231 | 4.0838 | 3.8402 | 3.392 | 3.054 | 3.0284 | 3.0262 | 3.0151 | 2.902 | 2.6544 | 2.6907 | 2.8672 | 3.139 | 2.6134 | 2.3071 | 2.4486 | 2.0473 | 2.1405
Program Specific1-in-10Size: Over 200kWOrange County2017Typical Event Day | Program Specific | 1-in-10 | Size: Over 200kW | Orange County | 2017 | Typical Event Day | 8 | 144.5621 | 139.2088 | 134.9395 | 135.2412 | 148.3141 | 180.9468 | 212.6516 | 235.2049 | 253.5211 | 262.6447 | 273.0718 | 274.6396 | 272.9765 | 270.8133 | 263.4597 | 247.7535 | 230.6859 | 212.6368 | 200.5527 | 197.0371 | 191.0605 | 179.5994 | 166.2913 | 157.5543 | -2.524 | -2.8507 | -1.9592 | -2.3791 | -2.6747 | -2.2293 | -3.2907 | -2.3029 | -1.8504 | -1.9471 | -3.0274 | -2.8578 | -1.1702 | 4.6529 | 20.4873 | 20.5964 | 19.5205 | 17.6805 | 5.7105 | 0.23034 | -1.2412 | -1.1359 | -0.78244 | -1.3772 | 77.9118 | 76.6277 | 75.46 | 74.5381 | 73.5825 | 72.8417 | 72.5194 | 72.8883 | 75.7889 | 80.425 | 85.4219 | 90.1963 | 93.6826 | 96.0736 | 97.6279 | 97.9522 | 97.8991 | 96.8658 | 95.2673 | 92.7876 | 89.0875 | 85.4332 | 82.8864 | 81.0482 | 5.971 | 5.2928 | 4.4889 | 2.6261 | 2.9017 | 4.0651 | 3.6983 | 4.5018 | 4.3245 | 3.9836 | 3.7474 | 3.8071 | 3.8816 | 3.9338 | 3.835 | 3.5397 | 3.5319 | 3.5194 | 3.7913 | 3.1517 | 2.7776 | 2.9083 | 2.3977 | 2.5115
Program Specific1-in-10Size: Over 200kWOrange County2018January Monthly Peak | Program Specific | 1-in-10 | Size: Over 200kW | Orange County | 2018 | January Monthly Peak | 1 | 124.4708 | 119.0088 | 116.4256 | 117.7368 | 130.2725 | 162.2931 | 199.3248 | 219.0155 | 231.7617 | 229.327 | 228.0183 | 224.5059 | 219.5659 | 213.9999 | 205.0535 | 190.1286 | 178.1133 | 174.1232 | 168.2295 | 166.4317 | 160.9929 | 153.2498 | 143.4958 | 134.7962 | 3.6708 | 3.0088 | 2.3513 | 0.5452 | 0.37753 | 1.4371 | 1.2747 | 0.63874 | 0.076384 | -0.92886 | -1.0508 | -0.41619 | 1.4843 | 6.4857 | 18.1947 | 17.243 | 16.9029 | 14.5025 | 2.8841 | 0.55869 | 0.074702 | 0.61828 | 1.3876 | 0.69078 | 42.1177 | 42.0476 | 41.3269 | 40.6886 | 40.1794 | 39.7875 | 39.5012 | 39.2183 | 39.808 | 42.1317 | 44.291 | 46.3631 | 47.7766 | 48.8442 | 49.8751 | 50.1697 | 49.616 | 48.3268 | 46.527 | 45.7999 | 45.1389 | 45.0413 | 44.7506 | 44.3293 | 5.4491 | 4.7958 | 4.105 | 2.4232 | 2.7014 | 3.8644 | 3.6742 | 4.443 | 4.1901 | 3.6866 | 3.3166 | 3.2985 | 3.3091 | 3.2948 | 3.1636 | 2.8791 | 2.8904 | 3.0546 | 3.3708 | 2.8216 | 2.4807 | 2.6302 | 2.193 | 2.2774
Program Specific1-in-10Size: Over 200kWOrange County2018February Monthly Peak | Program Specific | 1-in-10 | Size: Over 200kW | Orange County | 2018 | February Monthly Peak | 2 | 118.2089 | 113.6642 | 111.1055 | 112.8452 | 124.5908 | 153.885 | 186.8849 | 203.6751 | 214.452 | 214.3035 | 215.3418 | 214.747 | 211.8095 | 208.4672 | 200.6207 | 187.0304 | 174.9868 | 170.4232 | 162.8737 | 159.6803 | 154.3007 | 146.9174 | 137.2298 | 129.1336 | 3.4861 | 2.8737 | 2.2439 | 0.52255 | 0.36107 | 1.3626 | 1.1951 | 0.594 | 0.070679 | -0.86801 | -0.99239 | -0.3981 | 1.4319 | 6.318 | 17.8013 | 16.962 | 16.6062 | 14.1943 | 2.7923 | 0.53603 | 0.071596 | 0.59273 | 1.327 | 0.66176 | 47.9892 | 47.7732 | 47.4869 | 46.9758 | 46.4612 | 46.0709 | 45.4591 | 46.1862 | 47.0754 | 50.578 | 53.6154 | 56.9628 | 58.9856 | 59.9086 | 60.6208 | 60.8562 | 59.4676 | 58.4546 | 56.6506 | 54.6884 | 53.586 | 52.2715 | 51.1518 | 49.5849 | 5.175 | 4.5804 | 3.9174 | 2.3225 | 2.5836 | 3.6642 | 3.4449 | 4.1318 | 3.8772 | 3.4451 | 3.1322 | 3.1551 | 3.1922 | 3.2096 | 3.0952 | 2.8322 | 2.8396 | 2.9897 | 3.2635 | 2.7072 | 2.3776 | 2.5216 | 2.0972 | 2.1817
Program Specific1-in-10Size: Over 200kWOrange County2018March Monthly Peak | Program Specific | 1-in-10 | Size: Over 200kW | Orange County | 2018 | March Monthly Peak | 3 | 120.1523 | 115.5912 | 112.5168 | 113.7394 | 123.567 | 151.8401 | 178.9108 | 196.9328 | 209.3025 | 214.6309 | 221.0626 | 224.0488 | 224.6664 | 225.7996 | 218.6919 | 205.6163 | 191.0524 | 178.2755 | 167.4685 | 166.3272 | 161.586 | 152.8742 | 140.9366 | 131.8182 | 3.5434 | 2.9224 | 2.2724 | 0.52669 | 0.3581 | 1.3445 | 1.1441 | 0.57434 | 0.068982 | -0.86933 | -1.0188 | -0.41535 | 1.5188 | 6.8433 | 19.4048 | 18.6476 | 18.1308 | 14.8483 | 2.871 | 0.55834 | 0.074977 | 0.61677 | 1.3629 | 0.67552 | 61.5329 | 60.0303 | 58.8322 | 58.4264 | 57.0383 | 56.1355 | 55.6221 | 56.4566 | 59.9535 | 64.5568 | 69.5198 | 74.2033 | 77.4815 | 79.1379 | 79.8514 | 80.5415 | 80.481 | 79.5145 | 76.8471 | 73.2664 | 70.2189 | 67.1202 | 64.7072 | 62.8102 | 5.2601 | 4.6581 | 3.9672 | 2.3409 | 2.5624 | 3.6155 | 3.2979 | 3.9951 | 3.7841 | 3.4504 | 3.2154 | 3.2918 | 3.386 | 3.4764 | 3.374 | 3.1136 | 3.1003 | 3.1274 | 3.3555 | 2.8198 | 2.4899 | 2.6238 | 2.1539 | 2.2271
Program Specific1-in-10Size: Over 200kWOrange County2018April Monthly Peak | Program Specific | 1-in-10 | Size: Over 200kW | Orange County | 2018 | April Monthly Peak | 4 | 123.258 | 118.6918 | 115.4208 | 116.4203 | 126.4102 | 155.8971 | 184.123 | 205.0459 | 220.8966 | 228.7378 | 237.8636 | 242.0702 | 243.4182 | 244.6707 | 237.3826 | 222.5899 | 206.1065 | 190.7072 | 178.3187 | 175.9688 | 169.7053 | 158.9286 | 146.2408 | 136.5866 | 0.53085 | 0.087421 | 0.18175 | -0.84862 | -1.053 | -0.39026 | -0.98246 | -0.79966 | -0.83108 | -1.3391 | -1.9227 | -1.5592 | 0.20316 | 5.6926 | 19.6666 | 19.2845 | 18.4229 | 15.8694 | 4.1408 | 0.3842 | -0.55487 | -0.2419 | 0.28652 | -0.31591 | 72.2566 | 70.2738 | 68.5389 | 66.7299 | 65.7959 | 65.0804 | 64.404 | 64.5662 | 67.7345 | 73.4304 | 79.8164 | 85.7013 | 89.5654 | 91.5443 | 92.2852 | 92.8744 | 92.8398 | 92.0063 | 90.4213 | 86.83 | 81.7749 | 77.6989 | 74.9034 | 72.6485 | 5.0367 | 4.4645 | 3.7986 | 2.2365 | 2.4468 | 3.4649 | 3.168 | 3.8826 | 3.7277 | 3.4323 | 3.2294 | 3.3197 | 3.4243 | 3.5161 | 3.4185 | 3.1462 | 3.1219 | 3.1227 | 3.335 | 2.7846 | 2.4408 | 2.5461 | 2.0861 | 2.154
Program Specific1-in-10Size: Over 200kWOrange County2018May Monthly Peak | Program Specific | 1-in-10 | Size: Over 200kW | Orange County | 2018 | May Monthly Peak | 5 | 128.9235 | 124.2145 | 120.1344 | 121.1356 | 132.6014 | 163.0787 | 192.0925 | 216.0007 | 234.5984 | 244.245 | 253.332 | 257.68 | 257.8791 | 257.1385 | 249.4978 | 232.7971 | 215.7248 | 199.5568 | 187.2218 | 182.4728 | 178.206 | 166.641 | 153.5716 | 144.0448 | -0.56541 | -0.96085 | -0.58294 | -1.3814 | -1.6184 | -1.0476 | -1.8028 | -1.3506 | -1.214 | -1.582 | -2.3516 | -2.0677 | -0.31219 | 5.3578 | 20.1637 | 19.843 | 18.872 | 16.6007 | 4.7402 | 0.32449 | -0.81232 | -0.57324 | -0.10784 | -0.70294 | 73.1257 | 71.6307 | 69.8872 | 69.2108 | 68.535 | 67.4837 | 66.9785 | 67.489 | 71.6971 | 78.1971 | 83.8903 | 88.3705 | 91.098 | 93.185 | 94.6348 | 95.5304 | 95.6227 | 94.3455 | 92.1218 | 89.3746 | 85.9122 | 82.0173 | 79.0002 | 76.7042 | 5.2472 | 4.6537 | 3.938 | 2.3178 | 2.5564 | 3.6101 | 3.2919 | 4.0738 | 3.9432 | 3.6504 | 3.4257 | 3.5197 | 3.6133 | 3.6806 | 3.5787 | 3.2774 | 3.2546 | 3.2546 | 3.4876 | 2.8761 | 2.5529 | 2.659 | 2.1819 | 2.2625
Program Specific1-in-10Size: Over 200kWOrange County2018June Monthly Peak | Program Specific | 1-in-10 | Size: Over 200kW | Orange County | 2018 | June Monthly Peak | 6 | 137.3854 | 132.5964 | 128.0208 | 129.1751 | 140.6597 | 170.1699 | 198.0385 | 218.6869 | 234.8143 | 243.4016 | 252.656 | 255.9829 | 254.9321 | 252.9333 | 246.2967 | 233.5554 | 218.9604 | 203.747 | 192.8952 | 186.9678 | 182.2856 | 172.4597 | 159.1755 | 150.2658 | -0.68163 | -1.1001 | -0.67572 | -1.5082 | -1.7529 | -1.1373 | -1.9117 | -1.4014 | -1.237 | -1.5866 | -2.3654 | -2.081 | -0.34316 | 5.2295 | 19.8718 | 19.886 | 19.1275 | 16.9489 | 4.9107 | 0.32746 | -0.84647 | -0.61516 | -0.13984 | -0.75885 | 74.4702 | 72.9254 | 71.4954 | 70.3462 | 69.0555 | 68.146 | 67.9012 | 68.783 | 72.0127 | 76.9294 | 82.3133 | 86.9306 | 90.2169 | 92.7356 | 94.5052 | 95.1688 | 95.4883 | 94.8856 | 93.456 | 91.1929 | 87.2133 | 82.8609 | 80.1367 | 78.0661 | 5.5924 | 4.9683 | 4.197 | 2.472 | 2.7121 | 3.7676 | 3.3943 | 4.125 | 3.9473 | 3.6382 | 3.417 | 3.497 | 3.5725 | 3.6209 | 3.5332 | 3.2885 | 3.3038 | 3.3234 | 3.5937 | 2.9473 | 2.6117 | 2.7522 | 2.2619 | 2.3606
Program Specific1-in-10Size: Over 200kWOrange County2018July Monthly Peak | Program Specific | 1-in-10 | Size: Over 200kW | Orange County | 2018 | July Monthly Peak | 7 | 142.9321 | 137.7067 | 133.4824 | 134.4011 | 146.4803 | 176.8965 | 204.993 | 225.1727 | 240.1258 | 248.3686 | 256.4354 | 258.2775 | 256.6019 | 254.8727 | 248.4222 | 236.2723 | 223.1887 | 208.4685 | 197.877 | 192.1474 | 186.9027 | 176.7876 | 163.2187 | 154.3595 | -1.7484 | -2.1184 | -1.4222 | -2.0318 | -2.3003 | -1.7624 | -2.6731 | -1.8861 | -1.5487 | -1.7483 | -2.6581 | -2.4417 | -0.78442 | 4.7514 | 19.6213 | 19.8407 | 19.1415 | 17.3372 | 5.3847 | 0.27143 | -1.0694 | -0.91422 | -0.50676 | -1.111 | 76.2125 | 75.1208 | 74.0132 | 72.9954 | 72.1598 | 71.6216 | 71.424 | 71.7724 | 74.8077 | 79.6763 | 84.4218 | 88.7852 | 91.7237 | 93.518 | 95.2845 | 95.7559 | 96.2086 | 95.0628 | 93.229 | 91.2536 | 88.0496 | 84.6335 | 82.2899 | 80.6171 | 5.8519 | 5.1897 | 4.4014 | 2.5869 | 2.8407 | 3.9392 | 3.5339 | 4.272 | 4.0601 | 3.734 | 3.4882 | 3.5488 | 3.6167 | 3.6698 | 3.5844 | 3.346 | 3.3871 | 3.4201 | 3.7079 | 3.0465 | 2.6934 | 2.8376 | 2.3328 | 2.4389
Program Specific1-in-10Size: Over 200kWOrange County2018August Monthly Peak | Program Specific | 1-in-10 | Size: Over 200kW | Orange County | 2018 | August Monthly Peak | 8 | 146.1391 | 140.6773 | 136.3517 | 136.5426 | 149.7519 | 183.0335 | 215.5238 | 239.2058 | 258.6999 | 268.2408 | 279.1275 | 280.6868 | 278.9887 | 276.5983 | 269.0671 | 252.7375 | 235.1504 | 216.4543 | 204.1328 | 200.4511 | 194.0531 | 181.9877 | 168.4675 | 159.5142 | -3.467 | -3.7396 | -2.6113 | -2.8068 | -3.1189 | -2.7721 | -3.964 | -2.7477 | -2.1515 | -2.109 | -3.3358 | -3.241 | -1.6072 | 4.2679 | 20.5296 | 20.7558 | 19.5757 | 17.9939 | 6.121 | 0.17582 | -1.4409 | -1.4025 | -1.1158 | -1.6894 | 79.2858 | 78.0931 | 77.1041 | 76.2438 | 75.643 | 75.0085 | 74.5851 | 74.7866 | 77.8748 | 82.1528 | 86.8558 | 91.6691 | 95.3709 | 98.246 | 99.7839 | 100.1391 | 99.6751 | 98.167 | 96.8103 | 94.12 | 90.1667 | 86.6576 | 84.1529 | 82.4095 | 6.1297 | 5.4316 | 4.6062 | 2.6925 | 2.9753 | 4.1757 | 3.8064 | 4.6494 | 4.4812 | 4.1316 | 3.8899 | 3.9512 | 4.0286 | 4.0802 | 3.9773 | 3.6669 | 3.6561 | 3.6381 | 3.9188 | 3.256 | 2.8649 | 2.9926 | 2.4668 | 2.5821
Program Specific1-in-10Size: Over 200kWOrange County2018September Monthly Peak | Program Specific | 1-in-10 | Size: Over 200kW | Orange County | 2018 | September Monthly Peak | 9 | 145.6289 | 140.7072 | 135.7657 | 137.0267 | 150.4892 | 186.096 | 222.4647 | 246.3179 | 269.4655 | 280.3206 | 290.1115 | 291.1252 | 289.0329 | 287.402 | 278.9109 | 260.3201 | 241.5014 | 221.5735 | 211.0504 | 208.7138 | 197.8089 | 184.3922 | 170.2896 | 160.6147 | -4.2118 | -4.4532 | -3.1218 | -3.1539 | -3.483 | -3.2547 | -4.6303 | -3.1758 | -2.4686 | -2.3083 | -3.6751 | -3.6372 | -2.0185 | 4.017 | 20.942 | 21.1607 | 19.8296 | 18.4161 | 6.5931 | 0.13252 | -1.6212 | -1.6325 | -1.3988 | -1.9476 | 81.6788 | 80.3713 | 79.2271 | 78.5671 | 77.4718 | 76.5906 | 76.1673 | 76.2113 | 78.4603 | 82.9417 | 88.0968 | 93.4003 | 97.419 | 99.7947 | 100.9379 | 100.7449 | 100.2246 | 99.3477 | 97.5738 | 94.5839 | 90.9204 | 87.5806 | 84.9661 | 83.1001 | 6.2095 | 5.5227 | 4.6624 | 2.7468 | 3.0394 | 4.3159 | 3.9941 | 4.8669 | 4.7451 | 4.3891 | 4.1099 | 4.166 | 4.2428 | 4.3098 | 4.1911 | 3.8395 | 3.817 | 3.7859 | 4.1187 | 3.4464 | 2.9687 | 3.0824 | 2.5347 | 2.643
Program Specific1-in-10Size: Over 200kWOrange County2018October Monthly Peak | Program Specific | 1-in-10 | Size: Over 200kW | Orange County | 2018 | October Monthly Peak | 10 | 119.6266 | 115.8183 | 112.8671 | 114.4873 | 125.9303 | 155.5515 | 187.6921 | 208.2076 | 224.685 | 231.6707 | 240.2728 | 244.6145 | 244.8401 | 243.5588 | 236.2292 | 220.1226 | 204.0286 | 193.4954 | 181.2793 | 174.4136 | 165.8879 | 154.4649 | 143.2573 | 134.5281 | -0.84296 | -1.1963 | -0.76975 | -1.4497 | -1.6864 | -1.1859 | -1.9941 | -1.4518 | -1.2598 | -1.5447 | -2.3186 | -2.0814 | -0.4497 | 4.8937 | 18.9445 | 18.6684 | 17.73 | 16.0949 | 4.7062 | 0.28853 | -0.82161 | -0.62204 | -0.21731 | -0.76222 | 76.2146 | 75.7554 | 75.3239 | 73.7478 | 72.8184 | 72.1554 | 71.3997 | 71.0361 | 72.0928 | 75.4786 | 79.8346 | 84.5698 | 88.3685 | 91.444 | 93.0148 | 93.5494 | 92.9657 | 91.3308 | 88.9926 | 85.8042 | 82.19 | 79.6558 | 77.9906 | 76.4185 | 4.8737 | 4.3434 | 3.7034 | 2.1928 | 2.4302 | 3.4469 | 3.2197 | 3.9307 | 3.7804 | 3.4659 | 3.2523 | 3.3446 | 3.434 | 3.4897 | 3.3917 | 3.1021 | 3.0812 | 3.1589 | 3.3802 | 2.7518 | 2.3788 | 2.4672 | 2.0374 | 2.1152
Program Specific1-in-10Size: Over 200kWOrange County2018November Monthly Peak | Program Specific | 1-in-10 | Size: Over 200kW | Orange County | 2018 | November Monthly Peak | 11 | 121.4482 | 117.8555 | 114.1038 | 114.2932 | 125.2943 | 153.0465 | 181.2519 | 198.4792 | 210.9353 | 217.6276 | 223.4859 | 226.5319 | 226.3151 | 225.4428 | 217.4286 | 202.6512 | 189.009 | 182.7829 | 172.3662 | 166.179 | 159.8187 | 150.3455 | 139.0287 | 130.5138 | 3.5816 | 2.9796 | 2.3044 | 0.52926 | 0.36311 | 1.3552 | 1.1591 | 0.57885 | 0.06952 | -0.88147 | -1.0299 | -0.41995 | 1.5299 | 6.8325 | 19.2927 | 18.3787 | 17.9369 | 15.2237 | 2.955 | 0.55784 | 0.074157 | 0.60656 | 1.3444 | 0.66884 | 63.6444 | 62.6408 | 62.0812 | 61.0053 | 59.772 | 58.7944 | 59.0343 | 59.4168 | 61.5279 | 65.5914 | 70.8771 | 75.3632 | 78.2243 | 79.8907 | 80.8779 | 80.8831 | 79.8158 | 77.4374 | 74.6419 | 72.1916 | 70.0884 | 68.2808 | 66.726 | 66.0317 | 5.3168 | 4.7493 | 4.0231 | 2.3523 | 2.5982 | 3.6442 | 3.3411 | 4.0264 | 3.8136 | 3.4985 | 3.2506 | 3.3283 | 3.4109 | 3.4709 | 3.3545 | 3.0688 | 3.0672 | 3.2065 | 3.4536 | 2.8173 | 2.4626 | 2.5804 | 2.1247 | 2.205
Program Specific1-in-10Size: Over 200kWOrange County2018December Monthly Peak | Program Specific | 1-in-10 | Size: Over 200kW | Orange County | 2018 | December Monthly Peak | 12 | 120.6928 | 116.238 | 113.413 | 114.8332 | 126.184 | 153.8946 | 185.7043 | 201.3077 | 212.4036 | 211.0018 | 209.9701 | 206.1239 | 200.7937 | 195.8381 | 188.0952 | 175.2874 | 165.8072 | 163.4439 | 156.6635 | 154.1505 | 149.7279 | 142.6683 | 133.9655 | 126.691 | 3.5594 | 2.9387 | 2.2905 | 0.53176 | 0.36568 | 1.3627 | 1.1876 | 0.58709 | 0.070004 | -0.85464 | -0.96764 | -0.38212 | 1.3574 | 5.9353 | 16.6899 | 15.8971 | 15.735 | 13.613 | 2.6858 | 0.51746 | 0.069475 | 0.57559 | 1.2955 | 0.64925 | 44.0584 | 43.4354 | 42.7632 | 42.786 | 42.3156 | 41.5338 | 41.4974 | 41.4516 | 42.2959 | 44.2704 | 46.5905 | 48.6176 | 49.6195 | 50.1483 | 50.6995 | 51.0909 | 50.543 | 49.2546 | 47.4369 | 46.4359 | 45.647 | 44.7733 | 44.1445 | 43.5818 | 5.2837 | 4.6842 | 3.9988 | 2.3634 | 2.6166 | 3.6644 | 3.4231 | 4.0838 | 3.8402 | 3.392 | 3.054 | 3.0284 | 3.0262 | 3.0151 | 2.902 | 2.6544 | 2.6907 | 2.8672 | 3.139 | 2.6134 | 2.3071 | 2.4486 | 2.0473 | 2.1405
Program Specific1-in-10Size: Over 200kWOrange County2018Typical Event Day | Program Specific | 1-in-10 | Size: Over 200kW | Orange County | 2018 | Typical Event Day | 8 | 144.5621 | 139.2088 | 134.9395 | 135.2412 | 148.3141 | 180.9468 | 212.6516 | 235.2049 | 253.5211 | 262.6447 | 273.0718 | 274.6396 | 272.9765 | 270.8133 | 263.4597 | 247.7535 | 230.6859 | 212.6368 | 200.5527 | 197.0371 | 191.0605 | 179.5994 | 166.2913 | 157.5543 | -2.524 | -2.8507 | -1.9592 | -2.3791 | -2.6747 | -2.2293 | -3.2907 | -2.3029 | -1.8504 | -1.9471 | -3.0274 | -2.8578 | -1.1702 | 4.6529 | 20.4873 | 20.5964 | 19.5205 | 17.6805 | 5.7105 | 0.23034 | -1.2412 | -1.1359 | -0.78244 | -1.3772 | 77.9118 | 76.6277 | 75.4599 | 74.5381 | 73.5825 | 72.8417 | 72.5194 | 72.8883 | 75.7889 | 80.425 | 85.4219 | 90.1963 | 93.6826 | 96.0736 | 97.6279 | 97.9522 | 97.8991 | 96.8658 | 95.2673 | 92.7876 | 89.0875 | 85.4332 | 82.8864 | 81.0482 | 5.971 | 5.2928 | 4.4889 | 2.6261 | 2.9017 | 4.0651 | 3.6983 | 4.5018 | 4.3245 | 3.9836 | 3.7474 | 3.8071 | 3.8816 | 3.9338 | 3.835 | 3.5397 | 3.5319 | 3.5194 | 3.7913 | 3.1517 | 2.7776 | 2.9083 | 2.3977 | 2.5115
Program Specific1-in-10Size: Over 200kWOrange County2019January Monthly Peak | Program Specific | 1-in-10 | Size: Over 200kW | Orange County | 2019 | January Monthly Peak | 1 | 124.4708 | 119.0088 | 116.4256 | 117.7368 | 130.2725 | 162.2931 | 199.3248 | 219.0155 | 231.7617 | 229.327 | 228.0183 | 224.5059 | 219.5659 | 213.9999 | 205.0535 | 190.1286 | 178.1133 | 174.1232 | 168.2295 | 166.4317 | 160.9929 | 153.2498 | 143.4958 | 134.7962 | 3.6708 | 3.0088 | 2.3513 | 0.5452 | 0.37753 | 1.4371 | 1.2747 | 0.63874 | 0.076384 | -0.92886 | -1.0508 | -0.41619 | 1.4843 | 6.4857 | 18.1947 | 17.243 | 16.9029 | 14.5025 | 2.8841 | 0.55869 | 0.074702 | 0.61828 | 1.3876 | 0.69078 | 42.1177 | 42.0476 | 41.3269 | 40.6886 | 40.1794 | 39.7875 | 39.5012 | 39.2183 | 39.808 | 42.1317 | 44.291 | 46.3631 | 47.7766 | 48.8442 | 49.8751 | 50.1697 | 49.616 | 48.3268 | 46.527 | 45.7999 | 45.1389 | 45.0413 | 44.7506 | 44.3293 | 5.4491 | 4.7958 | 4.105 | 2.4232 | 2.7014 | 3.8644 | 3.6742 | 4.443 | 4.1901 | 3.6866 | 3.3166 | 3.2985 | 3.3091 | 3.2948 | 3.1636 | 2.8791 | 2.8904 | 3.0546 | 3.3708 | 2.8216 | 2.4807 | 2.6302 | 2.193 | 2.2774
Program Specific1-in-10Size: Over 200kWOrange County2019February Monthly Peak | Program Specific | 1-in-10 | Size: Over 200kW | Orange County | 2019 | February Monthly Peak | 2 | 118.2089 | 113.6642 | 111.1055 | 112.8452 | 124.5908 | 153.885 | 186.8849 | 203.6751 | 214.452 | 214.3035 | 215.3417 | 214.747 | 211.8095 | 208.4672 | 200.6207 | 187.0304 | 174.9868 | 170.4232 | 162.8737 | 159.6803 | 154.3007 | 146.9174 | 137.2298 | 129.1336 | 3.4861 | 2.8737 | 2.2439 | 0.52255 | 0.36107 | 1.3626 | 1.1951 | 0.594 | 0.070679 | -0.86801 | -0.99239 | -0.3981 | 1.4319 | 6.318 | 17.8013 | 16.962 | 16.6062 | 14.1943 | 2.7923 | 0.53603 | 0.071596 | 0.59273 | 1.327 | 0.66176 | 47.9892 | 47.7732 | 47.4869 | 46.9758 | 46.4612 | 46.0709 | 45.4591 | 46.1862 | 47.0754 | 50.578 | 53.6154 | 56.9628 | 58.9856 | 59.9086 | 60.6208 | 60.8562 | 59.4676 | 58.4546 | 56.6506 | 54.6884 | 53.586 | 52.2715 | 51.1518 | 49.5849 | 5.175 | 4.5804 | 3.9174 | 2.3225 | 2.5836 | 3.6642 | 3.4449 | 4.1318 | 3.8772 | 3.4451 | 3.1322 | 3.1551 | 3.1922 | 3.2096 | 3.0952 | 2.8322 | 2.8396 | 2.9897 | 3.2635 | 2.7072 | 2.3776 | 2.5216 | 2.0972 | 2.1817
Program Specific1-in-10Size: Over 200kWOrange County2019March Monthly Peak | Program Specific | 1-in-10 | Size: Over 200kW | Orange County | 2019 | March Monthly Peak | 3 | 120.1523 | 115.5912 | 112.5168 | 113.7394 | 123.567 | 151.8401 | 178.9108 | 196.9328 | 209.3025 | 214.6309 | 221.0626 | 224.0488 | 224.6664 | 225.7996 | 218.6919 | 205.6163 | 191.0524 | 178.2754 | 167.4685 | 166.3272 | 161.586 | 152.8742 | 140.9366 | 131.8182 | 3.5434 | 2.9224 | 2.2724 | 0.52669 | 0.3581 | 1.3445 | 1.1441 | 0.57434 | 0.068982 | -0.86933 | -1.0188 | -0.41535 | 1.5188 | 6.8433 | 19.4048 | 18.6476 | 18.1308 | 14.8483 | 2.871 | 0.55834 | 0.074977 | 0.61677 | 1.3629 | 0.67552 | 61.5329 | 60.0303 | 58.8322 | 58.4264 | 57.0383 | 56.1355 | 55.6221 | 56.4566 | 59.9535 | 64.5568 | 69.5198 | 74.2033 | 77.4815 | 79.1379 | 79.8514 | 80.5415 | 80.481 | 79.5145 | 76.8471 | 73.2664 | 70.2189 | 67.1202 | 64.7072 | 62.8102 | 5.2601 | 4.6581 | 3.9672 | 2.3409 | 2.5624 | 3.6155 | 3.2979 | 3.9951 | 3.7841 | 3.4504 | 3.2154 | 3.2918 | 3.386 | 3.4764 | 3.374 | 3.1136 | 3.1003 | 3.1274 | 3.3555 | 2.8198 | 2.4899 | 2.6238 | 2.1539 | 2.2271
Program Specific1-in-10Size: Over 200kWOrange County2019April Monthly Peak | Program Specific | 1-in-10 | Size: Over 200kW | Orange County | 2019 | April Monthly Peak | 4 | 123.258 | 118.6918 | 115.4208 | 116.4203 | 126.4102 | 155.8971 | 184.123 | 205.0459 | 220.8966 | 228.7378 | 237.8636 | 242.0702 | 243.4182 | 244.6707 | 237.3826 | 222.5899 | 206.1065 | 190.7072 | 178.3187 | 175.9688 | 169.7053 | 158.9286 | 146.2408 | 136.5866 | 0.53085 | 0.087421 | 0.18175 | -0.84862 | -1.053 | -0.39026 | -0.98246 | -0.79966 | -0.83108 | -1.3391 | -1.9227 | -1.5592 | 0.20316 | 5.6926 | 19.6666 | 19.2845 | 18.4229 | 15.8694 | 4.1408 | 0.3842 | -0.55487 | -0.2419 | 0.28652 | -0.31591 | 72.2566 | 70.2738 | 68.5389 | 66.7299 | 65.7959 | 65.0804 | 64.404 | 64.5662 | 67.7345 | 73.4304 | 79.8164 | 85.7013 | 89.5654 | 91.5443 | 92.2852 | 92.8744 | 92.8398 | 92.0063 | 90.4214 | 86.83 | 81.7749 | 77.6989 | 74.9034 | 72.6485 | 5.0367 | 4.4645 | 3.7986 | 2.2365 | 2.4468 | 3.4649 | 3.168 | 3.8826 | 3.7277 | 3.4323 | 3.2294 | 3.3197 | 3.4243 | 3.5161 | 3.4185 | 3.1462 | 3.1219 | 3.1227 | 3.335 | 2.7846 | 2.4408 | 2.5461 | 2.0861 | 2.154
Program Specific1-in-10Size: Over 200kWOrange County2019May Monthly Peak | Program Specific | 1-in-10 | Size: Over 200kW | Orange County | 2019 | May Monthly Peak | 5 | 128.9235 | 124.2145 | 120.1344 | 121.1356 | 132.6014 | 163.0787 | 192.0925 | 216.0007 | 234.5984 | 244.245 | 253.332 | 257.68 | 257.8791 | 257.1385 | 249.4978 | 232.7971 | 215.7248 | 199.5568 | 187.2218 | 182.4728 | 178.206 | 166.641 | 153.5716 | 144.0448 | -0.56541 | -0.96085 | -0.58294 | -1.3814 | -1.6184 | -1.0476 | -1.8028 | -1.3506 | -1.214 | -1.582 | -2.3516 | -2.0677 | -0.31219 | 5.3578 | 20.1637 | 19.843 | 18.872 | 16.6007 | 4.7402 | 0.32449 | -0.81232 | -0.57324 | -0.10784 | -0.70294 | 73.1257 | 71.6307 | 69.8872 | 69.2108 | 68.535 | 67.4837 | 66.9785 | 67.489 | 71.6971 | 78.1971 | 83.8903 | 88.3705 | 91.098 | 93.185 | 94.6348 | 95.5304 | 95.6227 | 94.3455 | 92.1218 | 89.3746 | 85.9122 | 82.0173 | 79.0002 | 76.7042 | 5.2472 | 4.6537 | 3.938 | 2.3178 | 2.5564 | 3.6101 | 3.2919 | 4.0738 | 3.9432 | 3.6504 | 3.4257 | 3.5197 | 3.6133 | 3.6806 | 3.5787 | 3.2774 | 3.2546 | 3.2546 | 3.4876 | 2.8761 | 2.5529 | 2.659 | 2.1819 | 2.2625
Program Specific1-in-10Size: Over 200kWOrange County2019June Monthly Peak | Program Specific | 1-in-10 | Size: Over 200kW | Orange County | 2019 | June Monthly Peak | 6 | 137.3854 | 132.5964 | 128.0208 | 129.1751 | 140.6597 | 170.1699 | 198.0385 | 218.6869 | 234.8143 | 243.4016 | 252.656 | 255.9829 | 254.9321 | 252.9333 | 246.2967 | 233.5554 | 218.9604 | 203.747 | 192.8952 | 186.9678 | 182.2856 | 172.4597 | 159.1755 | 150.2658 | -0.68163 | -1.1001 | -0.67572 | -1.5082 | -1.7529 | -1.1373 | -1.9117 | -1.4014 | -1.237 | -1.5866 | -2.3654 | -2.081 | -0.34316 | 5.2295 | 19.8718 | 19.886 | 19.1275 | 16.9489 | 4.9107 | 0.32746 | -0.84647 | -0.61516 | -0.13984 | -0.75885 | 74.4702 | 72.9254 | 71.4954 | 70.3462 | 69.0555 | 68.146 | 67.9012 | 68.783 | 72.0127 | 76.9294 | 82.3133 | 86.9306 | 90.2169 | 92.7356 | 94.5052 | 95.1688 | 95.4883 | 94.8856 | 93.456 | 91.1929 | 87.2133 | 82.8609 | 80.1367 | 78.0661 | 5.5924 | 4.9683 | 4.197 | 2.472 | 2.7121 | 3.7676 | 3.3943 | 4.125 | 3.9473 | 3.6382 | 3.417 | 3.497 | 3.5725 | 3.6209 | 3.5332 | 3.2885 | 3.3038 | 3.3234 | 3.5937 | 2.9473 | 2.6117 | 2.7522 | 2.2619 | 2.3606
Program Specific1-in-10Size: Over 200kWOrange County2019July Monthly Peak | Program Specific | 1-in-10 | Size: Over 200kW | Orange County | 2019 | July Monthly Peak | 7 | 142.9321 | 137.7067 | 133.4824 | 134.4011 | 146.4803 | 176.8965 | 204.993 | 225.1727 | 240.1258 | 248.3686 | 256.4354 | 258.2775 | 256.6019 | 254.8727 | 248.4222 | 236.2723 | 223.1887 | 208.4685 | 197.877 | 192.1474 | 186.9027 | 176.7875 | 163.2187 | 154.3596 | -1.7484 | -2.1184 | -1.4222 | -2.0318 | -2.3003 | -1.7624 | -2.6731 | -1.8861 | -1.5487 | -1.7483 | -2.6581 | -2.4417 | -0.78442 | 4.7514 | 19.6213 | 19.8407 | 19.1415 | 17.3372 | 5.3847 | 0.27143 | -1.0694 | -0.91422 | -0.50676 | -1.111 | 76.2125 | 75.1208 | 74.0133 | 72.9954 | 72.1598 | 71.6216 | 71.424 | 71.7724 | 74.8077 | 79.6763 | 84.4218 | 88.7852 | 91.7237 | 93.518 | 95.2845 | 95.7559 | 96.2086 | 95.0628 | 93.229 | 91.2536 | 88.0496 | 84.6335 | 82.2899 | 80.6171 | 5.8519 | 5.1897 | 4.4014 | 2.5869 | 2.8407 | 3.9392 | 3.5339 | 4.272 | 4.0601 | 3.734 | 3.4882 | 3.5488 | 3.6167 | 3.6698 | 3.5844 | 3.346 | 3.3871 | 3.4201 | 3.7079 | 3.0465 | 2.6934 | 2.8376 | 2.3328 | 2.4389
Program Specific1-in-10Size: Over 200kWOrange County2019August Monthly Peak | Program Specific | 1-in-10 | Size: Over 200kW | Orange County | 2019 | August Monthly Peak | 8 | 146.1391 | 140.6773 | 136.3517 | 136.5426 | 149.7519 | 183.0335 | 215.5238 | 239.2058 | 258.6999 | 268.2408 | 279.1275 | 280.6868 | 278.9887 | 276.5983 | 269.0671 | 252.7375 | 235.1505 | 216.4543 | 204.1328 | 200.4511 | 194.0531 | 181.9877 | 168.4675 | 159.5142 | -3.467 | -3.7396 | -2.6113 | -2.8068 | -3.1189 | -2.7721 | -3.964 | -2.7477 | -2.1515 | -2.109 | -3.3358 | -3.241 | -1.6072 | 4.2679 | 20.5296 | 20.7558 | 19.5757 | 17.9939 | 6.121 | 0.17582 | -1.4409 | -1.4025 | -1.1158 | -1.6894 | 79.2858 | 78.0931 | 77.1041 | 76.2438 | 75.643 | 75.0085 | 74.5851 | 74.7866 | 77.8748 | 82.1528 | 86.8558 | 91.6691 | 95.3709 | 98.246 | 99.7839 | 100.1391 | 99.6751 | 98.167 | 96.8103 | 94.12 | 90.1667 | 86.6576 | 84.1529 | 82.4095 | 6.1297 | 5.4316 | 4.6062 | 2.6925 | 2.9753 | 4.1757 | 3.8064 | 4.6494 | 4.4812 | 4.1316 | 3.8899 | 3.9512 | 4.0286 | 4.0802 | 3.9773 | 3.6669 | 3.6561 | 3.6381 | 3.9188 | 3.256 | 2.8649 | 2.9926 | 2.4668 | 2.5821
Program Specific1-in-10Size: Over 200kWOrange County2019September Monthly Peak | Program Specific | 1-in-10 | Size: Over 200kW | Orange County | 2019 | September Monthly Peak | 9 | 145.6289 | 140.7072 | 135.7657 | 137.0267 | 150.4892 | 186.096 | 222.4647 | 246.3179 | 269.4655 | 280.3206 | 290.1114 | 291.1252 | 289.0329 | 287.402 | 278.9109 | 260.3201 | 241.5014 | 221.5735 | 211.0504 | 208.7138 | 197.8089 | 184.3922 | 170.2896 | 160.6147 | -4.2118 | -4.4532 | -3.1218 | -3.1539 | -3.483 | -3.2547 | -4.6303 | -3.1758 | -2.4686 | -2.3083 | -3.6751 | -3.6372 | -2.0185 | 4.017 | 20.942 | 21.1607 | 19.8296 | 18.4161 | 6.5931 | 0.13252 | -1.6212 | -1.6325 | -1.3988 | -1.9476 | 81.6788 | 80.3713 | 79.2271 | 78.5671 | 77.4718 | 76.5906 | 76.1672 | 76.2113 | 78.4603 | 82.9417 | 88.0968 | 93.4003 | 97.419 | 99.7947 | 100.9379 | 100.7449 | 100.2246 | 99.3477 | 97.5738 | 94.5839 | 90.9204 | 87.5806 | 84.9661 | 83.1001 | 6.2095 | 5.5227 | 4.6624 | 2.7468 | 3.0394 | 4.3159 | 3.9941 | 4.8669 | 4.7451 | 4.3891 | 4.1099 | 4.166 | 4.2428 | 4.3098 | 4.1911 | 3.8395 | 3.817 | 3.7859 | 4.1187 | 3.4464 | 2.9687 | 3.0824 | 2.5347 | 2.643
Program Specific1-in-10Size: Over 200kWOrange County2019October Monthly Peak | Program Specific | 1-in-10 | Size: Over 200kW | Orange County | 2019 | October Monthly Peak | 10 | 119.6266 | 115.8183 | 112.8671 | 114.4873 | 125.9303 | 155.5515 | 187.6921 | 208.2076 | 224.685 | 231.6707 | 240.2728 | 244.6145 | 244.8401 | 243.5588 | 236.2292 | 220.1226 | 204.0286 | 193.4954 | 181.2793 | 174.4136 | 165.8879 | 154.4649 | 143.2573 | 134.5281 | -0.84296 | -1.1963 | -0.76975 | -1.4497 | -1.6864 | -1.1859 | -1.9941 | -1.4518 | -1.2598 | -1.5447 | -2.3186 | -2.0814 | -0.4497 | 4.8937 | 18.9445 | 18.6684 | 17.73 | 16.0949 | 4.7062 | 0.28853 | -0.82161 | -0.62204 | -0.21731 | -0.76222 | 76.2146 | 75.7554 | 75.3239 | 73.7478 | 72.8184 | 72.1554 | 71.3997 | 71.0361 | 72.0928 | 75.4786 | 79.8346 | 84.5698 | 88.3685 | 91.444 | 93.0148 | 93.5494 | 92.9657 | 91.3308 | 88.9926 | 85.8042 | 82.19 | 79.6558 | 77.9906 | 76.4185 | 4.8737 | 4.3434 | 3.7034 | 2.1928 | 2.4302 | 3.4469 | 3.2197 | 3.9307 | 3.7804 | 3.4659 | 3.2523 | 3.3446 | 3.434 | 3.4897 | 3.3917 | 3.1021 | 3.0812 | 3.1589 | 3.3802 | 2.7518 | 2.3788 | 2.4672 | 2.0374 | 2.1152
Program Specific1-in-10Size: Over 200kWOrange County2019November Monthly Peak | Program Specific | 1-in-10 | Size: Over 200kW | Orange County | 2019 | November Monthly Peak | 11 | 121.4482 | 117.8555 | 114.1038 | 114.2932 | 125.2943 | 153.0465 | 181.2519 | 198.4792 | 210.9353 | 217.6276 | 223.4859 | 226.5319 | 226.3151 | 225.4428 | 217.4287 | 202.6512 | 189.009 | 182.7829 | 172.3662 | 166.179 | 159.8187 | 150.3455 | 139.0287 | 130.5138 | 3.5816 | 2.9796 | 2.3044 | 0.52926 | 0.36311 | 1.3552 | 1.1591 | 0.57885 | 0.06952 | -0.88147 | -1.0299 | -0.41995 | 1.5299 | 6.8325 | 19.2927 | 18.3787 | 17.9369 | 15.2237 | 2.955 | 0.55784 | 0.074157 | 0.60656 | 1.3444 | 0.66884 | 63.6444 | 62.6408 | 62.0812 | 61.0053 | 59.772 | 58.7944 | 59.0343 | 59.4168 | 61.5279 | 65.5914 | 70.8771 | 75.3632 | 78.2243 | 79.8907 | 80.8779 | 80.8831 | 79.8158 | 77.4374 | 74.6419 | 72.1916 | 70.0884 | 68.2808 | 66.726 | 66.0317 | 5.3168 | 4.7493 | 4.0231 | 2.3523 | 2.5982 | 3.6442 | 3.3411 | 4.0264 | 3.8136 | 3.4985 | 3.2506 | 3.3283 | 3.4109 | 3.4709 | 3.3545 | 3.0687 | 3.0672 | 3.2065 | 3.4536 | 2.8173 | 2.4626 | 2.5804 | 2.1247 | 2.205
Program Specific1-in-10Size: Over 200kWOrange County2019December Monthly Peak | Program Specific | 1-in-10 | Size: Over 200kW | Orange County | 2019 | December Monthly Peak | 12 | 120.6928 | 116.238 | 113.413 | 114.8333 | 126.184 | 153.8946 | 185.7043 | 201.3077 | 212.4036 | 211.0018 | 209.9701 | 206.1239 | 200.7937 | 195.8381 | 188.0952 | 175.2874 | 165.8072 | 163.4439 | 156.6635 | 154.1505 | 149.7279 | 142.6683 | 133.9655 | 126.691 | 3.5594 | 2.9387 | 2.2905 | 0.53176 | 0.36568 | 1.3627 | 1.1876 | 0.58709 | 0.070004 | -0.85464 | -0.96764 | -0.38212 | 1.3574 | 5.9353 | 16.6899 | 15.8971 | 15.735 | 13.613 | 2.6858 | 0.51746 | 0.069475 | 0.57559 | 1.2955 | 0.64925 | 44.0584 | 43.4354 | 42.7632 | 42.786 | 42.3156 | 41.5338 | 41.4974 | 41.4516 | 42.2959 | 44.2704 | 46.5905 | 48.6176 | 49.6195 | 50.1483 | 50.6995 | 51.0909 | 50.543 | 49.2546 | 47.4369 | 46.4359 | 45.647 | 44.7733 | 44.1445 | 43.5818 | 5.2837 | 4.6842 | 3.9988 | 2.3634 | 2.6166 | 3.6644 | 3.4231 | 4.0838 | 3.8402 | 3.392 | 3.054 | 3.0284 | 3.0262 | 3.0151 | 2.902 | 2.6544 | 2.6907 | 2.8672 | 3.139 | 2.6134 | 2.3071 | 2.4486 | 2.0473 | 2.1405
Program Specific1-in-10Size: Over 200kWOrange County2019Typical Event Day | Program Specific | 1-in-10 | Size: Over 200kW | Orange County | 2019 | Typical Event Day | 8 | 144.5621 | 139.2088 | 134.9395 | 135.2412 | 148.3141 | 180.9468 | 212.6516 | 235.2049 | 253.521 | 262.6447 | 273.0718 | 274.6396 | 272.9765 | 270.8133 | 263.4597 | 247.7535 | 230.6859 | 212.6368 | 200.5527 | 197.037 | 191.0605 | 179.5994 | 166.2913 | 157.5543 | -2.524 | -2.8507 | -1.9592 | -2.3791 | -2.6747 | -2.2293 | -3.2907 | -2.3029 | -1.8504 | -1.9471 | -3.0274 | -2.8578 | -1.1702 | 4.6529 | 20.4873 | 20.5964 | 19.5205 | 17.6805 | 5.7105 | 0.23034 | -1.2412 | -1.1359 | -0.78244 | -1.3772 | 77.9118 | 76.6277 | 75.4599 | 74.5381 | 73.5825 | 72.8417 | 72.5194 | 72.8883 | 75.7889 | 80.425 | 85.4219 | 90.1963 | 93.6826 | 96.0736 | 97.6279 | 97.9522 | 97.8991 | 96.8658 | 95.2673 | 92.7876 | 89.0875 | 85.4332 | 82.8864 | 81.0482 | 5.971 | 5.2928 | 4.4889 | 2.6261 | 2.9017 | 4.0651 | 3.6983 | 4.5018 | 4.3245 | 3.9836 | 3.7474 | 3.8071 | 3.8816 | 3.9338 | 3.835 | 3.5397 | 3.5319 | 3.5194 | 3.7913 | 3.1517 | 2.7776 | 2.9083 | 2.3977 | 2.5115
Program Specific1-in-10Size: Over 200kWOrange County2020January Monthly Peak | Program Specific | 1-in-10 | Size: Over 200kW | Orange County | 2020 | January Monthly Peak | 1 | 124.4708 | 119.0088 | 116.4256 | 117.7368 | 130.2725 | 162.2931 | 199.3248 | 219.0155 | 231.7617 | 229.327 | 228.0183 | 224.5059 | 219.5659 | 213.9999 | 205.0535 | 190.1286 | 178.1133 | 174.1232 | 168.2295 | 166.4317 | 160.9929 | 153.2498 | 143.4958 | 134.7962 | 3.6708 | 3.0088 | 2.3513 | 0.5452 | 0.37753 | 1.4371 | 1.2747 | 0.63874 | 0.076384 | -0.92886 | -1.0508 | -0.41619 | 1.4843 | 6.4857 | 18.1947 | 17.243 | 16.9029 | 14.5025 | 2.8841 | 0.55869 | 0.074702 | 0.61828 | 1.3876 | 0.69078 | 42.1177 | 42.0476 | 41.3269 | 40.6886 | 40.1794 | 39.7875 | 39.5012 | 39.2183 | 39.808 | 42.1317 | 44.291 | 46.3631 | 47.7766 | 48.8442 | 49.8751 | 50.1697 | 49.616 | 48.3268 | 46.527 | 45.7999 | 45.1389 | 45.0413 | 44.7506 | 44.3293 | 5.4491 | 4.7958 | 4.105 | 2.4232 | 2.7014 | 3.8644 | 3.6742 | 4.443 | 4.1901 | 3.6866 | 3.3166 | 3.2985 | 3.3091 | 3.2948 | 3.1636 | 2.8791 | 2.8904 | 3.0546 | 3.3708 | 2.8216 | 2.4807 | 2.6302 | 2.193 | 2.2774
Program Specific1-in-10Size: Over 200kWOrange County2020February Monthly Peak | Program Specific | 1-in-10 | Size: Over 200kW | Orange County | 2020 | February Monthly Peak | 2 | 118.2089 | 113.6642 | 111.1055 | 112.8452 | 124.5907 | 153.885 | 186.8849 | 203.6751 | 214.452 | 214.3035 | 215.3418 | 214.747 | 211.8095 | 208.4672 | 200.6207 | 187.0304 | 174.9868 | 170.4232 | 162.8737 | 159.6803 | 154.3007 | 146.9174 | 137.2298 | 129.1336 | 3.4861 | 2.8737 | 2.2439 | 0.52255 | 0.36107 | 1.3626 | 1.1951 | 0.594 | 0.070679 | -0.86801 | -0.99239 | -0.3981 | 1.4319 | 6.318 | 17.8013 | 16.962 | 16.6062 | 14.1943 | 2.7923 | 0.53603 | 0.071596 | 0.59273 | 1.327 | 0.66176 | 47.9892 | 47.7732 | 47.4869 | 46.9758 | 46.4613 | 46.0709 | 45.4591 | 46.1862 | 47.0754 | 50.578 | 53.6154 | 56.9628 | 58.9856 | 59.9086 | 60.6208 | 60.8563 | 59.4676 | 58.4546 | 56.6506 | 54.6884 | 53.586 | 52.2715 | 51.1518 | 49.5849 | 5.175 | 4.5804 | 3.9174 | 2.3225 | 2.5836 | 3.6642 | 3.4449 | 4.1318 | 3.8772 | 3.4451 | 3.1322 | 3.1551 | 3.1922 | 3.2096 | 3.0952 | 2.8322 | 2.8396 | 2.9897 | 3.2635 | 2.7072 | 2.3776 | 2.5216 | 2.0972 | 2.1817
Program Specific1-in-10Size: Over 200kWOrange County2020March Monthly Peak | Program Specific | 1-in-10 | Size: Over 200kW | Orange County | 2020 | March Monthly Peak | 3 | 120.1523 | 115.5912 | 112.5168 | 113.7394 | 123.567 | 151.8401 | 178.9108 | 196.9328 | 209.3025 | 214.6309 | 221.0626 | 224.0488 | 224.6664 | 225.7996 | 218.6919 | 205.6163 | 191.0524 | 178.2755 | 167.4685 | 166.3272 | 161.586 | 152.8743 | 140.9366 | 131.8182 | 3.5434 | 2.9224 | 2.2724 | 0.52669 | 0.3581 | 1.3445 | 1.1441 | 0.57434 | 0.068982 | -0.86933 | -1.0188 | -0.41535 | 1.5188 | 6.8433 | 19.4048 | 18.6476 | 18.1308 | 14.8483 | 2.871 | 0.55834 | 0.074977 | 0.61677 | 1.3629 | 0.67552 | 61.5329 | 60.0303 | 58.8322 | 58.4264 | 57.0383 | 56.1355 | 55.6221 | 56.4566 | 59.9535 | 64.5568 | 69.5198 | 74.2033 | 77.4815 | 79.1379 | 79.8514 | 80.5415 | 80.481 | 79.5145 | 76.8471 | 73.2663 | 70.2189 | 67.1202 | 64.7072 | 62.8102 | 5.2601 | 4.6581 | 3.9672 | 2.3409 | 2.5624 | 3.6155 | 3.2979 | 3.9951 | 3.7841 | 3.4504 | 3.2154 | 3.2918 | 3.386 | 3.4764 | 3.374 | 3.1136 | 3.1003 | 3.1274 | 3.3555 | 2.8198 | 2.4899 | 2.6238 | 2.1539 | 2.2271
Program Specific1-in-10Size: Over 200kWOrange County2020April Monthly Peak | Program Specific | 1-in-10 | Size: Over 200kW | Orange County | 2020 | April Monthly Peak | 4 | 123.258 | 118.6918 | 115.4208 | 116.4203 | 126.4102 | 155.8971 | 184.123 | 205.0459 | 220.8966 | 228.7378 | 237.8636 | 242.0702 | 243.4182 | 244.6707 | 237.3825 | 222.5899 | 206.1065 | 190.7072 | 178.3187 | 175.9688 | 169.7053 | 158.9286 | 146.2408 | 136.5866 | 0.53085 | 0.087421 | 0.18175 | -0.84862 | -1.053 | -0.39026 | -0.98246 | -0.79966 | -0.83108 | -1.3391 | -1.9227 | -1.5592 | 0.20316 | 5.6926 | 19.6666 | 19.2845 | 18.4229 | 15.8694 | 4.1408 | 0.3842 | -0.55487 | -0.2419 | 0.28652 | -0.31591 | 72.2566 | 70.2738 | 68.5389 | 66.7299 | 65.7959 | 65.0804 | 64.404 | 64.5662 | 67.7345 | 73.4304 | 79.8164 | 85.7013 | 89.5654 | 91.5443 | 92.2852 | 92.8744 | 92.8398 | 92.0063 | 90.4214 | 86.83 | 81.7749 | 77.6989 | 74.9034 | 72.6485 | 5.0367 | 4.4645 | 3.7986 | 2.2365 | 2.4468 | 3.4649 | 3.168 | 3.8826 | 3.7277 | 3.4323 | 3.2294 | 3.3197 | 3.4243 | 3.5161 | 3.4185 | 3.1462 | 3.1219 | 3.1227 | 3.335 | 2.7846 | 2.4408 | 2.5461 | 2.0861 | 2.154
Program Specific1-in-10Size: Over 200kWOrange County2020May Monthly Peak | Program Specific | 1-in-10 | Size: Over 200kW | Orange County | 2020 | May Monthly Peak | 5 | 128.9235 | 124.2145 | 120.1344 | 121.1356 | 132.6014 | 163.0787 | 192.0925 | 216.0007 | 234.5984 | 244.245 | 253.332 | 257.68 | 257.8791 | 257.1385 | 249.4978 | 232.7971 | 215.7248 | 199.5568 | 187.2218 | 182.4728 | 178.206 | 166.641 | 153.5716 | 144.0448 | -0.56541 | -0.96085 | -0.58294 | -1.3814 | -1.6184 | -1.0476 | -1.8028 | -1.3506 | -1.214 | -1.582 | -2.3516 | -2.0677 | -0.31219 | 5.3578 | 20.1637 | 19.843 | 18.872 | 16.6007 | 4.7402 | 0.32449 | -0.81232 | -0.57324 | -0.10784 | -0.70294 | 73.1257 | 71.6307 | 69.8872 | 69.2108 | 68.535 | 67.4837 | 66.9785 | 67.489 | 71.6971 | 78.1971 | 83.8903 | 88.3705 | 91.098 | 93.185 | 94.6348 | 95.5304 | 95.6227 | 94.3455 | 92.1218 | 89.3746 | 85.9122 | 82.0173 | 79.0002 | 76.7042 | 5.2472 | 4.6537 | 3.938 | 2.3178 | 2.5564 | 3.6101 | 3.2919 | 4.0738 | 3.9432 | 3.6504 | 3.4257 | 3.5197 | 3.6133 | 3.6806 | 3.5787 | 3.2774 | 3.2546 | 3.2546 | 3.4876 | 2.8761 | 2.5529 | 2.659 | 2.1819 | 2.2625
Program Specific1-in-10Size: Over 200kWOrange County2020June Monthly Peak | Program Specific | 1-in-10 | Size: Over 200kW | Orange County | 2020 | June Monthly Peak | 6 | 137.3854 | 132.5964 | 128.0208 | 129.1751 | 140.6597 | 170.1699 | 198.0385 | 218.6869 | 234.8143 | 243.4016 | 252.656 | 255.9829 | 254.9321 | 252.9333 | 246.2967 | 233.5554 | 218.9604 | 203.747 | 192.8952 | 186.9678 | 182.2856 | 172.4597 | 159.1755 | 150.2658 | -0.68163 | -1.1001 | -0.67572 | -1.5082 | -1.7529 | -1.1373 | -1.9117 | -1.4014 | -1.237 | -1.5866 | -2.3654 | -2.081 | -0.34316 | 5.2295 | 19.8718 | 19.886 | 19.1275 | 16.9489 | 4.9107 | 0.32746 | -0.84647 | -0.61516 | -0.13984 | -0.75885 | 74.4702 | 72.9254 | 71.4954 | 70.3462 | 69.0555 | 68.146 | 67.9012 | 68.783 | 72.0127 | 76.9294 | 82.3133 | 86.9306 | 90.2169 | 92.7356 | 94.5052 | 95.1688 | 95.4883 | 94.8856 | 93.456 | 91.1929 | 87.2133 | 82.8609 | 80.1367 | 78.0661 | 5.5924 | 4.9683 | 4.197 | 2.472 | 2.7121 | 3.7676 | 3.3943 | 4.125 | 3.9473 | 3.6382 | 3.417 | 3.497 | 3.5725 | 3.6209 | 3.5332 | 3.2885 | 3.3038 | 3.3234 | 3.5937 | 2.9473 | 2.6117 | 2.7522 | 2.2619 | 2.3606
Program Specific1-in-10Size: Over 200kWOrange County2020July Monthly Peak | Program Specific | 1-in-10 | Size: Over 200kW | Orange County | 2020 | July Monthly Peak | 7 | 142.9321 | 137.7067 | 133.4824 | 134.4011 | 146.4803 | 176.8965 | 204.993 | 225.1727 | 240.1258 | 248.3686 | 256.4354 | 258.2775 | 256.6019 | 254.8727 | 248.4222 | 236.2723 | 223.1887 | 208.4685 | 197.877 | 192.1475 | 186.9027 | 176.7876 | 163.2187 | 154.3595 | -1.7484 | -2.1184 | -1.4222 | -2.0318 | -2.3003 | -1.7624 | -2.6731 | -1.8861 | -1.5487 | -1.7483 | -2.6581 | -2.4417 | -0.78442 | 4.7514 | 19.6213 | 19.8407 | 19.1415 | 17.3372 | 5.3847 | 0.27143 | -1.0694 | -0.91422 | -0.50676 | -1.111 | 76.2125 | 75.1208 | 74.0132 | 72.9954 | 72.1598 | 71.6216 | 71.424 | 71.7724 | 74.8077 | 79.6763 | 84.4218 | 88.7852 | 91.7237 | 93.518 | 95.2845 | 95.7559 | 96.2086 | 95.0628 | 93.229 | 91.2536 | 88.0496 | 84.6335 | 82.2899 | 80.6171 | 5.8519 | 5.1897 | 4.4014 | 2.5869 | 2.8407 | 3.9392 | 3.5339 | 4.272 | 4.0601 | 3.734 | 3.4882 | 3.5488 | 3.6167 | 3.6698 | 3.5844 | 3.346 | 3.3871 | 3.4201 | 3.7079 | 3.0465 | 2.6934 | 2.8376 | 2.3328 | 2.4389
Program Specific1-in-10Size: Over 200kWOrange County2020August Monthly Peak | Program Specific | 1-in-10 | Size: Over 200kW | Orange County | 2020 | August Monthly Peak | 8 | 146.1391 | 140.6773 | 136.3517 | 136.5426 | 149.7519 | 183.0335 | 215.5238 | 239.2058 | 258.6999 | 268.2408 | 279.1275 | 280.6868 | 278.9887 | 276.5983 | 269.0671 | 252.7375 | 235.1505 | 216.4543 | 204.1328 | 200.4511 | 194.0531 | 181.9877 | 168.4675 | 159.5142 | -3.467 | -3.7396 | -2.6113 | -2.8068 | -3.1189 | -2.7721 | -3.964 | -2.7477 | -2.1515 | -2.109 | -3.3358 | -3.241 | -1.6072 | 4.2679 | 20.5296 | 20.7558 | 19.5757 | 17.9939 | 6.121 | 0.17582 | -1.4409 | -1.4025 | -1.1158 | -1.6894 | 79.2858 | 78.0932 | 77.1041 | 76.2438 | 75.6431 | 75.0085 | 74.5851 | 74.7866 | 77.8748 | 82.1528 | 86.8558 | 91.6691 | 95.3709 | 98.246 | 99.7839 | 100.1391 | 99.6751 | 98.167 | 96.8103 | 94.12 | 90.1667 | 86.6576 | 84.1529 | 82.4095 | 6.1297 | 5.4316 | 4.6062 | 2.6925 | 2.9753 | 4.1757 | 3.8064 | 4.6494 | 4.4812 | 4.1316 | 3.8899 | 3.9512 | 4.0286 | 4.0802 | 3.9773 | 3.6669 | 3.6561 | 3.6381 | 3.9188 | 3.256 | 2.8649 | 2.9926 | 2.4668 | 2.5821
Program Specific1-in-10Size: Over 200kWOrange County2020September Monthly Peak | Program Specific | 1-in-10 | Size: Over 200kW | Orange County | 2020 | September Monthly Peak | 9 | 145.6289 | 140.7072 | 135.7657 | 137.0267 | 150.4892 | 186.096 | 222.4647 | 246.3179 | 269.4655 | 280.3206 | 290.1114 | 291.1252 | 289.0329 | 287.402 | 278.9109 | 260.3201 | 241.5014 | 221.5735 | 211.0504 | 208.7138 | 197.8089 | 184.3922 | 170.2896 | 160.6148 | -4.2118 | -4.4532 | -3.1218 | -3.1539 | -3.483 | -3.2547 | -4.6303 | -3.1758 | -2.4686 | -2.3083 | -3.6751 | -3.6372 | -2.0185 | 4.017 | 20.942 | 21.1607 | 19.8296 | 18.4161 | 6.5931 | 0.13252 | -1.6212 | -1.6325 | -1.3988 | -1.9476 | 81.6788 | 80.3713 | 79.2271 | 78.5671 | 77.4718 | 76.5906 | 76.1673 | 76.2113 | 78.4603 | 82.9417 | 88.0968 | 93.4003 | 97.419 | 99.7947 | 100.9379 | 100.7449 | 100.2246 | 99.3477 | 97.5738 | 94.5839 | 90.9204 | 87.5806 | 84.9661 | 83.1001 | 6.2095 | 5.5227 | 4.6624 | 2.7468 | 3.0394 | 4.3159 | 3.9941 | 4.8669 | 4.7451 | 4.3891 | 4.1099 | 4.166 | 4.2428 | 4.3098 | 4.1911 | 3.8395 | 3.817 | 3.7859 | 4.1187 | 3.4464 | 2.9687 | 3.0824 | 2.5347 | 2.643
Program Specific1-in-10Size: Over 200kWOrange County2020October Monthly Peak | Program Specific | 1-in-10 | Size: Over 200kW | Orange County | 2020 | October Monthly Peak | 10 | 119.6267 | 115.8183 | 112.8671 | 114.4873 | 125.9303 | 155.5515 | 187.6922 | 208.2076 | 224.685 | 231.6707 | 240.2728 | 244.6145 | 244.8401 | 243.5588 | 236.2292 | 220.1226 | 204.0286 | 193.4954 | 181.2793 | 174.4136 | 165.8879 | 154.4649 | 143.2573 | 134.5281 | -0.84296 | -1.1963 | -0.76975 | -1.4497 | -1.6864 | -1.1859 | -1.9941 | -1.4518 | -1.2598 | -1.5447 | -2.3186 | -2.0814 | -0.4497 | 4.8937 | 18.9445 | 18.6684 | 17.73 | 16.0949 | 4.7062 | 0.28853 | -0.82161 | -0.62204 | -0.21731 | -0.76222 | 76.2146 | 75.7554 | 75.3239 | 73.7478 | 72.8184 | 72.1554 | 71.3997 | 71.0361 | 72.0928 | 75.4786 | 79.8346 | 84.5698 | 88.3685 | 91.444 | 93.0148 | 93.5494 | 92.9657 | 91.3308 | 88.9926 | 85.8042 | 82.19 | 79.6558 | 77.9906 | 76.4185 | 4.8737 | 4.3434 | 3.7034 | 2.1928 | 2.4302 | 3.4469 | 3.2197 | 3.9307 | 3.7804 | 3.4659 | 3.2523 | 3.3446 | 3.434 | 3.4897 | 3.3917 | 3.1021 | 3.0812 | 3.1589 | 3.3802 | 2.7518 | 2.3788 | 2.4672 | 2.0374 | 2.1152
Program Specific1-in-10Size: Over 200kWOrange County2020November Monthly Peak | Program Specific | 1-in-10 | Size: Over 200kW | Orange County | 2020 | November Monthly Peak | 11 | 121.4482 | 117.8555 | 114.1038 | 114.2932 | 125.2943 | 153.0465 | 181.2519 | 198.4792 | 210.9353 | 217.6276 | 223.4859 | 226.5319 | 226.3151 | 225.4428 | 217.4286 | 202.6513 | 189.009 | 182.7829 | 172.3662 | 166.179 | 159.8187 | 150.3455 | 139.0287 | 130.5138 | 3.5816 | 2.9796 | 2.3044 | 0.52926 | 0.36311 | 1.3552 | 1.1591 | 0.57885 | 0.06952 | -0.88147 | -1.0299 | -0.41995 | 1.5299 | 6.8325 | 19.2927 | 18.3787 | 17.9369 | 15.2237 | 2.955 | 0.55784 | 0.074157 | 0.60656 | 1.3444 | 0.66884 | 63.6444 | 62.6408 | 62.0812 | 61.0053 | 59.772 | 58.7944 | 59.0343 | 59.4168 | 61.5279 | 65.5914 | 70.8771 | 75.3632 | 78.2243 | 79.8907 | 80.8779 | 80.8831 | 79.8158 | 77.4374 | 74.6419 | 72.1916 | 70.0884 | 68.2808 | 66.726 | 66.0317 | 5.3168 | 4.7493 | 4.0231 | 2.3523 | 2.5982 | 3.6442 | 3.3411 | 4.0264 | 3.8136 | 3.4985 | 3.2506 | 3.3283 | 3.4109 | 3.4709 | 3.3545 | 3.0688 | 3.0672 | 3.2065 | 3.4536 | 2.8173 | 2.4626 | 2.5804 | 2.1247 | 2.205
Program Specific1-in-10Size: Over 200kWOrange County2020December Monthly Peak | Program Specific | 1-in-10 | Size: Over 200kW | Orange County | 2020 | December Monthly Peak | 12 | 120.6928 | 116.238 | 113.413 | 114.8333 | 126.184 | 153.8946 | 185.7043 | 201.3077 | 212.4036 | 211.0018 | 209.9701 | 206.1239 | 200.7937 | 195.8381 | 188.0952 | 175.2874 | 165.8072 | 163.4439 | 156.6635 | 154.1505 | 149.7279 | 142.6683 | 133.9655 | 126.691 | 3.5594 | 2.9387 | 2.2905 | 0.53176 | 0.36568 | 1.3627 | 1.1876 | 0.58709 | 0.070004 | -0.85464 | -0.96764 | -0.38212 | 1.3574 | 5.9353 | 16.6899 | 15.8971 | 15.735 | 13.613 | 2.6858 | 0.51746 | 0.069475 | 0.57559 | 1.2955 | 0.64925 | 44.0584 | 43.4354 | 42.7632 | 42.786 | 42.3156 | 41.5338 | 41.4974 | 41.4516 | 42.2959 | 44.2704 | 46.5905 | 48.6176 | 49.6195 | 50.1483 | 50.6995 | 51.0909 | 50.543 | 49.2546 | 47.4369 | 46.4359 | 45.647 | 44.7733 | 44.1445 | 43.5818 | 5.2837 | 4.6842 | 3.9988 | 2.3634 | 2.6166 | 3.6644 | 3.4231 | 4.0838 | 3.8402 | 3.392 | 3.054 | 3.0284 | 3.0262 | 3.0151 | 2.902 | 2.6544 | 2.6907 | 2.8672 | 3.139 | 2.6134 | 2.3071 | 2.4486 | 2.0473 | 2.1405
Program Specific1-in-10Size: Over 200kWOrange County2020Typical Event Day | Program Specific | 1-in-10 | Size: Over 200kW | Orange County | 2020 | Typical Event Day | 8 | 144.5621 | 139.2088 | 134.9395 | 135.2412 | 148.3141 | 180.9468 | 212.6516 | 235.2049 | 253.521 | 262.6447 | 273.0718 | 274.6396 | 272.9765 | 270.8133 | 263.4597 | 247.7535 | 230.6859 | 212.6368 | 200.5527 | 197.037 | 191.0606 | 179.5994 | 166.2913 | 157.5543 | -2.524 | -2.8507 | -1.9592 | -2.3791 | -2.6747 | -2.2293 | -3.2907 | -2.3029 | -1.8504 | -1.9471 | -3.0274 | -2.8578 | -1.1702 | 4.6529 | 20.4873 | 20.5964 | 19.5205 | 17.6805 | 5.7105 | 0.23034 | -1.2412 | -1.1359 | -0.78244 | -1.3772 | 77.9118 | 76.6277 | 75.4599 | 74.5381 | 73.5825 | 72.8417 | 72.5194 | 72.8883 | 75.7889 | 80.425 | 85.4219 | 90.1963 | 93.6826 | 96.0736 | 97.6279 | 97.9522 | 97.8991 | 96.8658 | 95.2673 | 92.7876 | 89.0875 | 85.4332 | 82.8864 | 81.0482 | 5.971 | 5.2928 | 4.4889 | 2.6261 | 2.9017 | 4.0651 | 3.6983 | 4.5018 | 4.3245 | 3.9836 | 3.7474 | 3.8071 | 3.8816 | 3.9338 | 3.835 | 3.5397 | 3.5319 | 3.5194 | 3.7913 | 3.1517 | 2.7776 | 2.9083 | 2.3977 | 2.5115
Program Specific1-in-10Size: Over 200kWOrange County2021January Monthly Peak | Program Specific | 1-in-10 | Size: Over 200kW | Orange County | 2021 | January Monthly Peak | 1 | 124.4708 | 119.0088 | 116.4256 | 117.7368 | 130.2725 | 162.2931 | 199.3248 | 219.0155 | 231.7617 | 229.327 | 228.0183 | 224.5059 | 219.5659 | 213.9999 | 205.0535 | 190.1286 | 178.1133 | 174.1232 | 168.2295 | 166.4317 | 160.9929 | 153.2498 | 143.4958 | 134.7962 | 3.6708 | 3.0088 | 2.3513 | 0.5452 | 0.37753 | 1.4371 | 1.2747 | 0.63874 | 0.076384 | -0.92886 | -1.0508 | -0.41619 | 1.4843 | 6.4857 | 18.1947 | 17.243 | 16.9029 | 14.5025 | 2.8841 | 0.55869 | 0.074702 | 0.61828 | 1.3876 | 0.69078 | 42.1177 | 42.0476 | 41.3269 | 40.6886 | 40.1794 | 39.7875 | 39.5012 | 39.2183 | 39.808 | 42.1317 | 44.291 | 46.3631 | 47.7766 | 48.8442 | 49.8751 | 50.1697 | 49.616 | 48.3268 | 46.527 | 45.7999 | 45.1389 | 45.0413 | 44.7506 | 44.3293 | 5.4491 | 4.7958 | 4.105 | 2.4232 | 2.7014 | 3.8644 | 3.6742 | 4.443 | 4.1901 | 3.6866 | 3.3166 | 3.2985 | 3.3091 | 3.2948 | 3.1636 | 2.8791 | 2.8904 | 3.0546 | 3.3708 | 2.8216 | 2.4807 | 2.6302 | 2.193 | 2.2774
Program Specific1-in-10Size: Over 200kWOrange County2021February Monthly Peak | Program Specific | 1-in-10 | Size: Over 200kW | Orange County | 2021 | February Monthly Peak | 2 | 118.2089 | 113.6642 | 111.1055 | 112.8452 | 124.5908 | 153.885 | 186.8849 | 203.6751 | 214.452 | 214.3035 | 215.3417 | 214.747 | 211.8095 | 208.4672 | 200.6207 | 187.0304 | 174.9868 | 170.4232 | 162.8737 | 159.6803 | 154.3007 | 146.9174 | 137.2298 | 129.1336 | 3.4861 | 2.8737 | 2.2439 | 0.52255 | 0.36107 | 1.3626 | 1.1951 | 0.594 | 0.070679 | -0.86801 | -0.99239 | -0.3981 | 1.4319 | 6.318 | 17.8013 | 16.962 | 16.6062 | 14.1943 | 2.7923 | 0.53603 | 0.071596 | 0.59273 | 1.327 | 0.66176 | 47.9892 | 47.7732 | 47.4869 | 46.9758 | 46.4612 | 46.0709 | 45.4591 | 46.1862 | 47.0754 | 50.578 | 53.6154 | 56.9628 | 58.9856 | 59.9086 | 60.6208 | 60.8563 | 59.4676 | 58.4546 | 56.6506 | 54.6884 | 53.586 | 52.2715 | 51.1518 | 49.5849 | 5.175 | 4.5804 | 3.9174 | 2.3225 | 2.5836 | 3.6642 | 3.4449 | 4.1318 | 3.8772 | 3.4451 | 3.1322 | 3.1551 | 3.1922 | 3.2096 | 3.0952 | 2.8322 | 2.8396 | 2.9897 | 3.2635 | 2.7072 | 2.3776 | 2.5216 | 2.0972 | 2.1817
Program Specific1-in-10Size: Over 200kWOrange County2021March Monthly Peak | Program Specific | 1-in-10 | Size: Over 200kW | Orange County | 2021 | March Monthly Peak | 3 | 120.1523 | 115.5912 | 112.5168 | 113.7394 | 123.567 | 151.8401 | 178.9108 | 196.9328 | 209.3025 | 214.6309 | 221.0626 | 224.0488 | 224.6664 | 225.7996 | 218.6919 | 205.6163 | 191.0524 | 178.2755 | 167.4685 | 166.3272 | 161.586 | 152.8743 | 140.9366 | 131.8182 | 3.5434 | 2.9224 | 2.2724 | 0.52669 | 0.3581 | 1.3445 | 1.1441 | 0.57434 | 0.068982 | -0.86933 | -1.0188 | -0.41535 | 1.5188 | 6.8433 | 19.4048 | 18.6476 | 18.1308 | 14.8483 | 2.871 | 0.55834 | 0.074977 | 0.61677 | 1.3629 | 0.67552 | 61.5329 | 60.0303 | 58.8322 | 58.4264 | 57.0383 | 56.1355 | 55.6221 | 56.4566 | 59.9535 | 64.5568 | 69.5198 | 74.2033 | 77.4815 | 79.1379 | 79.8514 | 80.5415 | 80.481 | 79.5145 | 76.8471 | 73.2663 | 70.2189 | 67.1202 | 64.7072 | 62.8102 | 5.2601 | 4.6581 | 3.9672 | 2.3409 | 2.5624 | 3.6155 | 3.2979 | 3.9951 | 3.7841 | 3.4504 | 3.2154 | 3.2918 | 3.386 | 3.4764 | 3.374 | 3.1137 | 3.1003 | 3.1274 | 3.3555 | 2.8198 | 2.4899 | 2.6238 | 2.1539 | 2.2271
Program Specific1-in-10Size: Over 200kWOrange County2021April Monthly Peak | Program Specific | 1-in-10 | Size: Over 200kW | Orange County | 2021 | April Monthly Peak | 4 | 123.258 | 118.6918 | 115.4208 | 116.4203 | 126.4102 | 155.8971 | 184.123 | 205.0459 | 220.8966 | 228.7378 | 237.8636 | 242.0702 | 243.4182 | 244.6707 | 237.3826 | 222.5899 | 206.1065 | 190.7072 | 178.3187 | 175.9688 | 169.7053 | 158.9286 | 146.2408 | 136.5866 | 0.53085 | 0.087421 | 0.18175 | -0.84862 | -1.053 | -0.39026 | -0.98246 | -0.79966 | -0.83108 | -1.3391 | -1.9227 | -1.5592 | 0.20316 | 5.6926 | 19.6666 | 19.2845 | 18.4229 | 15.8694 | 4.1408 | 0.3842 | -0.55487 | -0.2419 | 0.28652 | -0.31591 | 72.2566 | 70.2738 | 68.5389 | 66.7299 | 65.7959 | 65.0804 | 64.404 | 64.5662 | 67.7345 | 73.4304 | 79.8164 | 85.7013 | 89.5654 | 91.5443 | 92.2852 | 92.8744 | 92.8398 | 92.0063 | 90.4214 | 86.83 | 81.7749 | 77.6989 | 74.9034 | 72.6485 | 5.0367 | 4.4645 | 3.7986 | 2.2365 | 2.4468 | 3.4649 | 3.168 | 3.8826 | 3.7277 | 3.4323 | 3.2294 | 3.3197 | 3.4243 | 3.5161 | 3.4185 | 3.1462 | 3.1219 | 3.1227 | 3.335 | 2.7846 | 2.4408 | 2.5461 | 2.0861 | 2.154
Program Specific1-in-10Size: Over 200kWOrange County2021May Monthly Peak | Program Specific | 1-in-10 | Size: Over 200kW | Orange County | 2021 | May Monthly Peak | 5 | 128.9235 | 124.2145 | 120.1344 | 121.1356 | 132.6014 | 163.0787 | 192.0925 | 216.0007 | 234.5984 | 244.245 | 253.3319 | 257.68 | 257.8791 | 257.1385 | 249.4978 | 232.7971 | 215.7248 | 199.5568 | 187.2218 | 182.4728 | 178.206 | 166.641 | 153.5716 | 144.0448 | -0.56541 | -0.96085 | -0.58294 | -1.3814 | -1.6184 | -1.0476 | -1.8028 | -1.3506 | -1.214 | -1.582 | -2.3516 | -2.0677 | -0.31219 | 5.3578 | 20.1637 | 19.843 | 18.872 | 16.6007 | 4.7402 | 0.32449 | -0.81232 | -0.57324 | -0.10784 | -0.70294 | 73.1257 | 71.6307 | 69.8872 | 69.2108 | 68.535 | 67.4837 | 66.9785 | 67.489 | 71.6971 | 78.1971 | 83.8903 | 88.3705 | 91.098 | 93.185 | 94.6348 | 95.5304 | 95.6227 | 94.3455 | 92.1218 | 89.3746 | 85.9122 | 82.0173 | 79.0002 | 76.7042 | 5.2472 | 4.6537 | 3.938 | 2.3178 | 2.5564 | 3.6101 | 3.2919 | 4.0738 | 3.9432 | 3.6504 | 3.4257 | 3.5197 | 3.6133 | 3.6806 | 3.5787 | 3.2774 | 3.2546 | 3.2546 | 3.4876 | 2.8761 | 2.5529 | 2.659 | 2.1819 | 2.2625
Program Specific1-in-10Size: Over 200kWOrange County2021June Monthly Peak | Program Specific | 1-in-10 | Size: Over 200kW | Orange County | 2021 | June Monthly Peak | 6 | 137.3854 | 132.5964 | 128.0208 | 129.1751 | 140.6597 | 170.1699 | 198.0385 | 218.6869 | 234.8143 | 243.4016 | 252.656 | 255.9829 | 254.9321 | 252.9333 | 246.2967 | 233.5554 | 218.9604 | 203.747 | 192.8952 | 186.9678 | 182.2856 | 172.4597 | 159.1755 | 150.2658 | -0.68163 | -1.1001 | -0.67572 | -1.5082 | -1.7529 | -1.1373 | -1.9117 | -1.4014 | -1.237 | -1.5866 | -2.3654 | -2.081 | -0.34316 | 5.2295 | 19.8718 | 19.886 | 19.1275 | 16.9489 | 4.9107 | 0.32746 | -0.84647 | -0.61516 | -0.13984 | -0.75885 | 74.4702 | 72.9254 | 71.4954 | 70.3462 | 69.0555 | 68.146 | 67.9012 | 68.783 | 72.0127 | 76.9294 | 82.3133 | 86.9306 | 90.2169 | 92.7356 | 94.5052 | 95.1688 | 95.4883 | 94.8856 | 93.456 | 91.1929 | 87.2133 | 82.8609 | 80.1367 | 78.0661 | 5.5924 | 4.9683 | 4.197 | 2.472 | 2.7121 | 3.7676 | 3.3943 | 4.125 | 3.9473 | 3.6382 | 3.417 | 3.497 | 3.5725 | 3.6209 | 3.5332 | 3.2885 | 3.3038 | 3.3234 | 3.5937 | 2.9473 | 2.6117 | 2.7522 | 2.2619 | 2.3606
Program Specific1-in-10Size: Over 200kWOrange County2021July Monthly Peak | Program Specific | 1-in-10 | Size: Over 200kW | Orange County | 2021 | July Monthly Peak | 7 | 142.9321 | 137.7067 | 133.4824 | 134.4011 | 146.4803 | 176.8965 | 204.993 | 225.1727 | 240.1258 | 248.3686 | 256.4354 | 258.2775 | 256.6019 | 254.8727 | 248.4222 | 236.2723 | 223.1887 | 208.4685 | 197.877 | 192.1474 | 186.9027 | 176.7876 | 163.2187 | 154.3595 | -1.7484 | -2.1184 | -1.4222 | -2.0318 | -2.3003 | -1.7624 | -2.6731 | -1.8861 | -1.5487 | -1.7483 | -2.6581 | -2.4417 | -0.78442 | 4.7514 | 19.6213 | 19.8407 | 19.1415 | 17.3372 | 5.3847 | 0.27143 | -1.0694 | -0.91422 | -0.50676 | -1.111 | 76.2125 | 75.1208 | 74.0132 | 72.9954 | 72.1598 | 71.6216 | 71.424 | 71.7724 | 74.8077 | 79.6763 | 84.4218 | 88.7852 | 91.7237 | 93.518 | 95.2845 | 95.7559 | 96.2086 | 95.0628 | 93.229 | 91.2536 | 88.0496 | 84.6335 | 82.2899 | 80.6171 | 5.8519 | 5.1897 | 4.4014 | 2.5869 | 2.8407 | 3.9392 | 3.5339 | 4.272 | 4.0601 | 3.734 | 3.4882 | 3.5488 | 3.6167 | 3.6698 | 3.5844 | 3.346 | 3.3871 | 3.4201 | 3.7079 | 3.0465 | 2.6934 | 2.8376 | 2.3328 | 2.4389
Program Specific1-in-10Size: Over 200kWOrange County2021August Monthly Peak | Program Specific | 1-in-10 | Size: Over 200kW | Orange County | 2021 | August Monthly Peak | 8 | 146.1391 | 140.6773 | 136.3517 | 136.5426 | 149.7519 | 183.0335 | 215.5238 | 239.2058 | 258.6999 | 268.2408 | 279.1275 | 280.6868 | 278.9887 | 276.5983 | 269.0671 | 252.7375 | 235.1505 | 216.4543 | 204.1328 | 200.4511 | 194.0531 | 181.9877 | 168.4675 | 159.5142 | -3.467 | -3.7396 | -2.6113 | -2.8068 | -3.1189 | -2.7721 | -3.964 | -2.7477 | -2.1515 | -2.109 | -3.3358 | -3.241 | -1.6072 | 4.2679 | 20.5296 | 20.7558 | 19.5757 | 17.9939 | 6.121 | 0.17582 | -1.4409 | -1.4025 | -1.1158 | -1.6894 | 79.2858 | 78.0931 | 77.1041 | 76.2438 | 75.643 | 75.0085 | 74.5851 | 74.7866 | 77.8748 | 82.1528 | 86.8558 | 91.6691 | 95.3709 | 98.246 | 99.7839 | 100.1391 | 99.6751 | 98.167 | 96.8103 | 94.12 | 90.1667 | 86.6576 | 84.1529 | 82.4095 | 6.1297 | 5.4316 | 4.6062 | 2.6925 | 2.9753 | 4.1757 | 3.8064 | 4.6494 | 4.4812 | 4.1316 | 3.8899 | 3.9512 | 4.0286 | 4.0802 | 3.9773 | 3.6669 | 3.6561 | 3.6381 | 3.9188 | 3.256 | 2.8649 | 2.9926 | 2.4668 | 2.5821
Program Specific1-in-10Size: Over 200kWOrange County2021September Monthly Peak | Program Specific | 1-in-10 | Size: Over 200kW | Orange County | 2021 | September Monthly Peak | 9 | 145.6289 | 140.7072 | 135.7657 | 137.0267 | 150.4892 | 186.096 | 222.4647 | 246.3179 | 269.4656 | 280.3206 | 290.1115 | 291.1252 | 289.0329 | 287.402 | 278.9109 | 260.3201 | 241.5014 | 221.5735 | 211.0504 | 208.7138 | 197.8089 | 184.3921 | 170.2896 | 160.6147 | -4.2118 | -4.4532 | -3.1218 | -3.1539 | -3.483 | -3.2547 | -4.6303 | -3.1758 | -2.4686 | -2.3083 | -3.6751 | -3.6372 | -2.0185 | 4.017 | 20.942 | 21.1607 | 19.8296 | 18.4161 | 6.5931 | 0.13252 | -1.6212 | -1.6325 | -1.3988 | -1.9476 | 81.6788 | 80.3713 | 79.2271 | 78.5671 | 77.4718 | 76.5906 | 76.1672 | 76.2113 | 78.4603 | 82.9417 | 88.0968 | 93.4003 | 97.419 | 99.7947 | 100.9379 | 100.7449 | 100.2246 | 99.3477 | 97.5738 | 94.5838 | 90.9204 | 87.5806 | 84.9661 | 83.1001 | 6.2095 | 5.5227 | 4.6624 | 2.7468 | 3.0394 | 4.3159 | 3.9941 | 4.8669 | 4.7451 | 4.3891 | 4.1099 | 4.166 | 4.2428 | 4.3098 | 4.1911 | 3.8395 | 3.817 | 3.7859 | 4.1187 | 3.4464 | 2.9687 | 3.0824 | 2.5347 | 2.643
Program Specific1-in-10Size: Over 200kWOrange County2021October Monthly Peak | Program Specific | 1-in-10 | Size: Over 200kW | Orange County | 2021 | October Monthly Peak | 10 | 119.6266 | 115.8183 | 112.8671 | 114.4873 | 125.9303 | 155.5515 | 187.6922 | 208.2076 | 224.685 | 231.6707 | 240.2728 | 244.6145 | 244.8401 | 243.5588 | 236.2292 | 220.1226 | 204.0286 | 193.4954 | 181.2793 | 174.4136 | 165.8879 | 154.4649 | 143.2573 | 134.5281 | -0.84296 | -1.1963 | -0.76975 | -1.4497 | -1.6864 | -1.1859 | -1.9941 | -1.4518 | -1.2598 | -1.5447 | -2.3186 | -2.0814 | -0.4497 | 4.8937 | 18.9445 | 18.6684 | 17.73 | 16.0949 | 4.7062 | 0.28853 | -0.82161 | -0.62204 | -0.21731 | -0.76222 | 76.2146 | 75.7554 | 75.3239 | 73.7478 | 72.8184 | 72.1554 | 71.3997 | 71.0361 | 72.0928 | 75.4786 | 79.8346 | 84.5698 | 88.3685 | 91.444 | 93.0148 | 93.5494 | 92.9657 | 91.3308 | 88.9926 | 85.8042 | 82.19 | 79.6558 | 77.9906 | 76.4184 | 4.8737 | 4.3434 | 3.7034 | 2.1928 | 2.4302 | 3.4469 | 3.2197 | 3.9307 | 3.7804 | 3.4659 | 3.2523 | 3.3446 | 3.434 | 3.4897 | 3.3917 | 3.1021 | 3.0812 | 3.1589 | 3.3802 | 2.7518 | 2.3788 | 2.4672 | 2.0374 | 2.1152
Program Specific1-in-10Size: Over 200kWOrange County2021November Monthly Peak | Program Specific | 1-in-10 | Size: Over 200kW | Orange County | 2021 | November Monthly Peak | 11 | 121.4482 | 117.8555 | 114.1038 | 114.2932 | 125.2943 | 153.0465 | 181.2519 | 198.4792 | 210.9353 | 217.6276 | 223.4859 | 226.5319 | 226.3151 | 225.4428 | 217.4287 | 202.6512 | 189.009 | 182.7829 | 172.3662 | 166.179 | 159.8187 | 150.3455 | 139.0287 | 130.5138 | 3.5816 | 2.9796 | 2.3044 | 0.52926 | 0.36311 | 1.3552 | 1.1591 | 0.57885 | 0.06952 | -0.88147 | -1.0299 | -0.41995 | 1.5299 | 6.8325 | 19.2927 | 18.3787 | 17.9369 | 15.2237 | 2.955 | 0.55784 | 0.074157 | 0.60656 | 1.3444 | 0.66884 | 63.6444 | 62.6408 | 62.0812 | 61.0053 | 59.772 | 58.7944 | 59.0343 | 59.4168 | 61.5279 | 65.5914 | 70.8771 | 75.3632 | 78.2243 | 79.8907 | 80.8779 | 80.8831 | 79.8158 | 77.4374 | 74.6419 | 72.1916 | 70.0884 | 68.2808 | 66.726 | 66.0317 | 5.3168 | 4.7493 | 4.0231 | 2.3523 | 2.5982 | 3.6442 | 3.3411 | 4.0264 | 3.8136 | 3.4986 | 3.2506 | 3.3283 | 3.4109 | 3.4709 | 3.3545 | 3.0687 | 3.0672 | 3.2065 | 3.4536 | 2.8173 | 2.4626 | 2.5804 | 2.1247 | 2.205
Program Specific1-in-10Size: Over 200kWOrange County2021December Monthly Peak | Program Specific | 1-in-10 | Size: Over 200kW | Orange County | 2021 | December Monthly Peak | 12 | 120.6928 | 116.238 | 113.413 | 114.8332 | 126.184 | 153.8946 | 185.7043 | 201.3077 | 212.4036 | 211.0018 | 209.9701 | 206.1239 | 200.7937 | 195.8381 | 188.0952 | 175.2874 | 165.8072 | 163.4439 | 156.6634 | 154.1505 | 149.7279 | 142.6683 | 133.9655 | 126.691 | 3.5594 | 2.9387 | 2.2905 | 0.53176 | 0.36568 | 1.3627 | 1.1876 | 0.58709 | 0.070004 | -0.85464 | -0.96764 | -0.38212 | 1.3574 | 5.9353 | 16.6899 | 15.8971 | 15.735 | 13.613 | 2.6858 | 0.51746 | 0.069475 | 0.57559 | 1.2955 | 0.64925 | 44.0584 | 43.4354 | 42.7632 | 42.786 | 42.3156 | 41.5338 | 41.4974 | 41.4516 | 42.2959 | 44.2704 | 46.5905 | 48.6176 | 49.6195 | 50.1483 | 50.6995 | 51.0909 | 50.543 | 49.2546 | 47.4369 | 46.4359 | 45.647 | 44.7733 | 44.1445 | 43.5818 | 5.2837 | 4.6842 | 3.9988 | 2.3634 | 2.6166 | 3.6644 | 3.4231 | 4.0838 | 3.8402 | 3.392 | 3.054 | 3.0284 | 3.0262 | 3.0151 | 2.902 | 2.6544 | 2.6907 | 2.8672 | 3.139 | 2.6134 | 2.3071 | 2.4486 | 2.0473 | 2.1405
Program Specific1-in-10Size: Over 200kWOrange County2021Typical Event Day | Program Specific | 1-in-10 | Size: Over 200kW | Orange County | 2021 | Typical Event Day | 8 | 144.5621 | 139.2088 | 134.9395 | 135.2412 | 148.3141 | 180.9468 | 212.6516 | 235.2049 | 253.5211 | 262.6447 | 273.0718 | 274.6396 | 272.9765 | 270.8133 | 263.4597 | 247.7535 | 230.6859 | 212.6368 | 200.5527 | 197.0371 | 191.0605 | 179.5994 | 166.2913 | 157.5543 | -2.524 | -2.8507 | -1.9592 | -2.3791 | -2.6747 | -2.2293 | -3.2907 | -2.3029 | -1.8504 | -1.9471 | -3.0274 | -2.8578 | -1.1702 | 4.6529 | 20.4873 | 20.5964 | 19.5205 | 17.6805 | 5.7105 | 0.23034 | -1.2412 | -1.1359 | -0.78244 | -1.3772 | 77.9118 | 76.6277 | 75.4599 | 74.5381 | 73.5825 | 72.8417 | 72.5194 | 72.8883 | 75.7889 | 80.425 | 85.4219 | 90.1963 | 93.6826 | 96.0736 | 97.6279 | 97.9522 | 97.8991 | 96.8658 | 95.2673 | 92.7876 | 89.0875 | 85.4332 | 82.8864 | 81.0482 | 5.971 | 5.2928 | 4.4889 | 2.6261 | 2.9017 | 4.0651 | 3.6983 | 4.5018 | 4.3245 | 3.9836 | 3.7474 | 3.8071 | 3.8816 | 3.9338 | 3.835 | 3.5397 | 3.5319 | 3.5194 | 3.7913 | 3.1517 | 2.7776 | 2.9083 | 2.3977 | 2.5115
Program Specific1-in-10Size: Over 200kWOrange County2022January Monthly Peak | Program Specific | 1-in-10 | Size: Over 200kW | Orange County | 2022 | January Monthly Peak | 1 | 124.4708 | 119.0088 | 116.4256 | 117.7368 | 130.2725 | 162.2931 | 199.3248 | 219.0155 | 231.7617 | 229.327 | 228.0183 | 224.5059 | 219.5659 | 213.9999 | 205.0535 | 190.1286 | 178.1133 | 174.1232 | 168.2295 | 166.4317 | 160.9929 | 153.2498 | 143.4958 | 134.7963 | 3.6708 | 3.0088 | 2.3513 | 0.5452 | 0.37753 | 1.4371 | 1.2747 | 0.63874 | 0.076384 | -0.92886 | -1.0508 | -0.41619 | 1.4843 | 6.4857 | 18.1947 | 17.243 | 16.9029 | 14.5025 | 2.8841 | 0.55869 | 0.074702 | 0.61828 | 1.3876 | 0.69078 | 42.1177 | 42.0476 | 41.3269 | 40.6886 | 40.1794 | 39.7875 | 39.5012 | 39.2183 | 39.808 | 42.1317 | 44.291 | 46.3631 | 47.7766 | 48.8442 | 49.8751 | 50.1697 | 49.616 | 48.3268 | 46.527 | 45.7999 | 45.1389 | 45.0413 | 44.7506 | 44.3293 | 5.4491 | 4.7958 | 4.105 | 2.4232 | 2.7014 | 3.8644 | 3.6742 | 4.443 | 4.1901 | 3.6866 | 3.3166 | 3.2985 | 3.3091 | 3.2948 | 3.1636 | 2.8791 | 2.8904 | 3.0546 | 3.3708 | 2.8216 | 2.4807 | 2.6302 | 2.193 | 2.2774
Program Specific1-in-10Size: Over 200kWOrange County2022February Monthly Peak | Program Specific | 1-in-10 | Size: Over 200kW | Orange County | 2022 | February Monthly Peak | 2 | 118.2089 | 113.6642 | 111.1055 | 112.8452 | 124.5907 | 153.885 | 186.8849 | 203.6751 | 214.452 | 214.3035 | 215.3418 | 214.747 | 211.8095 | 208.4672 | 200.6207 | 187.0304 | 174.9868 | 170.4232 | 162.8737 | 159.6803 | 154.3007 | 146.9174 | 137.2298 | 129.1336 | 3.4861 | 2.8737 | 2.2439 | 0.52255 | 0.36107 | 1.3626 | 1.1951 | 0.594 | 0.070679 | -0.86801 | -0.99239 | -0.3981 | 1.4319 | 6.318 | 17.8013 | 16.962 | 16.6062 | 14.1943 | 2.7923 | 0.53603 | 0.071596 | 0.59273 | 1.327 | 0.66176 | 47.9892 | 47.7732 | 47.4869 | 46.9758 | 46.4613 | 46.0709 | 45.4591 | 46.1862 | 47.0754 | 50.578 | 53.6154 | 56.9628 | 58.9856 | 59.9086 | 60.6208 | 60.8563 | 59.4676 | 58.4546 | 56.6506 | 54.6884 | 53.586 | 52.2715 | 51.1518 | 49.5849 | 5.175 | 4.5804 | 3.9174 | 2.3225 | 2.5836 | 3.6642 | 3.4449 | 4.1318 | 3.8772 | 3.4451 | 3.1322 | 3.1551 | 3.1922 | 3.2096 | 3.0952 | 2.8322 | 2.8396 | 2.9897 | 3.2635 | 2.7072 | 2.3776 | 2.5216 | 2.0972 | 2.1817
Program Specific1-in-10Size: Over 200kWOrange County2022March Monthly Peak | Program Specific | 1-in-10 | Size: Over 200kW | Orange County | 2022 | March Monthly Peak | 3 | 120.1523 | 115.5912 | 112.5168 | 113.7394 | 123.567 | 151.8401 | 178.9108 | 196.9328 | 209.3025 | 214.6309 | 221.0626 | 224.0488 | 224.6664 | 225.7996 | 218.6919 | 205.6163 | 191.0524 | 178.2755 | 167.4685 | 166.3272 | 161.586 | 152.8743 | 140.9366 | 131.8182 | 3.5434 | 2.9224 | 2.2724 | 0.52669 | 0.3581 | 1.3445 | 1.1441 | 0.57434 | 0.068982 | -0.86933 | -1.0188 | -0.41535 | 1.5188 | 6.8433 | 19.4048 | 18.6476 | 18.1308 | 14.8483 | 2.871 | 0.55834 | 0.074977 | 0.61677 | 1.3629 | 0.67552 | 61.5329 | 60.0303 | 58.8322 | 58.4264 | 57.0383 | 56.1355 | 55.6221 | 56.4566 | 59.9535 | 64.5568 | 69.5198 | 74.2033 | 77.4815 | 79.1379 | 79.8514 | 80.5415 | 80.481 | 79.5145 | 76.8471 | 73.2664 | 70.2189 | 67.1202 | 64.7072 | 62.8102 | 5.2601 | 4.6581 | 3.9672 | 2.3409 | 2.5624 | 3.6155 | 3.2979 | 3.9951 | 3.7841 | 3.4504 | 3.2154 | 3.2918 | 3.386 | 3.4764 | 3.374 | 3.1136 | 3.1003 | 3.1274 | 3.3555 | 2.8198 | 2.4899 | 2.6238 | 2.1539 | 2.2271
Program Specific1-in-10Size: Over 200kWOrange County2022April Monthly Peak | Program Specific | 1-in-10 | Size: Over 200kW | Orange County | 2022 | April Monthly Peak | 4 | 123.258 | 118.6918 | 115.4208 | 116.4203 | 126.4102 | 155.8971 | 184.123 | 205.0459 | 220.8966 | 228.7378 | 237.8636 | 242.0702 | 243.4182 | 244.6707 | 237.3826 | 222.5899 | 206.1065 | 190.7072 | 178.3187 | 175.9688 | 169.7053 | 158.9286 | 146.2408 | 136.5866 | 0.53085 | 0.087421 | 0.18175 | -0.84862 | -1.053 | -0.39026 | -0.98246 | -0.79966 | -0.83108 | -1.3391 | -1.9227 | -1.5592 | 0.20316 | 5.6926 | 19.6666 | 19.2845 | 18.4229 | 15.8694 | 4.1408 | 0.3842 | -0.55487 | -0.2419 | 0.28652 | -0.31591 | 72.2566 | 70.2738 | 68.5389 | 66.7299 | 65.7959 | 65.0804 | 64.404 | 64.5662 | 67.7345 | 73.4304 | 79.8164 | 85.7013 | 89.5654 | 91.5443 | 92.2852 | 92.8744 | 92.8398 | 92.0063 | 90.4214 | 86.83 | 81.7749 | 77.6989 | 74.9034 | 72.6485 | 5.0367 | 4.4645 | 3.7986 | 2.2365 | 2.4468 | 3.4649 | 3.168 | 3.8826 | 3.7277 | 3.4323 | 3.2294 | 3.3197 | 3.4243 | 3.5161 | 3.4185 | 3.1462 | 3.1219 | 3.1227 | 3.335 | 2.7846 | 2.4408 | 2.5461 | 2.0861 | 2.154
Program Specific1-in-10Size: Over 200kWOrange County2022May Monthly Peak | Program Specific | 1-in-10 | Size: Over 200kW | Orange County | 2022 | May Monthly Peak | 5 | 128.9235 | 124.2145 | 120.1344 | 121.1356 | 132.6014 | 163.0787 | 192.0925 | 216.0007 | 234.5984 | 244.245 | 253.332 | 257.68 | 257.8791 | 257.1385 | 249.4978 | 232.7971 | 215.7248 | 199.5568 | 187.2218 | 182.4728 | 178.206 | 166.641 | 153.5716 | 144.0448 | -0.56541 | -0.96085 | -0.58294 | -1.3814 | -1.6184 | -1.0476 | -1.8028 | -1.3506 | -1.214 | -1.582 | -2.3516 | -2.0677 | -0.31219 | 5.3578 | 20.1637 | 19.843 | 18.872 | 16.6007 | 4.7402 | 0.32449 | -0.81232 | -0.57324 | -0.10784 | -0.70294 | 73.1257 | 71.6307 | 69.8872 | 69.2108 | 68.535 | 67.4837 | 66.9785 | 67.489 | 71.6971 | 78.1971 | 83.8903 | 88.3705 | 91.098 | 93.185 | 94.6348 | 95.5304 | 95.6227 | 94.3455 | 92.1218 | 89.3746 | 85.9122 | 82.0173 | 79.0002 | 76.7042 | 5.2472 | 4.6537 | 3.938 | 2.3178 | 2.5564 | 3.6101 | 3.2919 | 4.0738 | 3.9432 | 3.6504 | 3.4257 | 3.5197 | 3.6133 | 3.6806 | 3.5787 | 3.2774 | 3.2546 | 3.2546 | 3.4876 | 2.8761 | 2.5529 | 2.659 | 2.1819 | 2.2625
Program Specific1-in-10Size: Over 200kWOrange County2022June Monthly Peak | Program Specific | 1-in-10 | Size: Over 200kW | Orange County | 2022 | June Monthly Peak | 6 | 137.3854 | 132.5964 | 128.0208 | 129.1751 | 140.6597 | 170.1699 | 198.0385 | 218.6869 | 234.8143 | 243.4016 | 252.656 | 255.9829 | 254.9321 | 252.9333 | 246.2967 | 233.5554 | 218.9604 | 203.747 | 192.8952 | 186.9678 | 182.2856 | 172.4597 | 159.1755 | 150.2658 | -0.68163 | -1.1001 | -0.67572 | -1.5082 | -1.7529 | -1.1373 | -1.9117 | -1.4014 | -1.237 | -1.5866 | -2.3654 | -2.081 | -0.34316 | 5.2295 | 19.8718 | 19.886 | 19.1275 | 16.9489 | 4.9107 | 0.32746 | -0.84647 | -0.61516 | -0.13984 | -0.75885 | 74.4702 | 72.9254 | 71.4954 | 70.3462 | 69.0555 | 68.146 | 67.9012 | 68.783 | 72.0127 | 76.9294 | 82.3133 | 86.9306 | 90.2169 | 92.7356 | 94.5052 | 95.1688 | 95.4883 | 94.8856 | 93.456 | 91.1929 | 87.2133 | 82.8609 | 80.1367 | 78.0661 | 5.5924 | 4.9683 | 4.197 | 2.472 | 2.7121 | 3.7676 | 3.3943 | 4.125 | 3.9473 | 3.6382 | 3.417 | 3.497 | 3.5725 | 3.6209 | 3.5332 | 3.2885 | 3.3038 | 3.3234 | 3.5937 | 2.9473 | 2.6117 | 2.7522 | 2.2619 | 2.3606
Program Specific1-in-10Size: Over 200kWOrange County2022July Monthly Peak | Program Specific | 1-in-10 | Size: Over 200kW | Orange County | 2022 | July Monthly Peak | 7 | 142.9321 | 137.7067 | 133.4824 | 134.4011 | 146.4803 | 176.8965 | 204.993 | 225.1727 | 240.1258 | 248.3686 | 256.4354 | 258.2775 | 256.6019 | 254.8727 | 248.4222 | 236.2723 | 223.1887 | 208.4685 | 197.877 | 192.1474 | 186.9027 | 176.7875 | 163.2187 | 154.3595 | -1.7484 | -2.1184 | -1.4222 | -2.0318 | -2.3003 | -1.7624 | -2.6731 | -1.8861 | -1.5487 | -1.7483 | -2.6581 | -2.4417 | -0.78442 | 4.7514 | 19.6213 | 19.8407 | 19.1415 | 17.3372 | 5.3847 | 0.27143 | -1.0694 | -0.91422 | -0.50676 | -1.111 | 76.2125 | 75.1208 | 74.0132 | 72.9954 | 72.1598 | 71.6216 | 71.424 | 71.7724 | 74.8077 | 79.6763 | 84.4218 | 88.7852 | 91.7237 | 93.518 | 95.2845 | 95.7559 | 96.2086 | 95.0628 | 93.229 | 91.2536 | 88.0496 | 84.6335 | 82.2899 | 80.6171 | 5.8519 | 5.1897 | 4.4014 | 2.5869 | 2.8407 | 3.9392 | 3.5339 | 4.272 | 4.0601 | 3.734 | 3.4882 | 3.5488 | 3.6167 | 3.6698 | 3.5844 | 3.346 | 3.3871 | 3.4201 | 3.7079 | 3.0465 | 2.6934 | 2.8376 | 2.3328 | 2.4389
Program Specific1-in-10Size: Over 200kWOrange County2022August Monthly Peak | Program Specific | 1-in-10 | Size: Over 200kW | Orange County | 2022 | August Monthly Peak | 8 | 146.1391 | 140.6773 | 136.3517 | 136.5426 | 149.7519 | 183.0335 | 215.5238 | 239.2058 | 258.6999 | 268.2408 | 279.1275 | 280.6868 | 278.9886 | 276.5983 | 269.0671 | 252.7374 | 235.1505 | 216.4543 | 204.1328 | 200.4511 | 194.0531 | 181.9877 | 168.4675 | 159.5142 | -3.467 | -3.7396 | -2.6113 | -2.8068 | -3.1189 | -2.7721 | -3.964 | -2.7477 | -2.1515 | -2.109 | -3.3358 | -3.241 | -1.6072 | 4.2679 | 20.5296 | 20.7558 | 19.5757 | 17.9939 | 6.121 | 0.17582 | -1.4409 | -1.4025 | -1.1158 | -1.6894 | 79.2858 | 78.0931 | 77.1041 | 76.2438 | 75.643 | 75.0085 | 74.5851 | 74.7866 | 77.8748 | 82.1528 | 86.8558 | 91.6691 | 95.3709 | 98.246 | 99.7839 | 100.1391 | 99.6751 | 98.167 | 96.8103 | 94.12 | 90.1667 | 86.6576 | 84.1529 | 82.4095 | 6.1297 | 5.4316 | 4.6062 | 2.6925 | 2.9753 | 4.1757 | 3.8064 | 4.6494 | 4.4812 | 4.1316 | 3.8899 | 3.9512 | 4.0286 | 4.0802 | 3.9773 | 3.6669 | 3.6561 | 3.6381 | 3.9188 | 3.256 | 2.8649 | 2.9926 | 2.4668 | 2.5821
Program Specific1-in-10Size: Over 200kWOrange County2022September Monthly Peak | Program Specific | 1-in-10 | Size: Over 200kW | Orange County | 2022 | September Monthly Peak | 9 | 145.6289 | 140.7072 | 135.7657 | 137.0267 | 150.4892 | 186.096 | 222.4647 | 246.3179 | 269.4656 | 280.3206 | 290.1115 | 291.1252 | 289.0329 | 287.402 | 278.9109 | 260.3201 | 241.5014 | 221.5735 | 211.0504 | 208.7138 | 197.8089 | 184.3922 | 170.2896 | 160.6147 | -4.2118 | -4.4532 | -3.1218 | -3.1539 | -3.483 | -3.2547 | -4.6303 | -3.1758 | -2.4686 | -2.3083 | -3.6751 | -3.6372 | -2.0185 | 4.017 | 20.942 | 21.1607 | 19.8296 | 18.4161 | 6.5931 | 0.13252 | -1.6212 | -1.6325 | -1.3988 | -1.9476 | 81.6788 | 80.3713 | 79.2271 | 78.5671 | 77.4718 | 76.5906 | 76.1673 | 76.2113 | 78.4603 | 82.9417 | 88.0968 | 93.4003 | 97.419 | 99.7947 | 100.9379 | 100.7449 | 100.2246 | 99.3477 | 97.5738 | 94.5838 | 90.9204 | 87.5806 | 84.9661 | 83.1001 | 6.2095 | 5.5227 | 4.6624 | 2.7468 | 3.0394 | 4.3159 | 3.9941 | 4.8669 | 4.7451 | 4.3891 | 4.1099 | 4.166 | 4.2428 | 4.3098 | 4.1911 | 3.8395 | 3.817 | 3.7859 | 4.1187 | 3.4464 | 2.9687 | 3.0824 | 2.5347 | 2.643
Program Specific1-in-10Size: Over 200kWOrange County2022October Monthly Peak | Program Specific | 1-in-10 | Size: Over 200kW | Orange County | 2022 | October Monthly Peak | 10 | 119.6266 | 115.8183 | 112.8671 | 114.4873 | 125.9303 | 155.5515 | 187.6922 | 208.2076 | 224.685 | 231.6707 | 240.2728 | 244.6145 | 244.8401 | 243.5588 | 236.2292 | 220.1226 | 204.0286 | 193.4954 | 181.2793 | 174.4136 | 165.8879 | 154.4649 | 143.2573 | 134.5281 | -0.84296 | -1.1963 | -0.76975 | -1.4497 | -1.6864 | -1.1859 | -1.9941 | -1.4518 | -1.2598 | -1.5447 | -2.3186 | -2.0814 | -0.4497 | 4.8937 | 18.9445 | 18.6684 | 17.73 | 16.0949 | 4.7062 | 0.28853 | -0.82161 | -0.62204 | -0.21731 | -0.76222 | 76.2146 | 75.7554 | 75.3239 | 73.7478 | 72.8184 | 72.1554 | 71.3997 | 71.0361 | 72.0928 | 75.4786 | 79.8346 | 84.5698 | 88.3685 | 91.444 | 93.0148 | 93.5494 | 92.9657 | 91.3308 | 88.9926 | 85.8042 | 82.19 | 79.6558 | 77.9907 | 76.4185 | 4.8737 | 4.3434 | 3.7034 | 2.1928 | 2.4302 | 3.4469 | 3.2197 | 3.9307 | 3.7804 | 3.4659 | 3.2523 | 3.3446 | 3.434 | 3.4897 | 3.3917 | 3.1021 | 3.0812 | 3.1589 | 3.3802 | 2.7518 | 2.3788 | 2.4672 | 2.0374 | 2.1152
Program Specific1-in-10Size: Over 200kWOrange County2022November Monthly Peak | Program Specific | 1-in-10 | Size: Over 200kW | Orange County | 2022 | November Monthly Peak | 11 | 121.4482 | 117.8555 | 114.1038 | 114.2932 | 125.2943 | 153.0465 | 181.2519 | 198.4792 | 210.9353 | 217.6276 | 223.4859 | 226.5319 | 226.3151 | 225.4428 | 217.4286 | 202.6512 | 189.009 | 182.7829 | 172.3662 | 166.1789 | 159.8187 | 150.3455 | 139.0287 | 130.5138 | 3.5816 | 2.9796 | 2.3044 | 0.52926 | 0.36311 | 1.3552 | 1.1591 | 0.57885 | 0.06952 | -0.88147 | -1.0299 | -0.41995 | 1.5299 | 6.8325 | 19.2927 | 18.3787 | 17.9369 | 15.2237 | 2.955 | 0.55784 | 0.074157 | 0.60656 | 1.3444 | 0.66884 | 63.6444 | 62.6408 | 62.0812 | 61.0053 | 59.772 | 58.7944 | 59.0343 | 59.4168 | 61.5279 | 65.5914 | 70.8771 | 75.3632 | 78.2243 | 79.8907 | 80.8779 | 80.8831 | 79.8158 | 77.4374 | 74.6419 | 72.1916 | 70.0884 | 68.2808 | 66.726 | 66.0317 | 5.3168 | 4.7493 | 4.0231 | 2.3523 | 2.5982 | 3.6442 | 3.3411 | 4.0264 | 3.8136 | 3.4985 | 3.2506 | 3.3283 | 3.4109 | 3.4709 | 3.3545 | 3.0687 | 3.0672 | 3.2065 | 3.4536 | 2.8173 | 2.4626 | 2.5804 | 2.1247 | 2.205
Program Specific1-in-10Size: Over 200kWOrange County2022December Monthly Peak | Program Specific | 1-in-10 | Size: Over 200kW | Orange County | 2022 | December Monthly Peak | 12 | 120.6928 | 116.238 | 113.413 | 114.8333 | 126.184 | 153.8946 | 185.7043 | 201.3077 | 212.4036 | 211.0018 | 209.9701 | 206.1239 | 200.7937 | 195.8381 | 188.0952 | 175.2874 | 165.8072 | 163.4439 | 156.6634 | 154.1505 | 149.7279 | 142.6683 | 133.9655 | 126.691 | 3.5594 | 2.9387 | 2.2905 | 0.53176 | 0.36568 | 1.3627 | 1.1876 | 0.58709 | 0.070004 | -0.85464 | -0.96764 | -0.38212 | 1.3574 | 5.9353 | 16.6899 | 15.8971 | 15.735 | 13.613 | 2.6858 | 0.51746 | 0.069475 | 0.57559 | 1.2955 | 0.64925 | 44.0584 | 43.4354 | 42.7632 | 42.786 | 42.3156 | 41.5338 | 41.4974 | 41.4516 | 42.2959 | 44.2704 | 46.5905 | 48.6176 | 49.6195 | 50.1483 | 50.6995 | 51.0909 | 50.543 | 49.2546 | 47.4369 | 46.4359 | 45.647 | 44.7733 | 44.1445 | 43.5818 | 5.2837 | 4.6842 | 3.9988 | 2.3634 | 2.6166 | 3.6644 | 3.4231 | 4.0838 | 3.8402 | 3.392 | 3.054 | 3.0284 | 3.0262 | 3.0151 | 2.902 | 2.6544 | 2.6907 | 2.8672 | 3.139 | 2.6134 | 2.3071 | 2.4486 | 2.0473 | 2.1405
Program Specific1-in-10Size: Over 200kWOrange County2022Typical Event Day | Program Specific | 1-in-10 | Size: Over 200kW | Orange County | 2022 | Typical Event Day | 8 | 144.5621 | 139.2088 | 134.9395 | 135.2412 | 148.3141 | 180.9468 | 212.6516 | 235.2049 | 253.5211 | 262.6447 | 273.0718 | 274.6396 | 272.9765 | 270.8133 | 263.4597 | 247.7535 | 230.6859 | 212.6368 | 200.5527 | 197.0371 | 191.0606 | 179.5994 | 166.2913 | 157.5543 | -2.524 | -2.8507 | -1.9592 | -2.3791 | -2.6747 | -2.2293 | -3.2907 | -2.3029 | -1.8504 | -1.9471 | -3.0274 | -2.8578 | -1.1702 | 4.6529 | 20.4873 | 20.5964 | 19.5205 | 17.6805 | 5.7105 | 0.23034 | -1.2412 | -1.1359 | -0.78244 | -1.3772 | 77.9118 | 76.6277 | 75.4599 | 74.5381 | 73.5825 | 72.8417 | 72.5194 | 72.8883 | 75.7889 | 80.425 | 85.4219 | 90.1963 | 93.6826 | 96.0736 | 97.6279 | 97.9522 | 97.8991 | 96.8658 | 95.2673 | 92.7876 | 89.0875 | 85.4332 | 82.8864 | 81.0482 | 5.971 | 5.2928 | 4.4889 | 2.6261 | 2.9017 | 4.0651 | 3.6983 | 4.5018 | 4.3245 | 3.9836 | 3.7474 | 3.8071 | 3.8816 | 3.9338 | 3.835 | 3.5397 | 3.5319 | 3.5194 | 3.7913 | 3.1517 | 2.7776 | 2.9083 | 2.3977 | 2.5115
Program Specific1-in-10Size: Over 200kWOrange County2023January Monthly Peak | Program Specific | 1-in-10 | Size: Over 200kW | Orange County | 2023 | January Monthly Peak | 1 | 124.4708 | 119.0088 | 116.4256 | 117.7368 | 130.2725 | 162.2931 | 199.3248 | 219.0155 | 231.7617 | 229.327 | 228.0183 | 224.5059 | 219.5659 | 213.9999 | 205.0535 | 190.1286 | 178.1133 | 174.1232 | 168.2295 | 166.4317 | 160.9929 | 153.2498 | 143.4958 | 134.7963 | 3.6708 | 3.0088 | 2.3513 | 0.5452 | 0.37753 | 1.4371 | 1.2747 | 0.63874 | 0.076384 | -0.92886 | -1.0508 | -0.41619 | 1.4843 | 6.4857 | 18.1947 | 17.243 | 16.9029 | 14.5025 | 2.8841 | 0.55869 | 0.074702 | 0.61828 | 1.3876 | 0.69078 | 42.1177 | 42.0476 | 41.3269 | 40.6886 | 40.1794 | 39.7875 | 39.5012 | 39.2183 | 39.808 | 42.1317 | 44.291 | 46.3631 | 47.7766 | 48.8442 | 49.8751 | 50.1697 | 49.616 | 48.3268 | 46.527 | 45.7999 | 45.1389 | 45.0413 | 44.7506 | 44.3293 | 5.4491 | 4.7958 | 4.105 | 2.4232 | 2.7014 | 3.8644 | 3.6742 | 4.443 | 4.1901 | 3.6866 | 3.3166 | 3.2985 | 3.3091 | 3.2948 | 3.1636 | 2.8791 | 2.8904 | 3.0546 | 3.3708 | 2.8216 | 2.4807 | 2.6302 | 2.193 | 2.2774
Program Specific1-in-10Size: Over 200kWOrange County2023February Monthly Peak | Program Specific | 1-in-10 | Size: Over 200kW | Orange County | 2023 | February Monthly Peak | 2 | 118.2089 | 113.6642 | 111.1055 | 112.8452 | 124.5908 | 153.885 | 186.8849 | 203.6751 | 214.452 | 214.3035 | 215.3417 | 214.747 | 211.8095 | 208.4672 | 200.6207 | 187.0304 | 174.9868 | 170.4232 | 162.8737 | 159.6803 | 154.3007 | 146.9174 | 137.2298 | 129.1336 | 3.4861 | 2.8737 | 2.2439 | 0.52255 | 0.36107 | 1.3626 | 1.1951 | 0.594 | 0.070679 | -0.86801 | -0.99239 | -0.3981 | 1.4319 | 6.318 | 17.8013 | 16.962 | 16.6062 | 14.1943 | 2.7923 | 0.53603 | 0.071596 | 0.59273 | 1.327 | 0.66176 | 47.9892 | 47.7732 | 47.4869 | 46.9758 | 46.4612 | 46.0709 | 45.4591 | 46.1862 | 47.0754 | 50.578 | 53.6154 | 56.9628 | 58.9856 | 59.9086 | 60.6208 | 60.8562 | 59.4676 | 58.4546 | 56.6506 | 54.6884 | 53.586 | 52.2715 | 51.1518 | 49.5849 | 5.175 | 4.5804 | 3.9174 | 2.3225 | 2.5836 | 3.6642 | 3.4449 | 4.1318 | 3.8772 | 3.4451 | 3.1322 | 3.1551 | 3.1922 | 3.2096 | 3.0952 | 2.8322 | 2.8396 | 2.9897 | 3.2635 | 2.7072 | 2.3776 | 2.5216 | 2.0972 | 2.1817
Program Specific1-in-10Size: Over 200kWOrange County2023March Monthly Peak | Program Specific | 1-in-10 | Size: Over 200kW | Orange County | 2023 | March Monthly Peak | 3 | 120.1523 | 115.5912 | 112.5168 | 113.7394 | 123.567 | 151.8401 | 178.9108 | 196.9327 | 209.3025 | 214.6309 | 221.0626 | 224.0488 | 224.6664 | 225.7996 | 218.6919 | 205.6163 | 191.0524 | 178.2755 | 167.4685 | 166.3272 | 161.586 | 152.8743 | 140.9366 | 131.8182 | 3.5434 | 2.9224 | 2.2724 | 0.52669 | 0.3581 | 1.3445 | 1.1441 | 0.57434 | 0.068982 | -0.86933 | -1.0188 | -0.41535 | 1.5188 | 6.8433 | 19.4048 | 18.6476 | 18.1308 | 14.8483 | 2.871 | 0.55834 | 0.074977 | 0.61677 | 1.3629 | 0.67552 | 61.5329 | 60.0303 | 58.8322 | 58.4264 | 57.0383 | 56.1355 | 55.6221 | 56.4566 | 59.9535 | 64.5568 | 69.5198 | 74.2033 | 77.4815 | 79.1379 | 79.8514 | 80.5415 | 80.481 | 79.5145 | 76.8471 | 73.2664 | 70.2189 | 67.1202 | 64.7072 | 62.8102 | 5.2601 | 4.6581 | 3.9672 | 2.3409 | 2.5624 | 3.6155 | 3.2979 | 3.9951 | 3.7841 | 3.4504 | 3.2154 | 3.2918 | 3.386 | 3.4764 | 3.374 | 3.1136 | 3.1003 | 3.1274 | 3.3555 | 2.8198 | 2.4899 | 2.6238 | 2.1539 | 2.2271
Program Specific1-in-10Size: Over 200kWOrange County2023April Monthly Peak | Program Specific | 1-in-10 | Size: Over 200kW | Orange County | 2023 | April Monthly Peak | 4 | 123.258 | 118.6918 | 115.4208 | 116.4203 | 126.4102 | 155.8971 | 184.123 | 205.0459 | 220.8966 | 228.7378 | 237.8636 | 242.0702 | 243.4182 | 244.6707 | 237.3825 | 222.5899 | 206.1065 | 190.7071 | 178.3187 | 175.9688 | 169.7053 | 158.9286 | 146.2408 | 136.5866 | 0.53085 | 0.087421 | 0.18175 | -0.84862 | -1.053 | -0.39026 | -0.98246 | -0.79966 | -0.83108 | -1.3391 | -1.9227 | -1.5592 | 0.20316 | 5.6926 | 19.6666 | 19.2845 | 18.4229 | 15.8695 | 4.1408 | 0.3842 | -0.55487 | -0.2419 | 0.28652 | -0.31591 | 72.2566 | 70.2738 | 68.5389 | 66.7299 | 65.7959 | 65.0804 | 64.404 | 64.5662 | 67.7345 | 73.4304 | 79.8164 | 85.7013 | 89.5654 | 91.5443 | 92.2852 | 92.8744 | 92.8398 | 92.0063 | 90.4213 | 86.83 | 81.7749 | 77.6989 | 74.9034 | 72.6485 | 5.0367 | 4.4645 | 3.7986 | 2.2365 | 2.4468 | 3.4649 | 3.168 | 3.8826 | 3.7277 | 3.4323 | 3.2294 | 3.3197 | 3.4243 | 3.5161 | 3.4185 | 3.1462 | 3.1219 | 3.1227 | 3.335 | 2.7846 | 2.4408 | 2.5461 | 2.0861 | 2.154
Program Specific1-in-10Size: Over 200kWOrange County2023May Monthly Peak | Program Specific | 1-in-10 | Size: Over 200kW | Orange County | 2023 | May Monthly Peak | 5 | 128.9235 | 124.2145 | 120.1344 | 121.1356 | 132.6014 | 163.0787 | 192.0925 | 216.0007 | 234.5984 | 244.245 | 253.332 | 257.68 | 257.8791 | 257.1385 | 249.4978 | 232.7971 | 215.7248 | 199.5568 | 187.2218 | 182.4728 | 178.206 | 166.641 | 153.5716 | 144.0448 | -0.56541 | -0.96085 | -0.58294 | -1.3814 | -1.6184 | -1.0476 | -1.8028 | -1.3506 | -1.214 | -1.582 | -2.3516 | -2.0677 | -0.31219 | 5.3578 | 20.1637 | 19.843 | 18.872 | 16.6007 | 4.7402 | 0.32449 | -0.81232 | -0.57324 | -0.10784 | -0.70294 | 73.1257 | 71.6307 | 69.8872 | 69.2108 | 68.535 | 67.4837 | 66.9785 | 67.489 | 71.6971 | 78.1971 | 83.8903 | 88.3705 | 91.098 | 93.185 | 94.6348 | 95.5304 | 95.6227 | 94.3455 | 92.1218 | 89.3746 | 85.9122 | 82.0173 | 79.0002 | 76.7042 | 5.2472 | 4.6537 | 3.938 | 2.3178 | 2.5564 | 3.6101 | 3.2919 | 4.0738 | 3.9432 | 3.6504 | 3.4257 | 3.5197 | 3.6133 | 3.6806 | 3.5787 | 3.2774 | 3.2546 | 3.2546 | 3.4876 | 2.8761 | 2.5529 | 2.659 | 2.1819 | 2.2625
Program Specific1-in-10Size: Over 200kWOrange County2023June Monthly Peak | Program Specific | 1-in-10 | Size: Over 200kW | Orange County | 2023 | June Monthly Peak | 6 | 137.3854 | 132.5964 | 128.0208 | 129.1751 | 140.6597 | 170.1699 | 198.0385 | 218.6869 | 234.8143 | 243.4016 | 252.656 | 255.9829 | 254.9321 | 252.9333 | 246.2967 | 233.5554 | 218.9604 | 203.747 | 192.8952 | 186.9678 | 182.2856 | 172.4597 | 159.1755 | 150.2658 | -0.68163 | -1.1001 | -0.67572 | -1.5082 | -1.7529 | -1.1373 | -1.9117 | -1.4014 | -1.237 | -1.5866 | -2.3654 | -2.081 | -0.34316 | 5.2295 | 19.8718 | 19.886 | 19.1275 | 16.9489 | 4.9107 | 0.32746 | -0.84647 | -0.61516 | -0.13984 | -0.75885 | 74.4702 | 72.9254 | 71.4954 | 70.3462 | 69.0555 | 68.146 | 67.9012 | 68.783 | 72.0127 | 76.9294 | 82.3133 | 86.9306 | 90.2169 | 92.7356 | 94.5052 | 95.1688 | 95.4883 | 94.8856 | 93.456 | 91.1929 | 87.2133 | 82.8609 | 80.1367 | 78.0661 | 5.5924 | 4.9683 | 4.197 | 2.472 | 2.7121 | 3.7676 | 3.3943 | 4.125 | 3.9473 | 3.6382 | 3.417 | 3.497 | 3.5725 | 3.6209 | 3.5332 | 3.2885 | 3.3038 | 3.3234 | 3.5937 | 2.9473 | 2.6117 | 2.7522 | 2.2619 | 2.3606
Program Specific1-in-10Size: Over 200kWOrange County2023July Monthly Peak | Program Specific | 1-in-10 | Size: Over 200kW | Orange County | 2023 | July Monthly Peak | 7 | 142.9321 | 137.7067 | 133.4824 | 134.4011 | 146.4803 | 176.8965 | 204.993 | 225.1727 | 240.1258 | 248.3686 | 256.4354 | 258.2775 | 256.6019 | 254.8727 | 248.4222 | 236.2723 | 223.1887 | 208.4685 | 197.877 | 192.1474 | 186.9027 | 176.7876 | 163.2187 | 154.3595 | -1.7484 | -2.1184 | -1.4222 | -2.0318 | -2.3003 | -1.7624 | -2.6731 | -1.8861 | -1.5487 | -1.7483 | -2.6581 | -2.4417 | -0.78442 | 4.7514 | 19.6213 | 19.8407 | 19.1415 | 17.3372 | 5.3847 | 0.27143 | -1.0694 | -0.91422 | -0.50676 | -1.111 | 76.2125 | 75.1208 | 74.0132 | 72.9954 | 72.1598 | 71.6216 | 71.424 | 71.7724 | 74.8077 | 79.6763 | 84.4218 | 88.7852 | 91.7237 | 93.518 | 95.2845 | 95.7559 | 96.2086 | 95.0628 | 93.229 | 91.2536 | 88.0496 | 84.6335 | 82.2899 | 80.6171 | 5.8519 | 5.1897 | 4.4014 | 2.5869 | 2.8407 | 3.9392 | 3.5339 | 4.272 | 4.0601 | 3.734 | 3.4882 | 3.5488 | 3.6167 | 3.6698 | 3.5844 | 3.346 | 3.3871 | 3.4201 | 3.7079 | 3.0465 | 2.6934 | 2.8376 | 2.3328 | 2.4389
Program Specific1-in-10Size: Over 200kWOrange County2023August Monthly Peak | Program Specific | 1-in-10 | Size: Over 200kW | Orange County | 2023 | August Monthly Peak | 8 | 146.1391 | 140.6773 | 136.3517 | 136.5426 | 149.7519 | 183.0335 | 215.5238 | 239.2058 | 258.6999 | 268.2408 | 279.1275 | 280.6868 | 278.9886 | 276.5983 | 269.0671 | 252.7374 | 235.1504 | 216.4543 | 204.1328 | 200.451 | 194.0531 | 181.9877 | 168.4675 | 159.5142 | -3.467 | -3.7396 | -2.6113 | -2.8068 | -3.1189 | -2.7721 | -3.964 | -2.7477 | -2.1515 | -2.109 | -3.3358 | -3.241 | -1.6072 | 4.2679 | 20.5296 | 20.7558 | 19.5757 | 17.9939 | 6.121 | 0.17582 | -1.4409 | -1.4025 | -1.1158 | -1.6894 | 79.2858 | 78.0931 | 77.1041 | 76.2438 | 75.643 | 75.0085 | 74.5851 | 74.7866 | 77.8748 | 82.1528 | 86.8558 | 91.6691 | 95.3709 | 98.246 | 99.7839 | 100.1391 | 99.6751 | 98.167 | 96.8103 | 94.12 | 90.1667 | 86.6576 | 84.1529 | 82.4095 | 6.1297 | 5.4316 | 4.6062 | 2.6925 | 2.9753 | 4.1757 | 3.8064 | 4.6494 | 4.4812 | 4.1316 | 3.8899 | 3.9512 | 4.0286 | 4.0802 | 3.9773 | 3.6669 | 3.6561 | 3.6381 | 3.9188 | 3.256 | 2.8649 | 2.9926 | 2.4668 | 2.5821
Program Specific1-in-10Size: Over 200kWOrange County2023September Monthly Peak | Program Specific | 1-in-10 | Size: Over 200kW | Orange County | 2023 | September Monthly Peak | 9 | 145.6289 | 140.7072 | 135.7657 | 137.0267 | 150.4892 | 186.096 | 222.4647 | 246.3179 | 269.4655 | 280.3206 | 290.1115 | 291.1252 | 289.0329 | 287.402 | 278.9109 | 260.3201 | 241.5014 | 221.5735 | 211.0504 | 208.7138 | 197.8089 | 184.3922 | 170.2896 | 160.6147 | -4.2118 | -4.4532 | -3.1218 | -3.1539 | -3.483 | -3.2547 | -4.6303 | -3.1758 | -2.4686 | -2.3083 | -3.6751 | -3.6372 | -2.0185 | 4.017 | 20.942 | 21.1607 | 19.8296 | 18.4161 | 6.5931 | 0.13252 | -1.6212 | -1.6325 | -1.3988 | -1.9476 | 81.6788 | 80.3713 | 79.2271 | 78.5671 | 77.4718 | 76.5906 | 76.1672 | 76.2113 | 78.4603 | 82.9417 | 88.0968 | 93.4003 | 97.419 | 99.7947 | 100.9379 | 100.7449 | 100.2246 | 99.3477 | 97.5738 | 94.5838 | 90.9204 | 87.5806 | 84.9661 | 83.1001 | 6.2095 | 5.5227 | 4.6624 | 2.7468 | 3.0394 | 4.3159 | 3.9941 | 4.8669 | 4.7451 | 4.3891 | 4.1099 | 4.166 | 4.2428 | 4.3098 | 4.1911 | 3.8395 | 3.817 | 3.7859 | 4.1187 | 3.4464 | 2.9687 | 3.0824 | 2.5347 | 2.643
Program Specific1-in-10Size: Over 200kWOrange County2023October Monthly Peak | Program Specific | 1-in-10 | Size: Over 200kW | Orange County | 2023 | October Monthly Peak | 10 | 119.6267 | 115.8183 | 112.8671 | 114.4873 | 125.9303 | 155.5515 | 187.6922 | 208.2076 | 224.685 | 231.6707 | 240.2728 | 244.6145 | 244.8401 | 243.5588 | 236.2292 | 220.1226 | 204.0286 | 193.4954 | 181.2793 | 174.4136 | 165.8879 | 154.4649 | 143.2573 | 134.5281 | -0.84296 | -1.1963 | -0.76975 | -1.4497 | -1.6864 | -1.1859 | -1.9941 | -1.4518 | -1.2598 | -1.5447 | -2.3186 | -2.0814 | -0.4497 | 4.8937 | 18.9445 | 18.6684 | 17.73 | 16.0949 | 4.7062 | 0.28853 | -0.82161 | -0.62204 | -0.21731 | -0.76222 | 76.2146 | 75.7554 | 75.3239 | 73.7478 | 72.8184 | 72.1554 | 71.3997 | 71.0361 | 72.0928 | 75.4786 | 79.8346 | 84.5698 | 88.3685 | 91.444 | 93.0148 | 93.5494 | 92.9657 | 91.3308 | 88.9926 | 85.8042 | 82.19 | 79.6558 | 77.9906 | 76.4185 | 4.8737 | 4.3434 | 3.7034 | 2.1928 | 2.4302 | 3.4469 | 3.2197 | 3.9307 | 3.7804 | 3.4659 | 3.2523 | 3.3446 | 3.434 | 3.4897 | 3.3917 | 3.1021 | 3.0812 | 3.1589 | 3.3802 | 2.7518 | 2.3788 | 2.4672 | 2.0374 | 2.1152
Program Specific1-in-10Size: Over 200kWOrange County2023November Monthly Peak | Program Specific | 1-in-10 | Size: Over 200kW | Orange County | 2023 | November Monthly Peak | 11 | 121.4482 | 117.8555 | 114.1038 | 114.2932 | 125.2943 | 153.0465 | 181.2519 | 198.4792 | 210.9353 | 217.6276 | 223.4859 | 226.5319 | 226.3151 | 225.4428 | 217.4287 | 202.6513 | 189.009 | 182.7829 | 172.3662 | 166.179 | 159.8187 | 150.3455 | 139.0287 | 130.5138 | 3.5816 | 2.9796 | 2.3044 | 0.52926 | 0.36311 | 1.3552 | 1.1591 | 0.57885 | 0.06952 | -0.88147 | -1.0299 | -0.41995 | 1.5299 | 6.8325 | 19.2927 | 18.3787 | 17.9369 | 15.2237 | 2.955 | 0.55784 | 0.074157 | 0.60656 | 1.3444 | 0.66884 | 63.6444 | 62.6408 | 62.0812 | 61.0053 | 59.772 | 58.7944 | 59.0343 | 59.4168 | 61.5279 | 65.5914 | 70.8771 | 75.3632 | 78.2243 | 79.8907 | 80.8779 | 80.8831 | 79.8158 | 77.4374 | 74.6419 | 72.1916 | 70.0884 | 68.2808 | 66.726 | 66.0317 | 5.3168 | 4.7493 | 4.0231 | 2.3523 | 2.5982 | 3.6442 | 3.3411 | 4.0264 | 3.8136 | 3.4986 | 3.2506 | 3.3283 | 3.4109 | 3.4709 | 3.3545 | 3.0688 | 3.0672 | 3.2065 | 3.4536 | 2.8173 | 2.4626 | 2.5804 | 2.1247 | 2.205
Program Specific1-in-10Size: Over 200kWOrange County2023December Monthly Peak | Program Specific | 1-in-10 | Size: Over 200kW | Orange County | 2023 | December Monthly Peak | 12 | 120.6928 | 116.238 | 113.413 | 114.8333 | 126.184 | 153.8946 | 185.7044 | 201.3077 | 212.4036 | 211.0018 | 209.9701 | 206.1239 | 200.7937 | 195.8381 | 188.0952 | 175.2874 | 165.8072 | 163.4439 | 156.6635 | 154.1505 | 149.7279 | 142.6683 | 133.9655 | 126.691 | 3.5594 | 2.9387 | 2.2905 | 0.53176 | 0.36568 | 1.3627 | 1.1876 | 0.58709 | 0.070004 | -0.85464 | -0.96764 | -0.38212 | 1.3574 | 5.9353 | 16.6899 | 15.8971 | 15.735 | 13.613 | 2.6858 | 0.51746 | 0.069475 | 0.57559 | 1.2955 | 0.64925 | 44.0584 | 43.4354 | 42.7632 | 42.786 | 42.3156 | 41.5338 | 41.4974 | 41.4516 | 42.2959 | 44.2704 | 46.5905 | 48.6176 | 49.6195 | 50.1483 | 50.6995 | 51.0909 | 50.543 | 49.2546 | 47.4369 | 46.4359 | 45.647 | 44.7733 | 44.1445 | 43.5818 | 5.2837 | 4.6842 | 3.9988 | 2.3634 | 2.6166 | 3.6644 | 3.4231 | 4.0838 | 3.8402 | 3.392 | 3.054 | 3.0284 | 3.0262 | 3.0151 | 2.902 | 2.6544 | 2.6907 | 2.8672 | 3.139 | 2.6134 | 2.3071 | 2.4486 | 2.0473 | 2.1405
Program Specific1-in-10Size: Over 200kWOrange County2023Typical Event Day | Program Specific | 1-in-10 | Size: Over 200kW | Orange County | 2023 | Typical Event Day | 8 | 144.5621 | 139.2088 | 134.9395 | 135.2412 | 148.3141 | 180.9468 | 212.6516 | 235.2049 | 253.5211 | 262.6447 | 273.0718 | 274.6396 | 272.9765 | 270.8133 | 263.4597 | 247.7535 | 230.6859 | 212.6368 | 200.5527 | 197.0371 | 191.0605 | 179.5994 | 166.2913 | 157.5543 | -2.524 | -2.8507 | -1.9592 | -2.3791 | -2.6747 | -2.2293 | -3.2907 | -2.3029 | -1.8504 | -1.9471 | -3.0274 | -2.8578 | -1.1702 | 4.6529 | 20.4873 | 20.5964 | 19.5205 | 17.6805 | 5.7105 | 0.23034 | -1.2412 | -1.1359 | -0.78244 | -1.3772 | 77.9118 | 76.6277 | 75.4599 | 74.5381 | 73.5825 | 72.8417 | 72.5194 | 72.8883 | 75.7889 | 80.425 | 85.4219 | 90.1963 | 93.6826 | 96.0736 | 97.6279 | 97.9522 | 97.8991 | 96.8658 | 95.2673 | 92.7876 | 89.0875 | 85.4332 | 82.8864 | 81.0482 | 5.971 | 5.2928 | 4.4889 | 2.6261 | 2.9017 | 4.0651 | 3.6983 | 4.5018 | 4.3245 | 3.9836 | 3.7474 | 3.8071 | 3.8816 | 3.9338 | 3.835 | 3.5397 | 3.5319 | 3.5194 | 3.7913 | 3.1517 | 2.7776 | 2.9083 | 2.3977 | 2.5115
Program Specific1-in-10Size: Over 200kWOrange County2024January Monthly Peak | Program Specific | 1-in-10 | Size: Over 200kW | Orange County | 2024 | January Monthly Peak | 1 | 124.4708 | 119.0088 | 116.4256 | 117.7368 | 130.2725 | 162.2931 | 199.3248 | 219.0155 | 231.7617 | 229.327 | 228.0183 | 224.5059 | 219.5659 | 213.9999 | 205.0535 | 190.1287 | 178.1133 | 174.1232 | 168.2295 | 166.4317 | 160.9929 | 153.2498 | 143.4958 | 134.7962 | 3.6708 | 3.0088 | 2.3513 | 0.5452 | 0.37753 | 1.4371 | 1.2747 | 0.63874 | 0.076384 | -0.92886 | -1.0508 | -0.41619 | 1.4843 | 6.4857 | 18.1947 | 17.243 | 16.9029 | 14.5025 | 2.8841 | 0.55869 | 0.074702 | 0.61828 | 1.3876 | 0.69078 | 42.1177 | 42.0476 | 41.3269 | 40.6886 | 40.1794 | 39.7875 | 39.5012 | 39.2183 | 39.808 | 42.1317 | 44.291 | 46.3631 | 47.7766 | 48.8442 | 49.8751 | 50.1697 | 49.616 | 48.3268 | 46.527 | 45.7999 | 45.1389 | 45.0413 | 44.7506 | 44.3293 | 5.4491 | 4.7958 | 4.105 | 2.4232 | 2.7014 | 3.8644 | 3.6742 | 4.443 | 4.1901 | 3.6866 | 3.3166 | 3.2985 | 3.3091 | 3.2948 | 3.1636 | 2.8791 | 2.8904 | 3.0546 | 3.3708 | 2.8216 | 2.4807 | 2.6302 | 2.193 | 2.2774
Program Specific1-in-10Size: Over 200kWOrange County2024February Monthly Peak | Program Specific | 1-in-10 | Size: Over 200kW | Orange County | 2024 | February Monthly Peak | 2 | 118.2089 | 113.6642 | 111.1055 | 112.8452 | 124.5908 | 153.885 | 186.8849 | 203.6751 | 214.452 | 214.3035 | 215.3417 | 214.747 | 211.8095 | 208.4672 | 200.6207 | 187.0304 | 174.9868 | 170.4232 | 162.8737 | 159.6803 | 154.3007 | 146.9174 | 137.2298 | 129.1336 | 3.4861 | 2.8737 | 2.2439 | 0.52255 | 0.36107 | 1.3626 | 1.1951 | 0.594 | 0.070679 | -0.86801 | -0.99239 | -0.3981 | 1.4319 | 6.318 | 17.8013 | 16.962 | 16.6062 | 14.1943 | 2.7923 | 0.53603 | 0.071596 | 0.59273 | 1.327 | 0.66176 | 47.9892 | 47.7732 | 47.4869 | 46.9758 | 46.4613 | 46.0709 | 45.4591 | 46.1862 | 47.0754 | 50.578 | 53.6154 | 56.9628 | 58.9856 | 59.9086 | 60.6208 | 60.8562 | 59.4676 | 58.4546 | 56.6506 | 54.6884 | 53.586 | 52.2715 | 51.1518 | 49.5849 | 5.175 | 4.5804 | 3.9174 | 2.3225 | 2.5836 | 3.6642 | 3.4449 | 4.1318 | 3.8772 | 3.4451 | 3.1322 | 3.1551 | 3.1922 | 3.2096 | 3.0952 | 2.8322 | 2.8396 | 2.9897 | 3.2635 | 2.7072 | 2.3776 | 2.5216 | 2.0972 | 2.1817
Program Specific1-in-10Size: Over 200kWOrange County2024March Monthly Peak | Program Specific | 1-in-10 | Size: Over 200kW | Orange County | 2024 | March Monthly Peak | 3 | 120.1523 | 115.5912 | 112.5168 | 113.7394 | 123.567 | 151.8401 | 178.9108 | 196.9328 | 209.3025 | 214.6309 | 221.0626 | 224.0488 | 224.6664 | 225.7996 | 218.6919 | 205.6163 | 191.0524 | 178.2754 | 167.4685 | 166.3272 | 161.586 | 152.8743 | 140.9366 | 131.8182 | 3.5434 | 2.9224 | 2.2724 | 0.52669 | 0.3581 | 1.3445 | 1.1441 | 0.57434 | 0.068982 | -0.86933 | -1.0188 | -0.41535 | 1.5188 | 6.8433 | 19.4048 | 18.6476 | 18.1308 | 14.8483 | 2.871 | 0.55834 | 0.074977 | 0.61677 | 1.3629 | 0.67552 | 61.5329 | 60.0303 | 58.8322 | 58.4264 | 57.0383 | 56.1355 | 55.6221 | 56.4566 | 59.9535 | 64.5568 | 69.5198 | 74.2033 | 77.4815 | 79.1379 | 79.8514 | 80.5415 | 80.481 | 79.5145 | 76.8471 | 73.2663 | 70.2189 | 67.1202 | 64.7072 | 62.8102 | 5.2601 | 4.6581 | 3.9672 | 2.3409 | 2.5624 | 3.6155 | 3.2979 | 3.9951 | 3.7841 | 3.4504 | 3.2154 | 3.2918 | 3.386 | 3.4764 | 3.374 | 3.1136 | 3.1003 | 3.1274 | 3.3555 | 2.8198 | 2.4899 | 2.6238 | 2.1539 | 2.2271
Program Specific1-in-10Size: Over 200kWOrange County2024April Monthly Peak | Program Specific | 1-in-10 | Size: Over 200kW | Orange County | 2024 | April Monthly Peak | 4 | 123.258 | 118.6918 | 115.4208 | 116.4203 | 126.4102 | 155.8971 | 184.123 | 205.0459 | 220.8966 | 228.7378 | 237.8636 | 242.0702 | 243.4182 | 244.6707 | 237.3826 | 222.5899 | 206.1065 | 190.7072 | 178.3187 | 175.9688 | 169.7053 | 158.9286 | 146.2408 | 136.5866 | 0.53085 | 0.087421 | 0.18175 | -0.84862 | -1.053 | -0.39026 | -0.98246 | -0.79966 | -0.83108 | -1.3391 | -1.9227 | -1.5592 | 0.20316 | 5.6926 | 19.6666 | 19.2845 | 18.4229 | 15.8694 | 4.1408 | 0.3842 | -0.55487 | -0.2419 | 0.28652 | -0.31591 | 72.2566 | 70.2738 | 68.5389 | 66.7299 | 65.7959 | 65.0804 | 64.404 | 64.5662 | 67.7345 | 73.4304 | 79.8164 | 85.7013 | 89.5654 | 91.5443 | 92.2852 | 92.8744 | 92.8398 | 92.0063 | 90.4213 | 86.83 | 81.7749 | 77.6989 | 74.9034 | 72.6485 | 5.0367 | 4.4645 | 3.7986 | 2.2365 | 2.4468 | 3.4649 | 3.168 | 3.8826 | 3.7277 | 3.4323 | 3.2294 | 3.3197 | 3.4243 | 3.5161 | 3.4185 | 3.1462 | 3.1219 | 3.1227 | 3.335 | 2.7846 | 2.4408 | 2.5461 | 2.0861 | 2.154
Program Specific1-in-10Size: Over 200kWOrange County2024May Monthly Peak | Program Specific | 1-in-10 | Size: Over 200kW | Orange County | 2024 | May Monthly Peak | 5 | 128.9235 | 124.2145 | 120.1344 | 121.1356 | 132.6014 | 163.0787 | 192.0925 | 216.0007 | 234.5984 | 244.245 | 253.3319 | 257.68 | 257.8791 | 257.1385 | 249.4978 | 232.7971 | 215.7248 | 199.5568 | 187.2218 | 182.4728 | 178.206 | 166.641 | 153.5716 | 144.0448 | -0.56541 | -0.96085 | -0.58294 | -1.3814 | -1.6184 | -1.0476 | -1.8028 | -1.3506 | -1.214 | -1.582 | -2.3516 | -2.0677 | -0.31219 | 5.3578 | 20.1637 | 19.843 | 18.872 | 16.6007 | 4.7402 | 0.32449 | -0.81232 | -0.57324 | -0.10784 | -0.70294 | 73.1257 | 71.6307 | 69.8872 | 69.2108 | 68.535 | 67.4837 | 66.9785 | 67.489 | 71.6971 | 78.1971 | 83.8903 | 88.3705 | 91.098 | 93.185 | 94.6348 | 95.5304 | 95.6227 | 94.3455 | 92.1218 | 89.3746 | 85.9122 | 82.0173 | 79.0002 | 76.7042 | 5.2472 | 4.6537 | 3.938 | 2.3178 | 2.5564 | 3.6101 | 3.2919 | 4.0738 | 3.9432 | 3.6504 | 3.4257 | 3.5197 | 3.6133 | 3.6806 | 3.5787 | 3.2774 | 3.2546 | 3.2546 | 3.4876 | 2.8761 | 2.5529 | 2.659 | 2.1819 | 2.2625
Program Specific1-in-10Size: Over 200kWOrange County2024June Monthly Peak | Program Specific | 1-in-10 | Size: Over 200kW | Orange County | 2024 | June Monthly Peak | 6 | 137.3854 | 132.5964 | 128.0207 | 129.1751 | 140.6597 | 170.1699 | 198.0385 | 218.6869 | 234.8143 | 243.4016 | 252.656 | 255.9829 | 254.9321 | 252.9333 | 246.2967 | 233.5554 | 218.9604 | 203.747 | 192.8952 | 186.9678 | 182.2856 | 172.4597 | 159.1755 | 150.2658 | -0.68163 | -1.1001 | -0.67572 | -1.5082 | -1.7529 | -1.1373 | -1.9117 | -1.4014 | -1.237 | -1.5866 | -2.3654 | -2.081 | -0.34316 | 5.2295 | 19.8718 | 19.886 | 19.1275 | 16.9489 | 4.9107 | 0.32746 | -0.84647 | -0.61516 | -0.13984 | -0.75885 | 74.4702 | 72.9254 | 71.4954 | 70.3462 | 69.0555 | 68.146 | 67.9012 | 68.783 | 72.0127 | 76.9294 | 82.3133 | 86.9306 | 90.2169 | 92.7356 | 94.5052 | 95.1688 | 95.4883 | 94.8856 | 93.456 | 91.1929 | 87.2133 | 82.8609 | 80.1367 | 78.0661 | 5.5924 | 4.9683 | 4.197 | 2.472 | 2.7121 | 3.7676 | 3.3943 | 4.125 | 3.9473 | 3.6382 | 3.417 | 3.497 | 3.5725 | 3.6209 | 3.5332 | 3.2885 | 3.3038 | 3.3234 | 3.5937 | 2.9473 | 2.6117 | 2.7522 | 2.2619 | 2.3606
Program Specific1-in-10Size: Over 200kWOrange County2024July Monthly Peak | Program Specific | 1-in-10 | Size: Over 200kW | Orange County | 2024 | July Monthly Peak | 7 | 142.9321 | 137.7067 | 133.4824 | 134.4011 | 146.4803 | 176.8966 | 204.993 | 225.1727 | 240.1258 | 248.3686 | 256.4354 | 258.2775 | 256.6019 | 254.8727 | 248.4222 | 236.2723 | 223.1887 | 208.4685 | 197.877 | 192.1474 | 186.9027 | 176.7876 | 163.2187 | 154.3595 | -1.7484 | -2.1184 | -1.4222 | -2.0318 | -2.3003 | -1.7624 | -2.6731 | -1.8861 | -1.5487 | -1.7483 | -2.6581 | -2.4417 | -0.78442 | 4.7514 | 19.6213 | 19.8407 | 19.1415 | 17.3372 | 5.3847 | 0.27143 | -1.0694 | -0.91422 | -0.50676 | -1.111 | 76.2125 | 75.1208 | 74.0132 | 72.9954 | 72.1598 | 71.6216 | 71.424 | 71.7724 | 74.8077 | 79.6763 | 84.4218 | 88.7852 | 91.7237 | 93.518 | 95.2845 | 95.7559 | 96.2086 | 95.0628 | 93.229 | 91.2536 | 88.0496 | 84.6335 | 82.2899 | 80.6171 | 5.8519 | 5.1897 | 4.4014 | 2.5869 | 2.8407 | 3.9392 | 3.5339 | 4.272 | 4.0601 | 3.734 | 3.4882 | 3.5488 | 3.6167 | 3.6698 | 3.5844 | 3.346 | 3.3871 | 3.4201 | 3.7079 | 3.0465 | 2.6934 | 2.8376 | 2.3328 | 2.4389
Program Specific1-in-10Size: Over 200kWOrange County2024August Monthly Peak | Program Specific | 1-in-10 | Size: Over 200kW | Orange County | 2024 | August Monthly Peak | 8 | 146.1391 | 140.6773 | 136.3517 | 136.5426 | 149.7519 | 183.0335 | 215.5238 | 239.2058 | 258.6999 | 268.2408 | 279.1275 | 280.6868 | 278.9886 | 276.5983 | 269.0671 | 252.7375 | 235.1504 | 216.4543 | 204.1328 | 200.4511 | 194.0531 | 181.9877 | 168.4675 | 159.5142 | -3.467 | -3.7396 | -2.6113 | -2.8068 | -3.1189 | -2.7721 | -3.964 | -2.7477 | -2.1515 | -2.109 | -3.3358 | -3.241 | -1.6072 | 4.2679 | 20.5296 | 20.7558 | 19.5757 | 17.9939 | 6.121 | 0.17582 | -1.4409 | -1.4025 | -1.1158 | -1.6894 | 79.2858 | 78.0931 | 77.1041 | 76.2438 | 75.643 | 75.0085 | 74.5851 | 74.7866 | 77.8748 | 82.1528 | 86.8558 | 91.6691 | 95.3709 | 98.246 | 99.7839 | 100.1391 | 99.6751 | 98.167 | 96.8103 | 94.12 | 90.1667 | 86.6576 | 84.1529 | 82.4095 | 6.1297 | 5.4316 | 4.6062 | 2.6925 | 2.9753 | 4.1757 | 3.8064 | 4.6494 | 4.4812 | 4.1316 | 3.8899 | 3.9512 | 4.0286 | 4.0802 | 3.9773 | 3.6669 | 3.6561 | 3.6381 | 3.9188 | 3.256 | 2.8649 | 2.9926 | 2.4668 | 2.5821
Program Specific1-in-10Size: Over 200kWOrange County2024September Monthly Peak | Program Specific | 1-in-10 | Size: Over 200kW | Orange County | 2024 | September Monthly Peak | 9 | 145.6289 | 140.7072 | 135.7657 | 137.0267 | 150.4892 | 186.096 | 222.4647 | 246.3179 | 269.4655 | 280.3206 | 290.1115 | 291.1252 | 289.0329 | 287.402 | 278.9109 | 260.3201 | 241.5014 | 221.5735 | 211.0504 | 208.7138 | 197.8089 | 184.3922 | 170.2896 | 160.6147 | -4.2118 | -4.4532 | -3.1218 | -3.1539 | -3.483 | -3.2547 | -4.6303 | -3.1758 | -2.4686 | -2.3083 | -3.6751 | -3.6372 | -2.0185 | 4.017 | 20.942 | 21.1607 | 19.8296 | 18.4161 | 6.5931 | 0.13252 | -1.6212 | -1.6325 | -1.3988 | -1.9476 | 81.6788 | 80.3713 | 79.2271 | 78.5671 | 77.4718 | 76.5906 | 76.1673 | 76.2113 | 78.4603 | 82.9417 | 88.0968 | 93.4003 | 97.419 | 99.7947 | 100.9379 | 100.7449 | 100.2246 | 99.3477 | 97.5738 | 94.5838 | 90.9204 | 87.5806 | 84.9661 | 83.1001 | 6.2095 | 5.5227 | 4.6624 | 2.7468 | 3.0394 | 4.3159 | 3.9941 | 4.8669 | 4.7451 | 4.3891 | 4.1099 | 4.166 | 4.2428 | 4.3098 | 4.1911 | 3.8395 | 3.817 | 3.7859 | 4.1187 | 3.4464 | 2.9687 | 3.0824 | 2.5347 | 2.643
Program Specific1-in-10Size: Over 200kWOrange County2024October Monthly Peak | Program Specific | 1-in-10 | Size: Over 200kW | Orange County | 2024 | October Monthly Peak | 10 | 119.6267 | 115.8183 | 112.8671 | 114.4873 | 125.9303 | 155.5515 | 187.6922 | 208.2076 | 224.685 | 231.6707 | 240.2728 | 244.6145 | 244.8401 | 243.5588 | 236.2292 | 220.1226 | 204.0286 | 193.4954 | 181.2793 | 174.4136 | 165.8879 | 154.4649 | 143.2573 | 134.5281 | -0.84296 | -1.1963 | -0.76975 | -1.4497 | -1.6864 | -1.1859 | -1.9941 | -1.4518 | -1.2598 | -1.5447 | -2.3186 | -2.0814 | -0.4497 | 4.8937 | 18.9445 | 18.6684 | 17.73 | 16.0949 | 4.7062 | 0.28853 | -0.82161 | -0.62204 | -0.21731 | -0.76222 | 76.2146 | 75.7554 | 75.3239 | 73.7478 | 72.8184 | 72.1554 | 71.3997 | 71.0361 | 72.0928 | 75.4786 | 79.8346 | 84.5698 | 88.3685 | 91.444 | 93.0148 | 93.5494 | 92.9657 | 91.3308 | 88.9926 | 85.8042 | 82.19 | 79.6558 | 77.9906 | 76.4184 | 4.8737 | 4.3434 | 3.7034 | 2.1928 | 2.4302 | 3.4469 | 3.2197 | 3.9307 | 3.7804 | 3.4659 | 3.2523 | 3.3446 | 3.434 | 3.4897 | 3.3917 | 3.1021 | 3.0812 | 3.1589 | 3.3802 | 2.7518 | 2.3788 | 2.4672 | 2.0374 | 2.1152
Program Specific1-in-10Size: Over 200kWOrange County2024November Monthly Peak | Program Specific | 1-in-10 | Size: Over 200kW | Orange County | 2024 | November Monthly Peak | 11 | 121.4482 | 117.8555 | 114.1038 | 114.2932 | 125.2943 | 153.0465 | 181.2519 | 198.4792 | 210.9353 | 217.6276 | 223.4859 | 226.5319 | 226.3151 | 225.4428 | 217.4286 | 202.6512 | 189.009 | 182.7829 | 172.3662 | 166.179 | 159.8187 | 150.3455 | 139.0287 | 130.5138 | 3.5816 | 2.9796 | 2.3044 | 0.52926 | 0.36311 | 1.3552 | 1.1591 | 0.57885 | 0.06952 | -0.88147 | -1.0299 | -0.41995 | 1.5299 | 6.8325 | 19.2927 | 18.3787 | 17.9369 | 15.2237 | 2.955 | 0.55784 | 0.074157 | 0.60656 | 1.3444 | 0.66884 | 63.6444 | 62.6408 | 62.0812 | 61.0053 | 59.772 | 58.7944 | 59.0343 | 59.4168 | 61.5279 | 65.5914 | 70.8771 | 75.3632 | 78.2243 | 79.8907 | 80.8779 | 80.8831 | 79.8158 | 77.4374 | 74.6419 | 72.1916 | 70.0884 | 68.2808 | 66.726 | 66.0317 | 5.3168 | 4.7493 | 4.0231 | 2.3523 | 2.5982 | 3.6442 | 3.3411 | 4.0264 | 3.8136 | 3.4986 | 3.2506 | 3.3283 | 3.4109 | 3.4709 | 3.3545 | 3.0687 | 3.0672 | 3.2065 | 3.4536 | 2.8173 | 2.4626 | 2.5804 | 2.1247 | 2.205
Program Specific1-in-10Size: Over 200kWOrange County2024December Monthly Peak | Program Specific | 1-in-10 | Size: Over 200kW | Orange County | 2024 | December Monthly Peak | 12 | 120.6928 | 116.238 | 113.413 | 114.8332 | 126.184 | 153.8946 | 185.7043 | 201.3077 | 212.4036 | 211.0018 | 209.9701 | 206.1239 | 200.7937 | 195.8381 | 188.0952 | 175.2874 | 165.8072 | 163.4439 | 156.6634 | 154.1505 | 149.7279 | 142.6683 | 133.9655 | 126.691 | 3.5594 | 2.9387 | 2.2905 | 0.53176 | 0.36568 | 1.3627 | 1.1876 | 0.58709 | 0.070004 | -0.85464 | -0.96764 | -0.38212 | 1.3574 | 5.9353 | 16.6899 | 15.8971 | 15.735 | 13.613 | 2.6858 | 0.51746 | 0.069475 | 0.57559 | 1.2955 | 0.64925 | 44.0584 | 43.4354 | 42.7632 | 42.786 | 42.3156 | 41.5338 | 41.4974 | 41.4516 | 42.2959 | 44.2704 | 46.5905 | 48.6176 | 49.6195 | 50.1483 | 50.6995 | 51.0909 | 50.543 | 49.2546 | 47.4369 | 46.4359 | 45.647 | 44.7733 | 44.1445 | 43.5818 | 5.2837 | 4.6842 | 3.9988 | 2.3634 | 2.6166 | 3.6644 | 3.4231 | 4.0838 | 3.8402 | 3.392 | 3.054 | 3.0284 | 3.0262 | 3.0151 | 2.902 | 2.6544 | 2.6907 | 2.8672 | 3.139 | 2.6134 | 2.3071 | 2.4486 | 2.0473 | 2.1405
Program Specific1-in-10Size: Over 200kWOrange County2024Typical Event Day | Program Specific | 1-in-10 | Size: Over 200kW | Orange County | 2024 | Typical Event Day | 8 | 144.5621 | 139.2088 | 134.9395 | 135.2412 | 148.3141 | 180.9468 | 212.6516 | 235.2049 | 253.521 | 262.6447 | 273.0718 | 274.6396 | 272.9765 | 270.8133 | 263.4597 | 247.7535 | 230.6859 | 212.6368 | 200.5527 | 197.037 | 191.0606 | 179.5994 | 166.2913 | 157.5543 | -2.524 | -2.8507 | -1.9592 | -2.3791 | -2.6747 | -2.2293 | -3.2907 | -2.3029 | -1.8504 | -1.9471 | -3.0274 | -2.8578 | -1.1702 | 4.6529 | 20.4873 | 20.5964 | 19.5205 | 17.6805 | 5.7105 | 0.23034 | -1.2412 | -1.1359 | -0.78244 | -1.3772 | 77.9118 | 76.6277 | 75.46 | 74.5381 | 73.5825 | 72.8417 | 72.5194 | 72.8883 | 75.7889 | 80.425 | 85.4219 | 90.1963 | 93.6826 | 96.0736 | 97.6279 | 97.9522 | 97.8991 | 96.8658 | 95.2673 | 92.7876 | 89.0875 | 85.4332 | 82.8864 | 81.0482 | 5.971 | 5.2928 | 4.4889 | 2.6261 | 2.9017 | 4.0651 | 3.6983 | 4.5018 | 4.3245 | 3.9836 | 3.7474 | 3.8071 | 3.8816 | 3.9338 | 3.835 | 3.5397 | 3.5319 | 3.5194 | 3.7913 | 3.1517 | 2.7776 | 2.9083 | 2.3977 | 2.5115
Program Specific1-in-10Size: Over 200kWOrange County2025January Monthly Peak | Program Specific | 1-in-10 | Size: Over 200kW | Orange County | 2025 | January Monthly Peak | 1 | 124.4708 | 119.0088 | 116.4256 | 117.7368 | 130.2725 | 162.2931 | 199.3248 | 219.0155 | 231.7617 | 229.327 | 228.0183 | 224.5059 | 219.5659 | 213.9999 | 205.0535 | 190.1286 | 178.1133 | 174.1232 | 168.2295 | 166.4317 | 160.9929 | 153.2498 | 143.4958 | 134.7962 | 3.6708 | 3.0088 | 2.3513 | 0.5452 | 0.37753 | 1.4371 | 1.2747 | 0.63874 | 0.076384 | -0.92886 | -1.0508 | -0.41619 | 1.4843 | 6.4857 | 18.1947 | 17.243 | 16.9029 | 14.5025 | 2.8841 | 0.55869 | 0.074702 | 0.61828 | 1.3876 | 0.69078 | 42.1177 | 42.0476 | 41.3269 | 40.6886 | 40.1794 | 39.7875 | 39.5012 | 39.2183 | 39.808 | 42.1317 | 44.291 | 46.3631 | 47.7766 | 48.8442 | 49.8751 | 50.1697 | 49.616 | 48.3268 | 46.527 | 45.7999 | 45.1389 | 45.0413 | 44.7506 | 44.3293 | 5.4491 | 4.7958 | 4.105 | 2.4232 | 2.7014 | 3.8644 | 3.6742 | 4.443 | 4.1901 | 3.6866 | 3.3166 | 3.2985 | 3.3091 | 3.2948 | 3.1636 | 2.8791 | 2.8904 | 3.0546 | 3.3708 | 2.8216 | 2.4807 | 2.6302 | 2.193 | 2.2774
Program Specific1-in-10Size: Over 200kWOrange County2025February Monthly Peak | Program Specific | 1-in-10 | Size: Over 200kW | Orange County | 2025 | February Monthly Peak | 2 | 118.2089 | 113.6642 | 111.1055 | 112.8452 | 124.5908 | 153.885 | 186.8849 | 203.6751 | 214.452 | 214.3035 | 215.3418 | 214.747 | 211.8095 | 208.4672 | 200.6207 | 187.0304 | 174.9868 | 170.4232 | 162.8737 | 159.6803 | 154.3007 | 146.9174 | 137.2298 | 129.1336 | 3.4861 | 2.8737 | 2.2439 | 0.52255 | 0.36107 | 1.3626 | 1.1951 | 0.594 | 0.070679 | -0.86801 | -0.99239 | -0.3981 | 1.4319 | 6.318 | 17.8013 | 16.962 | 16.6062 | 14.1943 | 2.7923 | 0.53603 | 0.071596 | 0.59273 | 1.327 | 0.66176 | 47.9892 | 47.7732 | 47.4869 | 46.9758 | 46.4612 | 46.0709 | 45.4591 | 46.1862 | 47.0754 | 50.578 | 53.6154 | 56.9628 | 58.9856 | 59.9086 | 60.6208 | 60.8563 | 59.4676 | 58.4546 | 56.6506 | 54.6884 | 53.586 | 52.2715 | 51.1518 | 49.5849 | 5.175 | 4.5804 | 3.9174 | 2.3225 | 2.5836 | 3.6642 | 3.4449 | 4.1318 | 3.8772 | 3.4451 | 3.1322 | 3.1551 | 3.1922 | 3.2096 | 3.0952 | 2.8322 | 2.8396 | 2.9897 | 3.2635 | 2.7072 | 2.3776 | 2.5216 | 2.0972 | 2.1817
Program Specific1-in-10Size: Over 200kWOrange County2025March Monthly Peak | Program Specific | 1-in-10 | Size: Over 200kW | Orange County | 2025 | March Monthly Peak | 3 | 120.1523 | 115.5912 | 112.5168 | 113.7394 | 123.567 | 151.8401 | 178.9108 | 196.9328 | 209.3025 | 214.6309 | 221.0626 | 224.0488 | 224.6664 | 225.7996 | 218.6919 | 205.6163 | 191.0524 | 178.2754 | 167.4685 | 166.3272 | 161.586 | 152.8742 | 140.9366 | 131.8182 | 3.5434 | 2.9224 | 2.2724 | 0.52669 | 0.3581 | 1.3445 | 1.1441 | 0.57434 | 0.068982 | -0.86933 | -1.0188 | -0.41535 | 1.5188 | 6.8433 | 19.4048 | 18.6476 | 18.1308 | 14.8483 | 2.871 | 0.55834 | 0.074977 | 0.61677 | 1.3629 | 0.67552 | 61.5329 | 60.0303 | 58.8322 | 58.4264 | 57.0383 | 56.1355 | 55.622 | 56.4566 | 59.9535 | 64.5568 | 69.5198 | 74.2033 | 77.4815 | 79.1379 | 79.8514 | 80.5415 | 80.481 | 79.5145 | 76.8471 | 73.2663 | 70.2189 | 67.1202 | 64.7072 | 62.8102 | 5.2601 | 4.6581 | 3.9672 | 2.3409 | 2.5624 | 3.6155 | 3.2979 | 3.9951 | 3.7841 | 3.4504 | 3.2154 | 3.2918 | 3.386 | 3.4764 | 3.374 | 3.1136 | 3.1003 | 3.1274 | 3.3555 | 2.8198 | 2.4899 | 2.6238 | 2.1539 | 2.2271
Program Specific1-in-10Size: Over 200kWOrange County2025April Monthly Peak | Program Specific | 1-in-10 | Size: Over 200kW | Orange County | 2025 | April Monthly Peak | 4 | 123.258 | 118.6918 | 115.4208 | 116.4203 | 126.4102 | 155.8971 | 184.123 | 205.0459 | 220.8966 | 228.7378 | 237.8636 | 242.0702 | 243.4182 | 244.6707 | 237.3826 | 222.5898 | 206.1065 | 190.7071 | 178.3187 | 175.9688 | 169.7053 | 158.9286 | 146.2408 | 136.5866 | 0.53085 | 0.087421 | 0.18175 | -0.84862 | -1.053 | -0.39026 | -0.98246 | -0.79966 | -0.83108 | -1.3391 | -1.9227 | -1.5592 | 0.20316 | 5.6926 | 19.6666 | 19.2845 | 18.4229 | 15.8694 | 4.1408 | 0.3842 | -0.55487 | -0.2419 | 0.28652 | -0.31591 | 72.2566 | 70.2738 | 68.5389 | 66.7299 | 65.7959 | 65.0804 | 64.404 | 64.5662 | 67.7345 | 73.4304 | 79.8164 | 85.7013 | 89.5654 | 91.5443 | 92.2852 | 92.8744 | 92.8398 | 92.0063 | 90.4213 | 86.83 | 81.7749 | 77.6989 | 74.9034 | 72.6485 | 5.0367 | 4.4645 | 3.7986 | 2.2365 | 2.4468 | 3.4649 | 3.168 | 3.8826 | 3.7277 | 3.4323 | 3.2294 | 3.3197 | 3.4243 | 3.5161 | 3.4185 | 3.1462 | 3.1219 | 3.1227 | 3.335 | 2.7846 | 2.4408 | 2.5461 | 2.0861 | 2.154
Program Specific1-in-10Size: Over 200kWOrange County2025May Monthly Peak | Program Specific | 1-in-10 | Size: Over 200kW | Orange County | 2025 | May Monthly Peak | 5 | 128.9235 | 124.2145 | 120.1344 | 121.1356 | 132.6014 | 163.0787 | 192.0925 | 216.0007 | 234.5984 | 244.245 | 253.332 | 257.68 | 257.8791 | 257.1385 | 249.4978 | 232.7971 | 215.7248 | 199.5568 | 187.2218 | 182.4728 | 178.206 | 166.641 | 153.5716 | 144.0448 | -0.56541 | -0.96085 | -0.58294 | -1.3814 | -1.6184 | -1.0476 | -1.8028 | -1.3506 | -1.214 | -1.582 | -2.3516 | -2.0677 | -0.31219 | 5.3578 | 20.1637 | 19.843 | 18.872 | 16.6007 | 4.7402 | 0.32449 | -0.81232 | -0.57324 | -0.10784 | -0.70294 | 73.1257 | 71.6307 | 69.8872 | 69.2108 | 68.535 | 67.4837 | 66.9785 | 67.489 | 71.6971 | 78.1971 | 83.8903 | 88.3705 | 91.098 | 93.185 | 94.6348 | 95.5304 | 95.6227 | 94.3455 | 92.1218 | 89.3746 | 85.9122 | 82.0173 | 79.0002 | 76.7042 | 5.2472 | 4.6537 | 3.938 | 2.3178 | 2.5564 | 3.6101 | 3.2919 | 4.0738 | 3.9432 | 3.6504 | 3.4257 | 3.5197 | 3.6133 | 3.6806 | 3.5787 | 3.2774 | 3.2546 | 3.2546 | 3.4876 | 2.8761 | 2.5529 | 2.659 | 2.1819 | 2.2625
Program Specific1-in-10Size: Over 200kWOrange County2025June Monthly Peak | Program Specific | 1-in-10 | Size: Over 200kW | Orange County | 2025 | June Monthly Peak | 6 | 137.3854 | 132.5964 | 128.0207 | 129.1751 | 140.6597 | 170.1699 | 198.0385 | 218.6869 | 234.8143 | 243.4016 | 252.656 | 255.9829 | 254.9321 | 252.9333 | 246.2967 | 233.5554 | 218.9604 | 203.747 | 192.8952 | 186.9678 | 182.2856 | 172.4597 | 159.1755 | 150.2658 | -0.68163 | -1.1001 | -0.67572 | -1.5082 | -1.7529 | -1.1373 | -1.9117 | -1.4014 | -1.237 | -1.5866 | -2.3654 | -2.081 | -0.34316 | 5.2295 | 19.8718 | 19.886 | 19.1275 | 16.9489 | 4.9107 | 0.32746 | -0.84647 | -0.61516 | -0.13984 | -0.75885 | 74.4702 | 72.9254 | 71.4954 | 70.3462 | 69.0555 | 68.146 | 67.9012 | 68.783 | 72.0127 | 76.9294 | 82.3133 | 86.9306 | 90.2169 | 92.7356 | 94.5052 | 95.1688 | 95.4883 | 94.8856 | 93.456 | 91.1929 | 87.2133 | 82.8609 | 80.1367 | 78.0661 | 5.5924 | 4.9683 | 4.197 | 2.472 | 2.7121 | 3.7676 | 3.3943 | 4.125 | 3.9473 | 3.6382 | 3.417 | 3.497 | 3.5725 | 3.6209 | 3.5332 | 3.2885 | 3.3038 | 3.3234 | 3.5937 | 2.9473 | 2.6117 | 2.7522 | 2.2619 | 2.3606
Program Specific1-in-10Size: Over 200kWOrange County2025July Monthly Peak | Program Specific | 1-in-10 | Size: Over 200kW | Orange County | 2025 | July Monthly Peak | 7 | 142.9321 | 137.7067 | 133.4824 | 134.4011 | 146.4803 | 176.8965 | 204.993 | 225.1727 | 240.1258 | 248.3686 | 256.4354 | 258.2775 | 256.6019 | 254.8727 | 248.4222 | 236.2723 | 223.1887 | 208.4685 | 197.877 | 192.1474 | 186.9027 | 176.7875 | 163.2187 | 154.3595 | -1.7484 | -2.1184 | -1.4222 | -2.0318 | -2.3003 | -1.7624 | -2.6731 | -1.8861 | -1.5487 | -1.7483 | -2.6581 | -2.4417 | -0.78442 | 4.7514 | 19.6213 | 19.8407 | 19.1415 | 17.3372 | 5.3847 | 0.27143 | -1.0694 | -0.91422 | -0.50676 | -1.111 | 76.2125 | 75.1208 | 74.0132 | 72.9954 | 72.1598 | 71.6216 | 71.424 | 71.7724 | 74.8077 | 79.6763 | 84.4218 | 88.7852 | 91.7237 | 93.518 | 95.2845 | 95.7559 | 96.2086 | 95.0628 | 93.229 | 91.2536 | 88.0496 | 84.6335 | 82.2899 | 80.6171 | 5.8519 | 5.1897 | 4.4014 | 2.5869 | 2.8407 | 3.9392 | 3.5339 | 4.272 | 4.0601 | 3.734 | 3.4882 | 3.5488 | 3.6167 | 3.6698 | 3.5844 | 3.346 | 3.3871 | 3.4201 | 3.7079 | 3.0465 | 2.6934 | 2.8376 | 2.3328 | 2.4389
Program Specific1-in-10Size: Over 200kWOrange County2025August Monthly Peak | Program Specific | 1-in-10 | Size: Over 200kW | Orange County | 2025 | August Monthly Peak | 8 | 146.1391 | 140.6773 | 136.3517 | 136.5426 | 149.7519 | 183.0335 | 215.5238 | 239.2058 | 258.6999 | 268.2408 | 279.1275 | 280.6868 | 278.9887 | 276.5983 | 269.0671 | 252.7375 | 235.1505 | 216.4543 | 204.1328 | 200.451 | 194.0531 | 181.9877 | 168.4675 | 159.5142 | -3.467 | -3.7396 | -2.6113 | -2.8068 | -3.1189 | -2.7721 | -3.964 | -2.7477 | -2.1515 | -2.109 | -3.3358 | -3.241 | -1.6072 | 4.2679 | 20.5296 | 20.7558 | 19.5757 | 17.9939 | 6.121 | 0.17582 | -1.4409 | -1.4025 | -1.1158 | -1.6894 | 79.2858 | 78.0931 | 77.1041 | 76.2438 | 75.643 | 75.0085 | 74.5851 | 74.7866 | 77.8748 | 82.1528 | 86.8558 | 91.6691 | 95.3709 | 98.246 | 99.7839 | 100.1391 | 99.6751 | 98.167 | 96.8103 | 94.12 | 90.1667 | 86.6576 | 84.1529 | 82.4095 | 6.1297 | 5.4316 | 4.6062 | 2.6925 | 2.9753 | 4.1757 | 3.8064 | 4.6494 | 4.4812 | 4.1316 | 3.8899 | 3.9512 | 4.0286 | 4.0802 | 3.9773 | 3.6669 | 3.6561 | 3.6381 | 3.9188 | 3.256 | 2.8649 | 2.9926 | 2.4668 | 2.5821
Program Specific1-in-10Size: Over 200kWOrange County2025September Monthly Peak | Program Specific | 1-in-10 | Size: Over 200kW | Orange County | 2025 | September Monthly Peak | 9 | 145.6289 | 140.7072 | 135.7657 | 137.0267 | 150.4892 | 186.096 | 222.4647 | 246.3179 | 269.4656 | 280.3206 | 290.1115 | 291.1251 | 289.0329 | 287.402 | 278.9109 | 260.3201 | 241.5014 | 221.5735 | 211.0504 | 208.7138 | 197.8089 | 184.3921 | 170.2896 | 160.6147 | -4.2118 | -4.4532 | -3.1218 | -3.1539 | -3.483 | -3.2547 | -4.6303 | -3.1758 | -2.4686 | -2.3083 | -3.6751 | -3.6372 | -2.0185 | 4.017 | 20.942 | 21.1607 | 19.8296 | 18.4161 | 6.5931 | 0.13252 | -1.6212 | -1.6325 | -1.3988 | -1.9476 | 81.6788 | 80.3713 | 79.2271 | 78.5671 | 77.4718 | 76.5906 | 76.1672 | 76.2113 | 78.4603 | 82.9417 | 88.0968 | 93.4003 | 97.419 | 99.7947 | 100.9379 | 100.7449 | 100.2246 | 99.3477 | 97.5738 | 94.5838 | 90.9204 | 87.5806 | 84.9661 | 83.1001 | 6.2095 | 5.5227 | 4.6624 | 2.7468 | 3.0394 | 4.3159 | 3.9941 | 4.8669 | 4.7451 | 4.3891 | 4.1099 | 4.166 | 4.2428 | 4.3098 | 4.1911 | 3.8395 | 3.817 | 3.7859 | 4.1187 | 3.4464 | 2.9687 | 3.0824 | 2.5347 | 2.643
Program Specific1-in-10Size: Over 200kWOrange County2025October Monthly Peak | Program Specific | 1-in-10 | Size: Over 200kW | Orange County | 2025 | October Monthly Peak | 10 | 119.6266 | 115.8183 | 112.8671 | 114.4873 | 125.9303 | 155.5515 | 187.6922 | 208.2076 | 224.6851 | 231.6707 | 240.2728 | 244.6145 | 244.8401 | 243.5588 | 236.2292 | 220.1226 | 204.0286 | 193.4954 | 181.2793 | 174.4136 | 165.8879 | 154.4649 | 143.2573 | 134.5281 | -0.84296 | -1.1963 | -0.76975 | -1.4497 | -1.6864 | -1.1859 | -1.9941 | -1.4518 | -1.2598 | -1.5447 | -2.3186 | -2.0814 | -0.4497 | 4.8937 | 18.9445 | 18.6684 | 17.73 | 16.0949 | 4.7062 | 0.28853 | -0.82161 | -0.62204 | -0.21731 | -0.76222 | 76.2146 | 75.7554 | 75.3239 | 73.7478 | 72.8184 | 72.1554 | 71.3997 | 71.0361 | 72.0928 | 75.4786 | 79.8346 | 84.5698 | 88.3685 | 91.444 | 93.0148 | 93.5494 | 92.9657 | 91.3308 | 88.9926 | 85.8042 | 82.19 | 79.6558 | 77.9906 | 76.4185 | 4.8737 | 4.3434 | 3.7034 | 2.1928 | 2.4302 | 3.4469 | 3.2197 | 3.9307 | 3.7804 | 3.4659 | 3.2523 | 3.3446 | 3.434 | 3.4897 | 3.3917 | 3.1021 | 3.0812 | 3.1589 | 3.3802 | 2.7518 | 2.3788 | 2.4672 | 2.0374 | 2.1152
Program Specific1-in-10Size: Over 200kWOrange County2025November Monthly Peak | Program Specific | 1-in-10 | Size: Over 200kW | Orange County | 2025 | November Monthly Peak | 11 | 121.4482 | 117.8555 | 114.1038 | 114.2932 | 125.2943 | 153.0465 | 181.2519 | 198.4792 | 210.9353 | 217.6276 | 223.4859 | 226.5319 | 226.3151 | 225.4429 | 217.4286 | 202.6512 | 189.009 | 182.7829 | 172.3662 | 166.179 | 159.8187 | 150.3455 | 139.0287 | 130.5138 | 3.5816 | 2.9796 | 2.3044 | 0.52926 | 0.36311 | 1.3552 | 1.1591 | 0.57885 | 0.06952 | -0.88147 | -1.0299 | -0.41995 | 1.5299 | 6.8325 | 19.2927 | 18.3787 | 17.9369 | 15.2237 | 2.955 | 0.55784 | 0.074157 | 0.60656 | 1.3444 | 0.66884 | 63.6444 | 62.6408 | 62.0812 | 61.0053 | 59.772 | 58.7944 | 59.0343 | 59.4168 | 61.5279 | 65.5914 | 70.8771 | 75.3632 | 78.2243 | 79.8907 | 80.8779 | 80.8831 | 79.8158 | 77.4374 | 74.6419 | 72.1916 | 70.0884 | 68.2808 | 66.726 | 66.0317 | 5.3168 | 4.7493 | 4.0231 | 2.3523 | 2.5982 | 3.6442 | 3.3411 | 4.0264 | 3.8136 | 3.4985 | 3.2506 | 3.3283 | 3.4109 | 3.4709 | 3.3545 | 3.0688 | 3.0672 | 3.2065 | 3.4536 | 2.8173 | 2.4626 | 2.5804 | 2.1247 | 2.205
Program Specific1-in-10Size: Over 200kWOrange County2025December Monthly Peak | Program Specific | 1-in-10 | Size: Over 200kW | Orange County | 2025 | December Monthly Peak | 12 | 120.6928 | 116.238 | 113.413 | 114.8333 | 126.184 | 153.8946 | 185.7043 | 201.3077 | 212.4036 | 211.0018 | 209.9701 | 206.1239 | 200.7937 | 195.8381 | 188.0952 | 175.2874 | 165.8072 | 163.4439 | 156.6635 | 154.1505 | 149.7279 | 142.6683 | 133.9655 | 126.691 | 3.5594 | 2.9387 | 2.2905 | 0.53176 | 0.36568 | 1.3627 | 1.1876 | 0.58709 | 0.070004 | -0.85464 | -0.96764 | -0.38212 | 1.3574 | 5.9353 | 16.6899 | 15.8971 | 15.735 | 13.613 | 2.6858 | 0.51746 | 0.069475 | 0.57559 | 1.2955 | 0.64925 | 44.0584 | 43.4354 | 42.7632 | 42.786 | 42.3156 | 41.5338 | 41.4974 | 41.4516 | 42.2959 | 44.2704 | 46.5905 | 48.6176 | 49.6195 | 50.1483 | 50.6995 | 51.0909 | 50.543 | 49.2546 | 47.4369 | 46.4359 | 45.647 | 44.7733 | 44.1445 | 43.5818 | 5.2837 | 4.6842 | 3.9988 | 2.3634 | 2.6166 | 3.6644 | 3.4231 | 4.0838 | 3.8402 | 3.392 | 3.054 | 3.0284 | 3.0262 | 3.0151 | 2.902 | 2.6544 | 2.6907 | 2.8672 | 3.139 | 2.6134 | 2.3071 | 2.4486 | 2.0473 | 2.1405
Program Specific1-in-10Size: Over 200kWOrange County2025Typical Event Day | Program Specific | 1-in-10 | Size: Over 200kW | Orange County | 2025 | Typical Event Day | 8 | 144.5621 | 139.2088 | 134.9395 | 135.2412 | 148.3141 | 180.9468 | 212.6516 | 235.2049 | 253.5211 | 262.6447 | 273.0718 | 274.6396 | 272.9765 | 270.8133 | 263.4597 | 247.7535 | 230.6859 | 212.6368 | 200.5527 | 197.037 | 191.0606 | 179.5994 | 166.2913 | 157.5543 | -2.524 | -2.8507 | -1.9592 | -2.3791 | -2.6747 | -2.2293 | -3.2907 | -2.3029 | -1.8504 | -1.9471 | -3.0274 | -2.8578 | -1.1702 | 4.6529 | 20.4873 | 20.5964 | 19.5205 | 17.6805 | 5.7105 | 0.23034 | -1.2412 | -1.1359 | -0.78244 | -1.3772 | 77.9118 | 76.6277 | 75.4599 | 74.5381 | 73.5825 | 72.8417 | 72.5194 | 72.8883 | 75.7889 | 80.425 | 85.4219 | 90.1963 | 93.6826 | 96.0736 | 97.6279 | 97.9522 | 97.8991 | 96.8658 | 95.2673 | 92.7876 | 89.0875 | 85.4332 | 82.8864 | 81.0482 | 5.971 | 5.2928 | 4.4889 | 2.6261 | 2.9017 | 4.0651 | 3.6983 | 4.5018 | 4.3245 | 3.9836 | 3.7474 | 3.8071 | 3.8816 | 3.9338 | 3.835 | 3.5397 | 3.5319 | 3.5194 | 3.7913 | 3.1517 | 2.7776 | 2.9083 | 2.3977 | 2.5115
Program Specific1-in-2Size: Over 200kWOrange County2015January Monthly Peak | Program Specific | 1-in-2 | Size: Over 200kW | Orange County | 2015 | January Monthly Peak | 1 | 120.5892 | 115.6807 | 113.1189 | 114.696 | 126.7498 | 157.0851 | 191.6462 | 209.4895 | 220.9302 | 219.7893 | 219.8049 | 218.0108 | 214.2538 | 210.0248 | 201.7478 | 187.6859 | 175.7185 | 171.4712 | 164.6325 | 162.0339 | 156.6823 | 149.226 | 139.5374 | 131.2199 | 3.5563 | 2.9246 | 2.2845 | 0.53112 | 0.36732 | 1.391 | 1.2256 | 0.61096 | 0.072815 | -0.89023 | -1.013 | -0.40415 | 1.4484 | 6.3652 | 17.9013 | 17.0215 | 16.6756 | 14.2816 | 2.8224 | 0.54393 | 0.072701 | 0.60205 | 1.3493 | 0.67246 | 47.1944 | 46.1046 | 45.4018 | 45.1966 | 44.6103 | 44.3463 | 43.8202 | 43.4735 | 43.5395 | 45.1392 | 48.1989 | 50.9805 | 52.8175 | 54.3049 | 55.2747 | 55.6824 | 55.4496 | 54.0567 | 52.3441 | 50.8871 | 49.8505 | 48.9049 | 48.1023 | 47.2767 | 5.2792 | 4.6617 | 3.9884 | 2.3606 | 2.6284 | 3.7404 | 3.5327 | 4.2498 | 3.9943 | 3.5333 | 3.1971 | 3.2031 | 3.2291 | 3.2336 | 3.1126 | 2.8421 | 2.8515 | 3.0081 | 3.2987 | 2.7471 | 2.4143 | 2.5612 | 2.1325 | 2.217
Program Specific1-in-2Size: Over 200kWOrange County2015February Monthly Peak | Program Specific | 1-in-2 | Size: Over 200kW | Orange County | 2015 | February Monthly Peak | 2 | 119.3641 | 114.6394 | 112.0806 | 113.7415 | 125.6384 | 155.439 | 189.203 | 206.4931 | 217.573 | 216.915 | 217.4274 | 216.2302 | 212.8818 | 209.0998 | 201.0416 | 187.2305 | 175.2386 | 170.8508 | 163.6646 | 160.7744 | 155.4199 | 148.0155 | 138.3329 | 130.1312 | 3.5202 | 2.8983 | 2.2636 | 0.5267 | 0.3641 | 1.3764 | 1.2099 | 0.60222 | 0.071708 | -0.87859 | -1.002 | -0.40085 | 1.4391 | 6.3372 | 17.8387 | 16.9802 | 16.6301 | 14.2299 | 2.8058 | 0.5397 | 0.072116 | 0.59716 | 1.3377 | 0.66688 | 48.9704 | 48.7238 | 48.2877 | 47.9576 | 47.2657 | 46.8298 | 46.7194 | 46.775 | 47.2772 | 48.9143 | 50.9686 | 52.809 | 53.6928 | 54.0908 | 54.2585 | 53.8563 | 53.6468 | 53.0037 | 51.8964 | 50.4332 | 49.015 | 48.6361 | 47.6485 | 46.5841 | 5.2256 | 4.6197 | 3.9518 | 2.3409 | 2.6053 | 3.7012 | 3.4876 | 4.189 | 3.9336 | 3.4871 | 3.1625 | 3.1769 | 3.2084 | 3.2193 | 3.1017 | 2.8352 | 2.8437 | 2.9972 | 3.2793 | 2.7257 | 2.3948 | 2.5404 | 2.1141 | 2.1986
Program Specific1-in-2Size: Over 200kWOrange County2015March Monthly Peak | Program Specific | 1-in-2 | Size: Over 200kW | Orange County | 2015 | March Monthly Peak | 3 | 124.7535 | 119.2028 | 116.2397 | 117.1551 | 127.7242 | 158.0976 | 188.7234 | 207.8507 | 219.9107 | 221.0011 | 223.002 | 221.9731 | 219.9103 | 218.5522 | 210.3802 | 197.0642 | 183.8774 | 173.5609 | 165.6561 | 166.8736 | 163.1362 | 155.4833 | 144 | 134.6043 | 3.6791 | 3.0137 | 2.3476 | 0.54251 | 0.37015 | 1.3999 | 1.2069 | 0.60618 | 0.072479 | -0.89514 | -1.0277 | -0.4115 | 1.4866 | 6.6237 | 18.6673 | 17.872 | 17.4499 | 14.4556 | 2.84 | 0.56017 | 0.075696 | 0.62729 | 1.3925 | 0.6898 | 49.0739 | 47.9197 | 46.9241 | 46.3987 | 46.2043 | 45.7063 | 45.1678 | 45.1755 | 47.1742 | 49.6603 | 52.1573 | 54.0102 | 55.2638 | 56.2229 | 56.7744 | 57.0633 | 56.8985 | 56.4905 | 55.1051 | 53.0355 | 51.5304 | 50.2139 | 49.1336 | 48.2892 | 5.4615 | 4.8036 | 4.0984 | 2.4112 | 2.6486 | 3.7645 | 3.4788 | 4.2165 | 3.9759 | 3.5528 | 3.2436 | 3.2613 | 3.3143 | 3.3649 | 3.2458 | 2.9841 | 2.9839 | 3.0447 | 3.3192 | 2.8291 | 2.5137 | 2.6686 | 2.2007 | 2.2742
Program Specific1-in-2Size: Over 200kWOrange County2015April Monthly Peak | Program Specific | 1-in-2 | Size: Over 200kW | Orange County | 2015 | April Monthly Peak | 4 | 120.2745 | 115.7387 | 112.6461 | 113.8594 | 123.6803 | 151.9933 | 179.0616 | 197.2806 | 209.9294 | 215.5636 | 222.3202 | 225.5057 | 226.2499 | 227.4572 | 220.3631 | 207.16 | 192.4109 | 179.3658 | 168.3604 | 167.0637 | 162.1778 | 153.2778 | 141.2699 | 132.117 | 3.547 | 2.9261 | 2.275 | 0.52725 | 0.35843 | 1.3459 | 1.1451 | 0.57535 | 0.069189 | -0.87311 | -1.0246 | -0.41805 | 1.5295 | 6.8936 | 19.5531 | 18.7876 | 18.2597 | 14.9391 | 2.8863 | 0.56081 | 0.075251 | 0.61839 | 1.3661 | 0.67705 | 63.6403 | 62.3922 | 60.7683 | 59.6664 | 58.6098 | 57.8384 | 57.4941 | 57.0035 | 59.584 | 64.0155 | 69.0394 | 73.8497 | 77.5062 | 80.3089 | 82.1826 | 83.1504 | 83.3398 | 82.2447 | 80.1909 | 77.2271 | 73.0889 | 69.8099 | 67.214 | 64.7181 | 5.2654 | 4.664 | 3.9717 | 2.3434 | 2.5647 | 3.6192 | 3.3007 | 4.0021 | 3.7954 | 3.4654 | 3.2337 | 3.3132 | 3.4099 | 3.502 | 3.3998 | 3.137 | 3.1224 | 3.1465 | 3.3734 | 2.8323 | 2.499 | 2.6307 | 2.159 | 2.2321
Program Specific1-in-2Size: Over 200kWOrange County2015May Monthly Peak | Program Specific | 1-in-2 | Size: Over 200kW | Orange County | 2015 | May Monthly Peak | 5 | 124.6532 | 120.0728 | 116.2131 | 117.5183 | 128.6988 | 157.4697 | 184.6668 | 204.9817 | 219.4703 | 226.648 | 233.074 | 236.4653 | 236.1263 | 235.5521 | 228.2582 | 213.6332 | 198.6772 | 185.3289 | 174.5187 | 170.9175 | 168.3401 | 159.1042 | 146.8723 | 138.0184 | 3.6762 | 3.0357 | 2.347 | 0.54419 | 0.37297 | 1.3944 | 1.1809 | 0.59781 | 0.072333 | -0.91801 | -1.0741 | -0.43836 | 1.5963 | 7.1389 | 20.2536 | 19.3747 | 18.8544 | 15.4358 | 2.9919 | 0.57375 | 0.078111 | 0.6419 | 1.4203 | 0.7073 | 63.5578 | 62.6947 | 61.5761 | 60.3324 | 59.2529 | 58.6178 | 58.4557 | 58.8455 | 60.6614 | 65.1253 | 70.2298 | 74.9782 | 79.5962 | 83.0102 | 84.8683 | 85.7925 | 85.7869 | 83.8265 | 81.3509 | 78.2112 | 73.8822 | 69.8978 | 67.633 | 65.8612 | 5.4571 | 4.8387 | 4.0975 | 2.4187 | 2.6688 | 3.7496 | 3.404 | 4.1583 | 3.9679 | 3.6436 | 3.3901 | 3.4742 | 3.5587 | 3.6266 | 3.5216 | 3.235 | 3.2241 | 3.2512 | 3.4968 | 2.8977 | 2.5939 | 2.7307 | 2.2446 | 2.3318
Program Specific1-in-2Size: Over 200kWOrange County2015June Monthly Peak | Program Specific | 1-in-2 | Size: Over 200kW | Orange County | 2015 | June Monthly Peak | 6 | 134.8251 | 130.1596 | 125.6971 | 127.0326 | 138.3225 | 166.7954 | 193.4877 | 212.1324 | 226.0543 | 233.5371 | 241.5937 | 244.6219 | 243.4261 | 241.6531 | 235.262 | 223.6565 | 210.131 | 196.3086 | 186.1234 | 180.6883 | 176.8652 | 168.2413 | 155.3853 | 146.8546 | 1.4736 | 0.93608 | 0.8135 | -0.52774 | -0.74378 | 0.080688 | -0.4355 | -0.44702 | -0.60722 | -1.2564 | -1.7321 | -1.2805 | 0.58252 | 6.0698 | 19.8549 | 19.6154 | 19.0874 | 16.3394 | 4.0245 | 0.45027 | -0.40462 | -0.010223 | 0.61954 | -0.052412 | 69.2274 | 68.113 | 66.9296 | 65.6283 | 64.7209 | 63.7744 | 62.9795 | 63.9369 | 67.1251 | 72.229 | 77.5757 | 82.4296 | 86.0184 | 88.043 | 89.819 | 90.7779 | 91.2468 | 90.3526 | 88.8887 | 85.942 | 81.7104 | 77.2411 | 74.6207 | 72.5845 | 5.5666 | 4.9468 | 4.1797 | 2.4657 | 2.7051 | 3.7457 | 3.3637 | 4.0586 | 3.8544 | 3.5407 | 3.3141 | 3.3896 | 3.46 | 3.5088 | 3.4232 | 3.1941 | 3.2159 | 3.2478 | 3.5171 | 2.889 | 2.5702 | 2.7233 | 2.2396 | 2.34
Program Specific1-in-2Size: Over 200kWOrange County2015July Monthly Peak | Program Specific | 1-in-2 | Size: Over 200kW | Orange County | 2015 | July Monthly Peak | 7 | 143.0852 | 137.85 | 133.6199 | 134.5279 | 146.6199 | 177.0989 | 205.2701 | 225.5619 | 240.6336 | 248.9232 | 257.0414 | 258.8872 | 257.2112 | 255.4621 | 248.995 | 236.7827 | 223.6454 | 208.8574 | 198.2386 | 192.4897 | 187.2014 | 177.0244 | 163.4337 | 154.5531 | -1.8494 | -2.2137 | -1.4921 | -2.0778 | -2.3478 | -1.8197 | -2.743 | -1.9317 | -1.5791 | -1.7646 | -2.6889 | -2.4801 | -0.8282 | 4.713 | 19.6263 | 19.8572 | 19.1468 | 17.3691 | 5.4277 | 0.2657 | -1.0903 | -0.9425 | -0.54209 | -1.144 | 76.6849 | 75.7518 | 74.8559 | 73.8612 | 72.9904 | 72.2777 | 71.8128 | 72.7746 | 75.5347 | 79.4868 | 84.2107 | 88.5277 | 91.528 | 93.4187 | 95.0264 | 95.5098 | 94.6862 | 93.2772 | 91.7359 | 89.8178 | 87.0835 | 84.081 | 81.6499 | 79.8227 | 5.8637 | 5.2001 | 4.4102 | 2.5918 | 2.8461 | 3.9475 | 3.542 | 4.2834 | 4.0725 | 3.7459 | 3.4998 | 3.5606 | 3.6288 | 3.6818 | 3.596 | 3.3565 | 3.3973 | 3.4298 | 3.7182 | 3.0548 | 2.7002 | 2.8441 | 2.3381 | 2.4443
Program Specific1-in-2Size: Over 200kWOrange County2015August Monthly Peak | Program Specific | 1-in-2 | Size: Over 200kW | Orange County | 2015 | August Monthly Peak | 8 | 143.7386 | 138.4395 | 134.2007 | 134.5603 | 147.5631 | 179.8577 | 211.1569 | 233.1129 | 250.8005 | 259.6865 | 269.8528 | 271.4105 | 269.7563 | 267.7052 | 260.4424 | 245.0674 | 228.2815 | 210.5861 | 198.6388 | 195.2203 | 189.4719 | 178.3366 | 165.143 | 156.5204 | -2.0015 | -2.3579 | -1.5977 | -2.142 | -2.4286 | -1.9291 | -2.9199 | -2.0594 | -1.6865 | -1.8594 | -2.8601 | -2.6495 | -0.932 | 4.8641 | 20.4678 | 20.5126 | 19.4937 | 17.5122 | 5.4865 | 0.26038 | -1.1316 | -0.98879 | -0.59827 | -1.2047 | 76.9695 | 75.4856 | 74.1544 | 73.3287 | 72.6558 | 71.818 | 71.5057 | 71.4925 | 73.6022 | 79.0405 | 84.5848 | 89.2495 | 92.7261 | 95.2168 | 96.7904 | 97.628 | 97.6466 | 96.4637 | 94.2608 | 90.8522 | 86.4761 | 83.2843 | 81.2058 | 79.4504 | 5.8993 | 5.2301 | 4.4359 | 2.5963 | 2.8687 | 4.0149 | 3.649 | 4.4334 | 4.2509 | 3.9137 | 3.6797 | 3.7384 | 3.8114 | 3.864 | 3.767 | 3.4791 | 3.4729 | 3.4633 | 3.7313 | 3.1028 | 2.737 | 2.8695 | 2.366 | 2.4791
Program Specific1-in-2Size: Over 200kWOrange County2015September Monthly Peak | Program Specific | 1-in-2 | Size: Over 200kW | Orange County | 2015 | September Monthly Peak | 9 | 140.996 | 136.3904 | 131.6156 | 133.2022 | 146.2651 | 179.9663 | 214.0325 | 234.5612 | 254.2335 | 263.8412 | 272.2591 | 273.2818 | 271.2821 | 270.3115 | 262.3399 | 245.5868 | 228.3055 | 210.2959 | 200.4842 | 198.647 | 188.989 | 177.3588 | 163.8833 | 154.8456 | -1.4422 | -1.8318 | -1.2073 | -1.8874 | -2.1663 | -1.6303 | -2.5912 | -1.8376 | -1.5569 | -1.8193 | -2.7468 | -2.4838 | -0.70139 | 5.1907 | 20.8434 | 20.7021 | 19.6805 | 17.4904 | 5.3587 | 0.29916 | -1.0252 | -0.83876 | -0.40828 | -1.0229 | 75.0057 | 73.9082 | 73.0152 | 72.4224 | 71.892 | 71.0615 | 71.1331 | 71.1312 | 72.8065 | 77.1419 | 82.4694 | 87.4631 | 91.6865 | 94.4466 | 96.1309 | 96.8978 | 96.947 | 96.098 | 94.358 | 90.7451 | 86.7626 | 83.6108 | 81.4996 | 80.149 | 5.759 | 5.128 | 4.3297 | 2.5578 | 2.8298 | 3.9981 | 3.681 | 4.4396 | 4.2885 | 3.9573 | 3.6947 | 3.7461 | 3.8146 | 3.8829 | 3.7763 | 3.4698 | 3.4566 | 3.442 | 3.7479 | 3.1421 | 2.717 | 2.8401 | 2.3367 | 2.4409
Program Specific1-in-2Size: Over 200kWOrange County2015October Monthly Peak | Program Specific | 1-in-2 | Size: Over 200kW | Orange County | 2015 | October Monthly Peak | 10 | 115.9037 | 112.2634 | 109.4814 | 111.3653 | 122.531 | 150.6473 | 181.0992 | 198.6637 | 211.87 | 217.1565 | 223.9183 | 227.7575 | 227.7282 | 226.744 | 219.7621 | 205.3339 | 190.8446 | 182.4084 | 171.223 | 165.1217 | 157.8833 | 148.2563 | 137.6898 | 129.5177 | 2.0063 | 1.5054 | 1.225 | -0.12638 | -0.31035 | 0.50633 | 0.13056 | -0.075597 | -0.3495 | -1.069 | -1.4083 | -0.92757 | 0.88679 | 6.0998 | 18.8744 | 18.2193 | 17.6021 | 15.1859 | 3.4387 | 0.46056 | -0.21186 | 0.19968 | 0.81794 | 0.1978 | 66.7731 | 65.4771 | 64.4005 | 63.5278 | 62.6629 | 62.0122 | 61.7674 | 61.8978 | 63.3842 | 67.124 | 73.5144 | 79.8972 | 85.7942 | 88.943 | 89.9428 | 90.7165 | 91.0849 | 90.2199 | 87.7058 | 82.7255 | 78.8781 | 75.7724 | 73.2633 | 71.5765 | 4.8604 | 4.3335 | 3.6976 | 2.1955 | 2.4339 | 3.436 | 3.1977 | 3.8604 | 3.6692 | 3.344 | 3.1198 | 3.2054 | 3.2876 | 3.344 | 3.2477 | 2.9784 | 2.9665 | 3.0652 | 3.2863 | 2.6815 | 2.3303 | 2.4374 | 2.0156 | 2.0961
Program Specific1-in-2Size: Over 200kWOrange County2015November Monthly Peak | Program Specific | 1-in-2 | Size: Over 200kW | Orange County | 2015 | November Monthly Peak | 11 | 121.1935 | 117.5308 | 113.8241 | 114.0334 | 125.0572 | 152.7315 | 180.9744 | 197.7349 | 209.5136 | 215.4292 | 220.4627 | 222.9911 | 222.4447 | 221.3714 | 213.3149 | 198.8434 | 185.6611 | 180.105 | 170.194 | 164.4034 | 158.4017 | 149.393 | 138.25 | 129.8161 | 3.5741 | 2.9714 | 2.2988 | 0.52806 | 0.36242 | 1.3524 | 1.1573 | 0.57667 | 0.069052 | -0.87257 | -1.016 | -0.41339 | 1.5038 | 6.7091 | 18.9277 | 18.0334 | 17.6192 | 15.0007 | 2.9178 | 0.55188 | 0.073499 | 0.60272 | 1.3369 | 0.66526 | 58.9303 | 58.0555 | 57.8551 | 57.4771 | 56.442 | 55.3519 | 55.8141 | 55.3979 | 59.1733 | 63.2346 | 68.1693 | 73.1426 | 76.0751 | 77.7566 | 78.8386 | 78.736 | 76.8083 | 73.6833 | 70.3083 | 67.3852 | 65.4735 | 64.6319 | 63.6084 | 62.9565 | 5.3057 | 4.7363 | 4.0133 | 2.347 | 2.5933 | 3.6367 | 3.336 | 4.0113 | 3.7879 | 3.4632 | 3.2067 | 3.2763 | 3.3525 | 3.4083 | 3.2911 | 3.0111 | 3.0128 | 3.1595 | 3.4101 | 2.7872 | 2.4408 | 2.564 | 2.1128 | 2.1933
Program Specific1-in-2Size: Over 200kWOrange County2015December Monthly Peak | Program Specific | 1-in-2 | Size: Over 200kW | Orange County | 2015 | December Monthly Peak | 12 | 115.3729 | 111.7183 | 108.9056 | 110.6893 | 121.3582 | 146.7461 | 175.0914 | 188.2985 | 197.8374 | 198.547 | 199.6879 | 198.4441 | 194.8951 | 191.8854 | 185.0937 | 173.3708 | 163.777 | 160.7917 | 152.4932 | 148.7066 | 144.265 | 137.4236 | 128.744 | 121.9711 | 3.4025 | 2.8245 | 2.1994 | 0.51257 | 0.3517 | 1.2994 | 1.1197 | 0.54915 | 0.065204 | -0.80419 | -0.92025 | -0.36788 | 1.3175 | 5.8155 | 16.4236 | 15.7232 | 15.5424 | 13.3921 | 2.6143 | 0.49919 | 0.06694 | 0.55443 | 1.245 | 0.62506 | 50.0036 | 49.4176 | 48.6263 | 48.2054 | 47.705 | 47.1155 | 46.7235 | 46.52 | 47.3485 | 50.7282 | 54.4327 | 57.6262 | 60.1801 | 61.5417 | 62.138 | 62.4073 | 62.0957 | 60.1416 | 57.2985 | 54.7644 | 52.8413 | 51.0512 | 49.4623 | 48.0626 | 5.0508 | 4.502 | 3.8399 | 2.2781 | 2.5166 | 3.4942 | 3.2275 | 3.8199 | 3.5768 | 3.1918 | 2.9045 | 2.9156 | 2.9373 | 2.9543 | 2.8557 | 2.6254 | 2.6577 | 2.8207 | 3.0555 | 2.5211 | 2.223 | 2.3586 | 1.9675 | 2.0607
Program Specific1-in-2Size: Over 200kWOrange County2015Typical Event Day | Program Specific | 1-in-2 | Size: Over 200kW | Orange County | 2015 | Typical Event Day | 8 | 142.1731 | 136.9709 | 132.7925 | 133.2624 | 146.1352 | 177.7889 | 208.3286 | 229.1292 | 245.5875 | 253.9721 | 263.59 | 265.0922 | 263.4315 | 261.5768 | 254.4815 | 239.7507 | 223.5266 | 206.5431 | 194.8889 | 191.6807 | 186.3864 | 175.8961 | 162.9302 | 154.528 | -0.9294 | -1.3467 | -0.85562 | -1.6554 | -1.9238 | -1.3146 | -2.1639 | -1.5661 | -1.3567 | -1.6841 | -2.5251 | -2.2311 | -0.45227 | 5.2929 | 20.4385 | 20.3527 | 19.4493 | 17.1806 | 5.0355 | 0.32164 | -0.90906 | -0.68857 | -0.22174 | -0.85228 | 74.4718 | 73.3147 | 72.2388 | 71.3101 | 70.5648 | 69.7329 | 69.3578 | 69.8338 | 72.2671 | 76.9746 | 82.2101 | 86.9175 | 90.4898 | 92.7813 | 94.4417 | 95.2034 | 95.1317 | 94.0479 | 92.3108 | 89.3393 | 85.5081 | 82.0543 | 79.744 | 78.0016 | 5.7907 | 5.1353 | 4.356 | 2.5517 | 2.8193 | 3.9386 | 3.5728 | 4.3245 | 4.1309 | 3.7985 | 3.567 | 3.6236 | 3.6938 | 3.7468 | 3.6528 | 3.3777 | 3.3747 | 3.371 | 3.633 | 3.0234 | 2.672 | 2.8087 | 2.3166 | 2.429
Program Specific1-in-2Size: Over 200kWOrange County2016January Monthly Peak | Program Specific | 1-in-2 | Size: Over 200kW | Orange County | 2016 | January Monthly Peak | 1 | 120.5892 | 115.6807 | 113.1189 | 114.696 | 126.7498 | 157.0851 | 191.6462 | 209.4895 | 220.9302 | 219.7893 | 219.8049 | 218.0108 | 214.2538 | 210.0248 | 201.7479 | 187.6859 | 175.7185 | 171.4712 | 164.6325 | 162.0339 | 156.6823 | 149.226 | 139.5374 | 131.2199 | 3.5563 | 2.9246 | 2.2845 | 0.53112 | 0.36732 | 1.391 | 1.2256 | 0.61096 | 0.072815 | -0.89023 | -1.013 | -0.40415 | 1.4484 | 6.3652 | 17.9013 | 17.0215 | 16.6756 | 14.2816 | 2.8224 | 0.54393 | 0.072702 | 0.60205 | 1.3493 | 0.67246 | 47.1944 | 46.1046 | 45.4018 | 45.1966 | 44.6103 | 44.3463 | 43.8202 | 43.4735 | 43.5395 | 45.1392 | 48.1989 | 50.9805 | 52.8175 | 54.3049 | 55.2747 | 55.6824 | 55.4496 | 54.0567 | 52.3441 | 50.8871 | 49.8505 | 48.9049 | 48.1023 | 47.2767 | 5.2792 | 4.6617 | 3.9884 | 2.3606 | 2.6284 | 3.7404 | 3.5327 | 4.2498 | 3.9943 | 3.5333 | 3.1971 | 3.2031 | 3.2291 | 3.2336 | 3.1126 | 2.8421 | 2.8515 | 3.0081 | 3.2987 | 2.7471 | 2.4143 | 2.5612 | 2.1325 | 2.217
Program Specific1-in-2Size: Over 200kWOrange County2016February Monthly Peak | Program Specific | 1-in-2 | Size: Over 200kW | Orange County | 2016 | February Monthly Peak | 2 | 119.3641 | 114.6394 | 112.0806 | 113.7415 | 125.6384 | 155.439 | 189.203 | 206.4931 | 217.573 | 216.915 | 217.4274 | 216.2302 | 212.8818 | 209.0998 | 201.0416 | 187.2305 | 175.2386 | 170.8508 | 163.6646 | 160.7744 | 155.4199 | 148.0155 | 138.3329 | 130.1311 | 3.5202 | 2.8983 | 2.2636 | 0.5267 | 0.3641 | 1.3764 | 1.2099 | 0.60222 | 0.071708 | -0.87859 | -1.002 | -0.40085 | 1.4391 | 6.3372 | 17.8387 | 16.9802 | 16.6301 | 14.2299 | 2.8058 | 0.5397 | 0.072116 | 0.59716 | 1.3377 | 0.66688 | 48.9704 | 48.7238 | 48.2877 | 47.9576 | 47.2657 | 46.8298 | 46.7194 | 46.775 | 47.2772 | 48.9143 | 50.9686 | 52.809 | 53.6928 | 54.0908 | 54.2585 | 53.8563 | 53.6468 | 53.0037 | 51.8964 | 50.4332 | 49.015 | 48.6361 | 47.6485 | 46.5841 | 5.2256 | 4.6197 | 3.9518 | 2.3409 | 2.6053 | 3.7012 | 3.4876 | 4.189 | 3.9336 | 3.4871 | 3.1625 | 3.1769 | 3.2084 | 3.2193 | 3.1017 | 2.8352 | 2.8437 | 2.9972 | 3.2793 | 2.7257 | 2.3948 | 2.5404 | 2.1141 | 2.1986
Program Specific1-in-2Size: Over 200kWOrange County2016March Monthly Peak | Program Specific | 1-in-2 | Size: Over 200kW | Orange County | 2016 | March Monthly Peak | 3 | 124.7535 | 119.2028 | 116.2397 | 117.1551 | 127.7242 | 158.0976 | 188.7234 | 207.8507 | 219.9107 | 221.0011 | 223.002 | 221.9731 | 219.9103 | 218.5522 | 210.3802 | 197.0642 | 183.8774 | 173.5609 | 165.6561 | 166.8736 | 163.1362 | 155.4833 | 144 | 134.6043 | 3.6791 | 3.0137 | 2.3476 | 0.54251 | 0.37015 | 1.3999 | 1.2069 | 0.60618 | 0.072479 | -0.89514 | -1.0277 | -0.4115 | 1.4866 | 6.6237 | 18.6673 | 17.872 | 17.4499 | 14.4556 | 2.84 | 0.56017 | 0.075696 | 0.62729 | 1.3925 | 0.6898 | 49.0739 | 47.9197 | 46.9241 | 46.3987 | 46.2043 | 45.7062 | 45.1678 | 45.1755 | 47.1742 | 49.6603 | 52.1573 | 54.0102 | 55.2638 | 56.2229 | 56.7744 | 57.0633 | 56.8985 | 56.4905 | 55.1051 | 53.0355 | 51.5304 | 50.2139 | 49.1336 | 48.2892 | 5.4615 | 4.8036 | 4.0984 | 2.4112 | 2.6486 | 3.7645 | 3.4788 | 4.2165 | 3.9759 | 3.5528 | 3.2436 | 3.2613 | 3.3143 | 3.3649 | 3.2458 | 2.9841 | 2.9839 | 3.0447 | 3.3192 | 2.8291 | 2.5137 | 2.6686 | 2.2007 | 2.2742
Program Specific1-in-2Size: Over 200kWOrange County2016April Monthly Peak | Program Specific | 1-in-2 | Size: Over 200kW | Orange County | 2016 | April Monthly Peak | 4 | 120.2745 | 115.7387 | 112.6461 | 113.8594 | 123.6803 | 151.9932 | 179.0616 | 197.2806 | 209.9294 | 215.5636 | 222.3202 | 225.5057 | 226.2499 | 227.4572 | 220.3631 | 207.16 | 192.4109 | 179.3658 | 168.3604 | 167.0637 | 162.1778 | 153.2778 | 141.2699 | 132.117 | 3.547 | 2.9261 | 2.275 | 0.52725 | 0.35843 | 1.3459 | 1.1451 | 0.57535 | 0.069189 | -0.87311 | -1.0246 | -0.41805 | 1.5295 | 6.8936 | 19.5531 | 18.7876 | 18.2597 | 14.9391 | 2.8863 | 0.56081 | 0.075251 | 0.61839 | 1.3661 | 0.67705 | 63.6403 | 62.3922 | 60.7683 | 59.6665 | 58.6098 | 57.8384 | 57.4941 | 57.0035 | 59.584 | 64.0155 | 69.0394 | 73.8497 | 77.5062 | 80.3089 | 82.1826 | 83.1504 | 83.3398 | 82.2447 | 80.1909 | 77.2271 | 73.0889 | 69.8099 | 67.214 | 64.7181 | 5.2654 | 4.664 | 3.9717 | 2.3434 | 2.5647 | 3.6192 | 3.3007 | 4.0021 | 3.7954 | 3.4654 | 3.2337 | 3.3132 | 3.4099 | 3.502 | 3.3998 | 3.137 | 3.1224 | 3.1465 | 3.3734 | 2.8323 | 2.499 | 2.6307 | 2.159 | 2.2321
Program Specific1-in-2Size: Over 200kWOrange County2016May Monthly Peak | Program Specific | 1-in-2 | Size: Over 200kW | Orange County | 2016 | May Monthly Peak | 5 | 124.6532 | 120.0728 | 116.2131 | 117.5183 | 128.6988 | 157.4697 | 184.6668 | 204.9817 | 219.4703 | 226.648 | 233.074 | 236.4653 | 236.1262 | 235.5521 | 228.2582 | 213.6332 | 198.6772 | 185.3289 | 174.5187 | 170.9175 | 168.3401 | 159.1042 | 146.8723 | 138.0184 | 3.6762 | 3.0357 | 2.347 | 0.54419 | 0.37297 | 1.3944 | 1.1809 | 0.59781 | 0.072333 | -0.91801 | -1.0741 | -0.43836 | 1.5963 | 7.1389 | 20.2536 | 19.3747 | 18.8544 | 15.4358 | 2.9919 | 0.57375 | 0.078111 | 0.6419 | 1.4203 | 0.7073 | 63.5578 | 62.6947 | 61.5761 | 60.3324 | 59.2529 | 58.6178 | 58.4557 | 58.8455 | 60.6614 | 65.1253 | 70.2298 | 74.9782 | 79.5962 | 83.0102 | 84.8683 | 85.7925 | 85.7869 | 83.8265 | 81.3509 | 78.2112 | 73.8822 | 69.8978 | 67.633 | 65.8612 | 5.4571 | 4.8387 | 4.0975 | 2.4187 | 2.6688 | 3.7496 | 3.404 | 4.1583 | 3.9679 | 3.6436 | 3.3901 | 3.4742 | 3.5587 | 3.6266 | 3.5216 | 3.235 | 3.2241 | 3.2512 | 3.4968 | 2.8977 | 2.5939 | 2.7307 | 2.2446 | 2.3318
Program Specific1-in-2Size: Over 200kWOrange County2016June Monthly Peak | Program Specific | 1-in-2 | Size: Over 200kW | Orange County | 2016 | June Monthly Peak | 6 | 134.8251 | 130.1596 | 125.6971 | 127.0326 | 138.3225 | 166.7954 | 193.4877 | 212.1324 | 226.0543 | 233.5371 | 241.5937 | 244.6219 | 243.4261 | 241.6531 | 235.262 | 223.6565 | 210.1311 | 196.3086 | 186.1234 | 180.6883 | 176.8652 | 168.2413 | 155.3853 | 146.8546 | 1.4736 | 0.93608 | 0.8135 | -0.52774 | -0.74378 | 0.080688 | -0.4355 | -0.44702 | -0.60722 | -1.2564 | -1.7321 | -1.2805 | 0.58252 | 6.0698 | 19.8549 | 19.6154 | 19.0874 | 16.3394 | 4.0245 | 0.45027 | -0.40462 | -0.010223 | 0.61954 | -0.052412 | 69.2274 | 68.113 | 66.9296 | 65.6283 | 64.7209 | 63.7744 | 62.9795 | 63.9369 | 67.1251 | 72.229 | 77.5757 | 82.4296 | 86.0184 | 88.043 | 89.819 | 90.7779 | 91.2468 | 90.3526 | 88.8887 | 85.942 | 81.7104 | 77.2411 | 74.6207 | 72.5845 | 5.5666 | 4.9468 | 4.1797 | 2.4657 | 2.7051 | 3.7457 | 3.3637 | 4.0586 | 3.8544 | 3.5407 | 3.3141 | 3.3896 | 3.46 | 3.5088 | 3.4232 | 3.1941 | 3.2159 | 3.2478 | 3.5171 | 2.889 | 2.5702 | 2.7233 | 2.2396 | 2.34
Program Specific1-in-2Size: Over 200kWOrange County2016July Monthly Peak | Program Specific | 1-in-2 | Size: Over 200kW | Orange County | 2016 | July Monthly Peak | 7 | 143.0852 | 137.85 | 133.6199 | 134.5279 | 146.6199 | 177.0989 | 205.2701 | 225.5619 | 240.6336 | 248.9232 | 257.0414 | 258.8872 | 257.2112 | 255.4621 | 248.995 | 236.7827 | 223.6454 | 208.8574 | 198.2386 | 192.4897 | 187.2014 | 177.0244 | 163.4337 | 154.5531 | -1.8494 | -2.2137 | -1.4921 | -2.0778 | -2.3478 | -1.8197 | -2.743 | -1.9317 | -1.5791 | -1.7646 | -2.6889 | -2.4801 | -0.8282 | 4.713 | 19.6263 | 19.8572 | 19.1468 | 17.3691 | 5.4277 | 0.2657 | -1.0903 | -0.9425 | -0.54209 | -1.144 | 76.6849 | 75.7518 | 74.8559 | 73.8611 | 72.9904 | 72.2777 | 71.8128 | 72.7746 | 75.5347 | 79.4868 | 84.2107 | 88.5277 | 91.528 | 93.4187 | 95.0264 | 95.5098 | 94.6862 | 93.2772 | 91.7359 | 89.8178 | 87.0835 | 84.081 | 81.6499 | 79.8227 | 5.8637 | 5.2001 | 4.4102 | 2.5918 | 2.8461 | 3.9475 | 3.542 | 4.2834 | 4.0725 | 3.7459 | 3.4998 | 3.5606 | 3.6288 | 3.6818 | 3.596 | 3.3565 | 3.3973 | 3.4298 | 3.7182 | 3.0548 | 2.7002 | 2.8441 | 2.3381 | 2.4443
Program Specific1-in-2Size: Over 200kWOrange County2016August Monthly Peak | Program Specific | 1-in-2 | Size: Over 200kW | Orange County | 2016 | August Monthly Peak | 8 | 143.7386 | 138.4395 | 134.2007 | 134.5603 | 147.5631 | 179.8577 | 211.1569 | 233.1129 | 250.8005 | 259.6865 | 269.8528 | 271.4105 | 269.7563 | 267.7052 | 260.4424 | 245.0674 | 228.2815 | 210.5861 | 198.6388 | 195.2203 | 189.4719 | 178.3366 | 165.143 | 156.5204 | -2.0015 | -2.3579 | -1.5977 | -2.142 | -2.4286 | -1.9291 | -2.9199 | -2.0594 | -1.6865 | -1.8594 | -2.8601 | -2.6495 | -0.932 | 4.8641 | 20.4678 | 20.5126 | 19.4937 | 17.5122 | 5.4865 | 0.26038 | -1.1316 | -0.98879 | -0.59827 | -1.2047 | 76.9695 | 75.4856 | 74.1544 | 73.3287 | 72.6558 | 71.818 | 71.5056 | 71.4925 | 73.6022 | 79.0405 | 84.5848 | 89.2495 | 92.7261 | 95.2168 | 96.7904 | 97.628 | 97.6466 | 96.4637 | 94.2608 | 90.8522 | 86.4761 | 83.2843 | 81.2058 | 79.4504 | 5.8993 | 5.2301 | 4.4359 | 2.5963 | 2.8687 | 4.0149 | 3.649 | 4.4334 | 4.2509 | 3.9137 | 3.6797 | 3.7384 | 3.8114 | 3.864 | 3.767 | 3.4791 | 3.4729 | 3.4633 | 3.7313 | 3.1028 | 2.737 | 2.8695 | 2.366 | 2.4791
Program Specific1-in-2Size: Over 200kWOrange County2016September Monthly Peak | Program Specific | 1-in-2 | Size: Over 200kW | Orange County | 2016 | September Monthly Peak | 9 | 140.996 | 136.3904 | 131.6156 | 133.2022 | 146.2651 | 179.9663 | 214.0324 | 234.5612 | 254.2335 | 263.8412 | 272.2592 | 273.2818 | 271.2821 | 270.3115 | 262.3398 | 245.5868 | 228.3055 | 210.2959 | 200.4842 | 198.647 | 188.989 | 177.3588 | 163.8833 | 154.8456 | -1.4422 | -1.8318 | -1.2073 | -1.8874 | -2.1663 | -1.6303 | -2.5912 | -1.8376 | -1.5569 | -1.8193 | -2.7468 | -2.4838 | -0.70139 | 5.1907 | 20.8434 | 20.7021 | 19.6805 | 17.4904 | 5.3587 | 0.29916 | -1.0252 | -0.83876 | -0.40828 | -1.0229 | 75.0057 | 73.9082 | 73.0152 | 72.4224 | 71.892 | 71.0615 | 71.1331 | 71.1312 | 72.8065 | 77.1419 | 82.4694 | 87.4631 | 91.6865 | 94.4466 | 96.1309 | 96.8978 | 96.947 | 96.098 | 94.358 | 90.7451 | 86.7626 | 83.6108 | 81.4996 | 80.149 | 5.759 | 5.128 | 4.3297 | 2.5578 | 2.8298 | 3.9981 | 3.681 | 4.4396 | 4.2885 | 3.9573 | 3.6947 | 3.7461 | 3.8146 | 3.8829 | 3.7763 | 3.4698 | 3.4566 | 3.442 | 3.7479 | 3.1421 | 2.717 | 2.8401 | 2.3367 | 2.4409
Program Specific1-in-2Size: Over 200kWOrange County2016October Monthly Peak | Program Specific | 1-in-2 | Size: Over 200kW | Orange County | 2016 | October Monthly Peak | 10 | 115.9037 | 112.2634 | 109.4814 | 111.3653 | 122.531 | 150.6473 | 181.0992 | 198.6637 | 211.87 | 217.1565 | 223.9183 | 227.7575 | 227.7282 | 226.744 | 219.7621 | 205.3339 | 190.8446 | 182.4084 | 171.223 | 165.1217 | 157.8834 | 148.2564 | 137.6898 | 129.5177 | 2.0063 | 1.5054 | 1.225 | -0.12638 | -0.31035 | 0.50633 | 0.13056 | -0.075597 | -0.3495 | -1.069 | -1.4083 | -0.92757 | 0.88679 | 6.0998 | 18.8744 | 18.2193 | 17.6021 | 15.1859 | 3.4387 | 0.46056 | -0.21186 | 0.19968 | 0.81794 | 0.1978 | 66.7731 | 65.4771 | 64.4005 | 63.5278 | 62.6629 | 62.0122 | 61.7674 | 61.8978 | 63.3842 | 67.124 | 73.5144 | 79.8972 | 85.7942 | 88.943 | 89.9428 | 90.7165 | 91.0849 | 90.2199 | 87.7057 | 82.7255 | 78.8781 | 75.7724 | 73.2633 | 71.5765 | 4.8604 | 4.3335 | 3.6976 | 2.1955 | 2.4339 | 3.436 | 3.1977 | 3.8604 | 3.6692 | 3.344 | 3.1198 | 3.2054 | 3.2876 | 3.344 | 3.2477 | 2.9784 | 2.9665 | 3.0652 | 3.2863 | 2.6815 | 2.3303 | 2.4374 | 2.0156 | 2.0961
Program Specific1-in-2Size: Over 200kWOrange County2016November Monthly Peak | Program Specific | 1-in-2 | Size: Over 200kW | Orange County | 2016 | November Monthly Peak | 11 | 121.1935 | 117.5308 | 113.8241 | 114.0334 | 125.0572 | 152.7315 | 180.9744 | 197.7349 | 209.5136 | 215.4292 | 220.4627 | 222.9912 | 222.4447 | 221.3714 | 213.3148 | 198.8434 | 185.6611 | 180.105 | 170.194 | 164.4034 | 158.4017 | 149.393 | 138.25 | 129.8161 | 3.5741 | 2.9714 | 2.2988 | 0.52806 | 0.36242 | 1.3524 | 1.1573 | 0.57667 | 0.069052 | -0.87257 | -1.016 | -0.41339 | 1.5038 | 6.7091 | 18.9277 | 18.0334 | 17.6192 | 15.0007 | 2.9178 | 0.55188 | 0.073499 | 0.60272 | 1.3369 | 0.66526 | 58.9303 | 58.0555 | 57.8551 | 57.4771 | 56.442 | 55.3519 | 55.8141 | 55.3979 | 59.1733 | 63.2346 | 68.1693 | 73.1426 | 76.0751 | 77.7566 | 78.8386 | 78.7361 | 76.8083 | 73.6833 | 70.3083 | 67.3852 | 65.4735 | 64.6319 | 63.6084 | 62.9565 | 5.3057 | 4.7363 | 4.0133 | 2.347 | 2.5933 | 3.6367 | 3.336 | 4.0113 | 3.7879 | 3.4632 | 3.2067 | 3.2763 | 3.3525 | 3.4083 | 3.2911 | 3.0111 | 3.0128 | 3.1595 | 3.4101 | 2.7872 | 2.4408 | 2.564 | 2.1128 | 2.1933
Program Specific1-in-2Size: Over 200kWOrange County2016December Monthly Peak | Program Specific | 1-in-2 | Size: Over 200kW | Orange County | 2016 | December Monthly Peak | 12 | 115.3729 | 111.7183 | 108.9056 | 110.6893 | 121.3582 | 146.7461 | 175.0914 | 188.2985 | 197.8374 | 198.547 | 199.6879 | 198.4441 | 194.8951 | 191.8854 | 185.0937 | 173.3708 | 163.777 | 160.7917 | 152.4932 | 148.7066 | 144.265 | 137.4236 | 128.744 | 121.9711 | 3.4025 | 2.8245 | 2.1994 | 0.51257 | 0.3517 | 1.2994 | 1.1197 | 0.54915 | 0.065204 | -0.80419 | -0.92025 | -0.36788 | 1.3175 | 5.8155 | 16.4236 | 15.7232 | 15.5424 | 13.3921 | 2.6143 | 0.49919 | 0.06694 | 0.55443 | 1.245 | 0.62506 | 50.0036 | 49.4176 | 48.6263 | 48.2054 | 47.705 | 47.1155 | 46.7235 | 46.52 | 47.3485 | 50.7282 | 54.4327 | 57.6262 | 60.1801 | 61.5417 | 62.138 | 62.4073 | 62.0957 | 60.1416 | 57.2985 | 54.7644 | 52.8413 | 51.0512 | 49.4623 | 48.0626 | 5.0508 | 4.502 | 3.8399 | 2.2781 | 2.5166 | 3.4942 | 3.2275 | 3.8199 | 3.5768 | 3.1918 | 2.9045 | 2.9156 | 2.9373 | 2.9543 | 2.8557 | 2.6254 | 2.6577 | 2.8207 | 3.0555 | 2.5211 | 2.223 | 2.3586 | 1.9675 | 2.0607
Program Specific1-in-2Size: Over 200kWOrange County2016Typical Event Day | Program Specific | 1-in-2 | Size: Over 200kW | Orange County | 2016 | Typical Event Day | 8 | 142.1731 | 136.971 | 132.7925 | 133.2624 | 146.1352 | 177.7889 | 208.3286 | 229.1292 | 245.5875 | 253.9721 | 263.59 | 265.0922 | 263.4315 | 261.5768 | 254.4815 | 239.7507 | 223.5266 | 206.5431 | 194.8889 | 191.6807 | 186.3864 | 175.8961 | 162.9302 | 154.528 | -0.9294 | -1.3467 | -0.85562 | -1.6554 | -1.9238 | -1.3146 | -2.1639 | -1.5661 | -1.3567 | -1.6841 | -2.5251 | -2.2311 | -0.45227 | 5.2929 | 20.4385 | 20.3527 | 19.4493 | 17.1806 | 5.0355 | 0.32164 | -0.90906 | -0.68857 | -0.22174 | -0.85228 | 74.4718 | 73.3147 | 72.2388 | 71.3101 | 70.5648 | 69.7329 | 69.3578 | 69.8338 | 72.2671 | 76.9746 | 82.2101 | 86.9175 | 90.4898 | 92.7813 | 94.4417 | 95.2034 | 95.1317 | 94.0479 | 92.3108 | 89.3393 | 85.5081 | 82.0543 | 79.744 | 78.0016 | 5.7907 | 5.1353 | 4.356 | 2.5517 | 2.8193 | 3.9386 | 3.5728 | 4.3245 | 4.1309 | 3.7985 | 3.567 | 3.6236 | 3.6938 | 3.7468 | 3.6528 | 3.3777 | 3.3747 | 3.371 | 3.633 | 3.0234 | 2.672 | 2.8087 | 2.3166 | 2.429
Program Specific1-in-2Size: Over 200kWOrange County2017January Monthly Peak | Program Specific | 1-in-2 | Size: Over 200kW | Orange County | 2017 | January Monthly Peak | 1 | 120.5893 | 115.6807 | 113.1189 | 114.696 | 126.7498 | 157.0851 | 191.6461 | 209.4895 | 220.9302 | 219.7893 | 219.8049 | 218.0108 | 214.2538 | 210.0248 | 201.7478 | 187.6859 | 175.7185 | 171.4712 | 164.6325 | 162.0339 | 156.6823 | 149.226 | 139.5374 | 131.2199 | 3.5563 | 2.9246 | 2.2845 | 0.53112 | 0.36732 | 1.391 | 1.2256 | 0.61096 | 0.072815 | -0.89023 | -1.013 | -0.40415 | 1.4484 | 6.3652 | 17.9013 | 17.0215 | 16.6756 | 14.2816 | 2.8224 | 0.54393 | 0.072702 | 0.60205 | 1.3493 | 0.67246 | 47.1944 | 46.1046 | 45.4018 | 45.1966 | 44.6103 | 44.3463 | 43.8202 | 43.4735 | 43.5395 | 45.1392 | 48.1989 | 50.9805 | 52.8175 | 54.3049 | 55.2747 | 55.6824 | 55.4496 | 54.0567 | 52.3441 | 50.8871 | 49.8505 | 48.9049 | 48.1023 | 47.2767 | 5.2792 | 4.6617 | 3.9884 | 2.3606 | 2.6284 | 3.7404 | 3.5327 | 4.2498 | 3.9943 | 3.5333 | 3.1971 | 3.2031 | 3.2291 | 3.2336 | 3.1126 | 2.8421 | 2.8515 | 3.0081 | 3.2987 | 2.7471 | 2.4143 | 2.5612 | 2.1325 | 2.217
Program Specific1-in-2Size: Over 200kWOrange County2017February Monthly Peak | Program Specific | 1-in-2 | Size: Over 200kW | Orange County | 2017 | February Monthly Peak | 2 | 119.3641 | 114.6394 | 112.0806 | 113.7415 | 125.6384 | 155.439 | 189.203 | 206.4931 | 217.573 | 216.915 | 217.4274 | 216.2302 | 212.8818 | 209.0998 | 201.0416 | 187.2305 | 175.2386 | 170.8508 | 163.6646 | 160.7744 | 155.4199 | 148.0155 | 138.3329 | 130.1311 | 3.5202 | 2.8983 | 2.2636 | 0.5267 | 0.3641 | 1.3764 | 1.2099 | 0.60222 | 0.071708 | -0.87859 | -1.002 | -0.40085 | 1.4391 | 6.3372 | 17.8387 | 16.9802 | 16.6301 | 14.2299 | 2.8058 | 0.5397 | 0.072116 | 0.59716 | 1.3377 | 0.66688 | 48.9704 | 48.7238 | 48.2877 | 47.9576 | 47.2657 | 46.8298 | 46.7194 | 46.775 | 47.2772 | 48.9143 | 50.9686 | 52.809 | 53.6928 | 54.0908 | 54.2585 | 53.8563 | 53.6468 | 53.0037 | 51.8964 | 50.4332 | 49.015 | 48.6361 | 47.6485 | 46.5841 | 5.2256 | 4.6197 | 3.9518 | 2.3409 | 2.6053 | 3.7012 | 3.4876 | 4.189 | 3.9336 | 3.4871 | 3.1625 | 3.1769 | 3.2084 | 3.2193 | 3.1017 | 2.8352 | 2.8437 | 2.9972 | 3.2793 | 2.7257 | 2.3948 | 2.5404 | 2.1141 | 2.1986
Program Specific1-in-2Size: Over 200kWOrange County2017March Monthly Peak | Program Specific | 1-in-2 | Size: Over 200kW | Orange County | 2017 | March Monthly Peak | 3 | 124.7535 | 119.2028 | 116.2397 | 117.1551 | 127.7242 | 158.0976 | 188.7234 | 207.8507 | 219.9107 | 221.0011 | 223.002 | 221.9731 | 219.9103 | 218.5522 | 210.3802 | 197.0642 | 183.8774 | 173.5609 | 165.6561 | 166.8736 | 163.1362 | 155.4833 | 144 | 134.6043 | 3.6791 | 3.0137 | 2.3476 | 0.54251 | 0.37015 | 1.3999 | 1.2069 | 0.60618 | 0.072479 | -0.89514 | -1.0277 | -0.4115 | 1.4866 | 6.6237 | 18.6673 | 17.872 | 17.4499 | 14.4556 | 2.84 | 0.56017 | 0.075696 | 0.62729 | 1.3925 | 0.6898 | 49.0739 | 47.9197 | 46.9241 | 46.3987 | 46.2043 | 45.7062 | 45.1678 | 45.1755 | 47.1742 | 49.6603 | 52.1573 | 54.0102 | 55.2638 | 56.2229 | 56.7744 | 57.0633 | 56.8985 | 56.4905 | 55.1051 | 53.0355 | 51.5304 | 50.2139 | 49.1337 | 48.2892 | 5.4615 | 4.8036 | 4.0984 | 2.4112 | 2.6486 | 3.7645 | 3.4788 | 4.2165 | 3.9759 | 3.5528 | 3.2436 | 3.2613 | 3.3143 | 3.3649 | 3.2458 | 2.9841 | 2.9839 | 3.0447 | 3.3192 | 2.8291 | 2.5137 | 2.6686 | 2.2007 | 2.2742
Program Specific1-in-2Size: Over 200kWOrange County2017April Monthly Peak | Program Specific | 1-in-2 | Size: Over 200kW | Orange County | 2017 | April Monthly Peak | 4 | 120.2745 | 115.7387 | 112.6461 | 113.8594 | 123.6803 | 151.9933 | 179.0616 | 197.2806 | 209.9294 | 215.5636 | 222.3202 | 225.5057 | 226.2499 | 227.4572 | 220.3631 | 207.16 | 192.4109 | 179.3658 | 168.3604 | 167.0637 | 162.1778 | 153.2778 | 141.2699 | 132.117 | 3.547 | 2.9261 | 2.275 | 0.52725 | 0.35843 | 1.3459 | 1.1451 | 0.57535 | 0.069189 | -0.87311 | -1.0246 | -0.41805 | 1.5295 | 6.8936 | 19.5531 | 18.7876 | 18.2597 | 14.9391 | 2.8863 | 0.56081 | 0.075251 | 0.61839 | 1.3661 | 0.67705 | 63.6403 | 62.3922 | 60.7683 | 59.6664 | 58.6098 | 57.8384 | 57.4941 | 57.0035 | 59.584 | 64.0155 | 69.0394 | 73.8497 | 77.5062 | 80.3089 | 82.1826 | 83.1504 | 83.3398 | 82.2447 | 80.1909 | 77.2271 | 73.0889 | 69.8099 | 67.214 | 64.7181 | 5.2654 | 4.664 | 3.9717 | 2.3434 | 2.5647 | 3.6192 | 3.3007 | 4.0021 | 3.7954 | 3.4654 | 3.2337 | 3.3132 | 3.4099 | 3.502 | 3.3998 | 3.137 | 3.1224 | 3.1465 | 3.3734 | 2.8323 | 2.499 | 2.6307 | 2.159 | 2.2321
Program Specific1-in-2Size: Over 200kWOrange County2017May Monthly Peak | Program Specific | 1-in-2 | Size: Over 200kW | Orange County | 2017 | May Monthly Peak | 5 | 124.6532 | 120.0728 | 116.2131 | 117.5183 | 128.6988 | 157.4697 | 184.6668 | 204.9817 | 219.4703 | 226.648 | 233.074 | 236.4653 | 236.1262 | 235.5521 | 228.2582 | 213.6332 | 198.6772 | 185.329 | 174.5187 | 170.9175 | 168.3402 | 159.1042 | 146.8723 | 138.0184 | 3.6762 | 3.0357 | 2.347 | 0.54419 | 0.37297 | 1.3944 | 1.1809 | 0.59781 | 0.072333 | -0.91801 | -1.0741 | -0.43836 | 1.5963 | 7.1389 | 20.2536 | 19.3747 | 18.8544 | 15.4358 | 2.9919 | 0.57375 | 0.078111 | 0.6419 | 1.4203 | 0.7073 | 63.5578 | 62.6947 | 61.5761 | 60.3324 | 59.2529 | 58.6178 | 58.4557 | 58.8455 | 60.6614 | 65.1253 | 70.2298 | 74.9782 | 79.5962 | 83.0102 | 84.8683 | 85.7925 | 85.7869 | 83.8265 | 81.3509 | 78.2112 | 73.8822 | 69.8978 | 67.633 | 65.8612 | 5.4571 | 4.8387 | 4.0975 | 2.4187 | 2.6688 | 3.7496 | 3.404 | 4.1583 | 3.9679 | 3.6436 | 3.3901 | 3.4742 | 3.5587 | 3.6266 | 3.5216 | 3.235 | 3.2241 | 3.2512 | 3.4968 | 2.8977 | 2.5939 | 2.7307 | 2.2446 | 2.3318
Program Specific1-in-2Size: Over 200kWOrange County2017June Monthly Peak | Program Specific | 1-in-2 | Size: Over 200kW | Orange County | 2017 | June Monthly Peak | 6 | 134.8251 | 130.1596 | 125.6971 | 127.0326 | 138.3225 | 166.7954 | 193.4877 | 212.1324 | 226.0543 | 233.5371 | 241.5937 | 244.6219 | 243.4261 | 241.6531 | 235.262 | 223.6565 | 210.1311 | 196.3086 | 186.1234 | 180.6883 | 176.8652 | 168.2413 | 155.3853 | 146.8546 | 1.4736 | 0.93608 | 0.8135 | -0.52774 | -0.74378 | 0.080688 | -0.4355 | -0.44702 | -0.60722 | -1.2564 | -1.7321 | -1.2805 | 0.58252 | 6.0698 | 19.8549 | 19.6154 | 19.0874 | 16.3394 | 4.0245 | 0.45027 | -0.40462 | -0.010223 | 0.61954 | -0.052412 | 69.2274 | 68.113 | 66.9296 | 65.6283 | 64.7209 | 63.7744 | 62.9795 | 63.9369 | 67.1251 | 72.229 | 77.5757 | 82.4296 | 86.0184 | 88.043 | 89.819 | 90.7779 | 91.2468 | 90.3526 | 88.8887 | 85.942 | 81.7104 | 77.2411 | 74.6207 | 72.5845 | 5.5666 | 4.9468 | 4.1797 | 2.4657 | 2.7051 | 3.7457 | 3.3637 | 4.0586 | 3.8544 | 3.5407 | 3.3141 | 3.3896 | 3.46 | 3.5088 | 3.4232 | 3.1941 | 3.2159 | 3.2478 | 3.5171 | 2.889 | 2.5702 | 2.7233 | 2.2396 | 2.34
Program Specific1-in-2Size: Over 200kWOrange County2017July Monthly Peak | Program Specific | 1-in-2 | Size: Over 200kW | Orange County | 2017 | July Monthly Peak | 7 | 143.0852 | 137.85 | 133.6199 | 134.5279 | 146.6199 | 177.0989 | 205.2701 | 225.5619 | 240.6336 | 248.9232 | 257.0414 | 258.8872 | 257.2112 | 255.4621 | 248.995 | 236.7827 | 223.6454 | 208.8573 | 198.2386 | 192.4897 | 187.2014 | 177.0244 | 163.4337 | 154.5531 | -1.8494 | -2.2137 | -1.4921 | -2.0778 | -2.3478 | -1.8197 | -2.743 | -1.9317 | -1.5791 | -1.7646 | -2.6889 | -2.4801 | -0.8282 | 4.713 | 19.6263 | 19.8572 | 19.1468 | 17.3691 | 5.4277 | 0.2657 | -1.0903 | -0.9425 | -0.54209 | -1.144 | 76.6849 | 75.7518 | 74.8559 | 73.8611 | 72.9904 | 72.2777 | 71.8128 | 72.7746 | 75.5347 | 79.4868 | 84.2107 | 88.5277 | 91.528 | 93.4187 | 95.0264 | 95.5098 | 94.6862 | 93.2772 | 91.7359 | 89.8178 | 87.0835 | 84.081 | 81.6499 | 79.8227 | 5.8637 | 5.2001 | 4.4102 | 2.5918 | 2.8461 | 3.9475 | 3.542 | 4.2834 | 4.0725 | 3.7459 | 3.4998 | 3.5606 | 3.6288 | 3.6818 | 3.596 | 3.3565 | 3.3973 | 3.4298 | 3.7182 | 3.0548 | 2.7002 | 2.8441 | 2.3381 | 2.4443
Program Specific1-in-2Size: Over 200kWOrange County2017August Monthly Peak | Program Specific | 1-in-2 | Size: Over 200kW | Orange County | 2017 | August Monthly Peak | 8 | 143.7386 | 138.4395 | 134.2007 | 134.5603 | 147.5631 | 179.8577 | 211.1569 | 233.1129 | 250.8005 | 259.6865 | 269.8528 | 271.4105 | 269.7564 | 267.7052 | 260.4424 | 245.0674 | 228.2815 | 210.5861 | 198.6388 | 195.2203 | 189.4719 | 178.3366 | 165.143 | 156.5204 | -2.0015 | -2.3579 | -1.5977 | -2.142 | -2.4286 | -1.9291 | -2.9199 | -2.0594 | -1.6865 | -1.8594 | -2.8601 | -2.6495 | -0.932 | 4.8641 | 20.4678 | 20.5126 | 19.4937 | 17.5122 | 5.4865 | 0.26038 | -1.1316 | -0.98879 | -0.59827 | -1.2047 | 76.9695 | 75.4856 | 74.1544 | 73.3287 | 72.6558 | 71.818 | 71.5057 | 71.4925 | 73.6022 | 79.0405 | 84.5848 | 89.2494 | 92.7261 | 95.2168 | 96.7904 | 97.628 | 97.6466 | 96.4637 | 94.2608 | 90.8522 | 86.4761 | 83.2843 | 81.2058 | 79.4504 | 5.8993 | 5.2301 | 4.4359 | 2.5963 | 2.8687 | 4.0149 | 3.649 | 4.4334 | 4.2509 | 3.9137 | 3.6797 | 3.7384 | 3.8114 | 3.864 | 3.767 | 3.4791 | 3.4729 | 3.4633 | 3.7313 | 3.1028 | 2.737 | 2.8695 | 2.366 | 2.4791
Program Specific1-in-2Size: Over 200kWOrange County2017September Monthly Peak | Program Specific | 1-in-2 | Size: Over 200kW | Orange County | 2017 | September Monthly Peak | 9 | 140.996 | 136.3904 | 131.6156 | 133.2022 | 146.2651 | 179.9663 | 214.0325 | 234.5612 | 254.2335 | 263.8412 | 272.2592 | 273.2818 | 271.2821 | 270.3115 | 262.3398 | 245.5868 | 228.3055 | 210.2959 | 200.4842 | 198.647 | 188.989 | 177.3588 | 163.8833 | 154.8456 | -1.4422 | -1.8318 | -1.2073 | -1.8874 | -2.1663 | -1.6303 | -2.5912 | -1.8376 | -1.5569 | -1.8193 | -2.7468 | -2.4838 | -0.70139 | 5.1907 | 20.8434 | 20.7021 | 19.6805 | 17.4904 | 5.3587 | 0.29916 | -1.0252 | -0.83876 | -0.40828 | -1.0229 | 75.0057 | 73.9082 | 73.0152 | 72.4224 | 71.892 | 71.0615 | 71.1331 | 71.1312 | 72.8065 | 77.1419 | 82.4694 | 87.4631 | 91.6865 | 94.4466 | 96.1309 | 96.8978 | 96.947 | 96.098 | 94.358 | 90.7451 | 86.7626 | 83.6108 | 81.4996 | 80.149 | 5.759 | 5.128 | 4.3297 | 2.5578 | 2.8298 | 3.9981 | 3.681 | 4.4396 | 4.2885 | 3.9573 | 3.6947 | 3.7461 | 3.8146 | 3.8829 | 3.7763 | 3.4698 | 3.4566 | 3.442 | 3.7479 | 3.1421 | 2.717 | 2.8401 | 2.3367 | 2.4409
Program Specific1-in-2Size: Over 200kWOrange County2017October Monthly Peak | Program Specific | 1-in-2 | Size: Over 200kW | Orange County | 2017 | October Monthly Peak | 10 | 115.9037 | 112.2634 | 109.4814 | 111.3653 | 122.531 | 150.6473 | 181.0992 | 198.6637 | 211.87 | 217.1565 | 223.9183 | 227.7575 | 227.7282 | 226.744 | 219.7621 | 205.3339 | 190.8446 | 182.4084 | 171.223 | 165.1217 | 157.8833 | 148.2563 | 137.6898 | 129.5177 | 2.0063 | 1.5054 | 1.225 | -0.12638 | -0.31035 | 0.50633 | 0.13056 | -0.075597 | -0.3495 | -1.069 | -1.4083 | -0.92757 | 0.88679 | 6.0998 | 18.8744 | 18.2193 | 17.6021 | 15.1859 | 3.4387 | 0.46056 | -0.21186 | 0.19968 | 0.81794 | 0.1978 | 66.7731 | 65.4771 | 64.4005 | 63.5278 | 62.6629 | 62.0122 | 61.7674 | 61.8978 | 63.3842 | 67.124 | 73.5144 | 79.8972 | 85.7942 | 88.943 | 89.9428 | 90.7165 | 91.0849 | 90.2199 | 87.7058 | 82.7255 | 78.8781 | 75.7724 | 73.2633 | 71.5765 | 4.8604 | 4.3335 | 3.6976 | 2.1955 | 2.4339 | 3.436 | 3.1977 | 3.8604 | 3.6692 | 3.344 | 3.1198 | 3.2054 | 3.2876 | 3.344 | 3.2477 | 2.9784 | 2.9665 | 3.0652 | 3.2863 | 2.6815 | 2.3303 | 2.4374 | 2.0156 | 2.0961
Program Specific1-in-2Size: Over 200kWOrange County2017November Monthly Peak | Program Specific | 1-in-2 | Size: Over 200kW | Orange County | 2017 | November Monthly Peak | 11 | 121.1935 | 117.5308 | 113.8241 | 114.0334 | 125.0572 | 152.7315 | 180.9744 | 197.7349 | 209.5136 | 215.4292 | 220.4627 | 222.9912 | 222.4447 | 221.3714 | 213.3148 | 198.8434 | 185.6611 | 180.105 | 170.194 | 164.4034 | 158.4017 | 149.393 | 138.25 | 129.8161 | 3.5741 | 2.9714 | 2.2988 | 0.52806 | 0.36242 | 1.3524 | 1.1573 | 0.57667 | 0.069052 | -0.87257 | -1.016 | -0.41339 | 1.5038 | 6.7091 | 18.9277 | 18.0334 | 17.6192 | 15.0007 | 2.9178 | 0.55188 | 0.073499 | 0.60272 | 1.3369 | 0.66526 | 58.9303 | 58.0555 | 57.8551 | 57.4771 | 56.442 | 55.3519 | 55.8141 | 55.3979 | 59.1733 | 63.2346 | 68.1693 | 73.1426 | 76.0751 | 77.7566 | 78.8386 | 78.736 | 76.8083 | 73.6833 | 70.3083 | 67.3852 | 65.4735 | 64.6319 | 63.6084 | 62.9565 | 5.3057 | 4.7363 | 4.0133 | 2.347 | 2.5933 | 3.6367 | 3.336 | 4.0113 | 3.7879 | 3.4632 | 3.2067 | 3.2763 | 3.3525 | 3.4083 | 3.2911 | 3.0111 | 3.0128 | 3.1595 | 3.4101 | 2.7872 | 2.4408 | 2.564 | 2.1128 | 2.1933
Program Specific1-in-2Size: Over 200kWOrange County2017December Monthly Peak | Program Specific | 1-in-2 | Size: Over 200kW | Orange County | 2017 | December Monthly Peak | 12 | 115.3729 | 111.7183 | 108.9056 | 110.6893 | 121.3582 | 146.7461 | 175.0914 | 188.2985 | 197.8374 | 198.547 | 199.6879 | 198.4441 | 194.8951 | 191.8854 | 185.0938 | 173.3708 | 163.777 | 160.7917 | 152.4932 | 148.7066 | 144.265 | 137.4236 | 128.744 | 121.9711 | 3.4025 | 2.8245 | 2.1994 | 0.51257 | 0.3517 | 1.2994 | 1.1197 | 0.54915 | 0.065204 | -0.80419 | -0.92025 | -0.36788 | 1.3175 | 5.8155 | 16.4236 | 15.7232 | 15.5424 | 13.3921 | 2.6143 | 0.49919 | 0.06694 | 0.55443 | 1.245 | 0.62506 | 50.0036 | 49.4176 | 48.6263 | 48.2054 | 47.705 | 47.1155 | 46.7235 | 46.52 | 47.3485 | 50.7282 | 54.4327 | 57.6262 | 60.1801 | 61.5417 | 62.138 | 62.4073 | 62.0957 | 60.1416 | 57.2985 | 54.7644 | 52.8413 | 51.0512 | 49.4623 | 48.0626 | 5.0508 | 4.502 | 3.8399 | 2.2781 | 2.5166 | 3.4942 | 3.2275 | 3.8199 | 3.5768 | 3.1918 | 2.9045 | 2.9156 | 2.9373 | 2.9543 | 2.8557 | 2.6254 | 2.6577 | 2.8207 | 3.0555 | 2.5211 | 2.223 | 2.3586 | 1.9675 | 2.0607
Program Specific1-in-2Size: Over 200kWOrange County2017Typical Event Day | Program Specific | 1-in-2 | Size: Over 200kW | Orange County | 2017 | Typical Event Day | 8 | 142.1731 | 136.971 | 132.7925 | 133.2624 | 146.1352 | 177.7889 | 208.3286 | 229.1292 | 245.5875 | 253.9721 | 263.59 | 265.0922 | 263.4316 | 261.5768 | 254.4815 | 239.7507 | 223.5266 | 206.5431 | 194.8889 | 191.6807 | 186.3864 | 175.8961 | 162.9302 | 154.528 | -0.9294 | -1.3467 | -0.85562 | -1.6554 | -1.9238 | -1.3146 | -2.1639 | -1.5661 | -1.3567 | -1.6841 | -2.5251 | -2.2311 | -0.45227 | 5.2929 | 20.4385 | 20.3527 | 19.4493 | 17.1806 | 5.0355 | 0.32164 | -0.90906 | -0.68857 | -0.22174 | -0.85228 | 74.4718 | 73.3147 | 72.2388 | 71.3101 | 70.5648 | 69.7329 | 69.3578 | 69.8338 | 72.2671 | 76.9746 | 82.2101 | 86.9175 | 90.4898 | 92.7813 | 94.4417 | 95.2034 | 95.1317 | 94.0479 | 92.3109 | 89.3393 | 85.5081 | 82.0543 | 79.744 | 78.0016 | 5.7907 | 5.1353 | 4.356 | 2.5517 | 2.8193 | 3.9386 | 3.5728 | 4.3245 | 4.1309 | 3.7985 | 3.567 | 3.6236 | 3.6938 | 3.7468 | 3.6528 | 3.3777 | 3.3747 | 3.371 | 3.633 | 3.0234 | 2.672 | 2.8087 | 2.3166 | 2.429
Program Specific1-in-2Size: Over 200kWOrange County2018January Monthly Peak | Program Specific | 1-in-2 | Size: Over 200kW | Orange County | 2018 | January Monthly Peak | 1 | 120.5892 | 115.6807 | 113.1189 | 114.696 | 126.7498 | 157.0851 | 191.6461 | 209.4895 | 220.9302 | 219.7893 | 219.8049 | 218.0108 | 214.2538 | 210.0248 | 201.7478 | 187.6859 | 175.7185 | 171.4712 | 164.6325 | 162.0339 | 156.6823 | 149.226 | 139.5374 | 131.2199 | 3.5563 | 2.9246 | 2.2845 | 0.53112 | 0.36732 | 1.391 | 1.2256 | 0.61096 | 0.072815 | -0.89023 | -1.013 | -0.40415 | 1.4484 | 6.3652 | 17.9013 | 17.0215 | 16.6756 | 14.2816 | 2.8224 | 0.54393 | 0.072701 | 0.60205 | 1.3493 | 0.67246 | 47.1944 | 46.1046 | 45.4018 | 45.1966 | 44.6103 | 44.3463 | 43.8202 | 43.4735 | 43.5395 | 45.1392 | 48.1989 | 50.9805 | 52.8175 | 54.3049 | 55.2747 | 55.6824 | 55.4496 | 54.0567 | 52.3441 | 50.8871 | 49.8505 | 48.9049 | 48.1023 | 47.2767 | 5.2792 | 4.6617 | 3.9884 | 2.3606 | 2.6284 | 3.7404 | 3.5327 | 4.2498 | 3.9943 | 3.5333 | 3.1971 | 3.2031 | 3.2291 | 3.2336 | 3.1126 | 2.8421 | 2.8515 | 3.0081 | 3.2987 | 2.7471 | 2.4143 | 2.5612 | 2.1325 | 2.217
Program Specific1-in-2Size: Over 200kWOrange County2018February Monthly Peak | Program Specific | 1-in-2 | Size: Over 200kW | Orange County | 2018 | February Monthly Peak | 2 | 119.3641 | 114.6394 | 112.0806 | 113.7415 | 125.6384 | 155.439 | 189.203 | 206.4931 | 217.573 | 216.915 | 217.4274 | 216.2302 | 212.8818 | 209.0998 | 201.0416 | 187.2304 | 175.2386 | 170.8508 | 163.6646 | 160.7745 | 155.4199 | 148.0155 | 138.3329 | 130.1312 | 3.5202 | 2.8983 | 2.2636 | 0.5267 | 0.3641 | 1.3764 | 1.2099 | 0.60222 | 0.071708 | -0.87859 | -1.002 | -0.40085 | 1.4391 | 6.3372 | 17.8387 | 16.9802 | 16.6301 | 14.2299 | 2.8058 | 0.5397 | 0.072116 | 0.59716 | 1.3377 | 0.66688 | 48.9704 | 48.7238 | 48.2877 | 47.9576 | 47.2657 | 46.8298 | 46.7194 | 46.775 | 47.2772 | 48.9143 | 50.9686 | 52.809 | 53.6928 | 54.0908 | 54.2585 | 53.8563 | 53.6468 | 53.0037 | 51.8964 | 50.4332 | 49.015 | 48.6361 | 47.6485 | 46.5841 | 5.2256 | 4.6197 | 3.9518 | 2.3409 | 2.6053 | 3.7012 | 3.4876 | 4.189 | 3.9336 | 3.4871 | 3.1625 | 3.1769 | 3.2084 | 3.2193 | 3.1017 | 2.8352 | 2.8437 | 2.9972 | 3.2793 | 2.7257 | 2.3948 | 2.5404 | 2.1141 | 2.1986
Program Specific1-in-2Size: Over 200kWOrange County2018March Monthly Peak | Program Specific | 1-in-2 | Size: Over 200kW | Orange County | 2018 | March Monthly Peak | 3 | 124.7535 | 119.2028 | 116.2397 | 117.1551 | 127.7242 | 158.0976 | 188.7234 | 207.8507 | 219.9107 | 221.0011 | 223.002 | 221.9731 | 219.9103 | 218.5522 | 210.3802 | 197.0642 | 183.8774 | 173.5609 | 165.6561 | 166.8736 | 163.1362 | 155.4833 | 144 | 134.6042 | 3.6791 | 3.0137 | 2.3476 | 0.54251 | 0.37015 | 1.3999 | 1.2069 | 0.60618 | 0.072479 | -0.89514 | -1.0277 | -0.4115 | 1.4866 | 6.6237 | 18.6673 | 17.872 | 17.4499 | 14.4556 | 2.84 | 0.56017 | 0.075696 | 0.62729 | 1.3925 | 0.6898 | 49.0739 | 47.9197 | 46.9241 | 46.3987 | 46.2043 | 45.7063 | 45.1678 | 45.1755 | 47.1742 | 49.6603 | 52.1573 | 54.0102 | 55.2638 | 56.2229 | 56.7744 | 57.0633 | 56.8984 | 56.4905 | 55.1051 | 53.0355 | 51.5304 | 50.2139 | 49.1336 | 48.2892 | 5.4615 | 4.8036 | 4.0984 | 2.4112 | 2.6486 | 3.7645 | 3.4788 | 4.2165 | 3.9759 | 3.5528 | 3.2436 | 3.2613 | 3.3143 | 3.3649 | 3.2458 | 2.9841 | 2.9839 | 3.0447 | 3.3192 | 2.8291 | 2.5137 | 2.6686 | 2.2007 | 2.2742
Program Specific1-in-2Size: Over 200kWOrange County2018April Monthly Peak | Program Specific | 1-in-2 | Size: Over 200kW | Orange County | 2018 | April Monthly Peak | 4 | 120.2745 | 115.7387 | 112.6461 | 113.8594 | 123.6803 | 151.9932 | 179.0616 | 197.2806 | 209.9294 | 215.5636 | 222.3202 | 225.5057 | 226.2499 | 227.4572 | 220.3631 | 207.16 | 192.4109 | 179.3658 | 168.3604 | 167.0637 | 162.1778 | 153.2778 | 141.2699 | 132.117 | 3.547 | 2.9261 | 2.275 | 0.52725 | 0.35843 | 1.3459 | 1.1451 | 0.57535 | 0.069189 | -0.87311 | -1.0246 | -0.41805 | 1.5295 | 6.8936 | 19.5531 | 18.7876 | 18.2597 | 14.9391 | 2.8863 | 0.56081 | 0.075251 | 0.61839 | 1.3661 | 0.67705 | 63.6403 | 62.3922 | 60.7683 | 59.6664 | 58.6098 | 57.8384 | 57.4941 | 57.0035 | 59.584 | 64.0155 | 69.0394 | 73.8497 | 77.5062 | 80.3089 | 82.1826 | 83.1504 | 83.3398 | 82.2447 | 80.1909 | 77.2271 | 73.0889 | 69.8099 | 67.214 | 64.7181 | 5.2654 | 4.664 | 3.9717 | 2.3434 | 2.5647 | 3.6192 | 3.3007 | 4.0021 | 3.7954 | 3.4654 | 3.2337 | 3.3132 | 3.4099 | 3.502 | 3.3998 | 3.137 | 3.1224 | 3.1465 | 3.3734 | 2.8323 | 2.499 | 2.6307 | 2.159 | 2.2321
Program Specific1-in-2Size: Over 200kWOrange County2018May Monthly Peak | Program Specific | 1-in-2 | Size: Over 200kW | Orange County | 2018 | May Monthly Peak | 5 | 124.6532 | 120.0728 | 116.2131 | 117.5183 | 128.6988 | 157.4697 | 184.6667 | 204.9817 | 219.4703 | 226.648 | 233.074 | 236.4653 | 236.1262 | 235.5521 | 228.2582 | 213.6332 | 198.6772 | 185.3289 | 174.5187 | 170.9175 | 168.3401 | 159.1042 | 146.8723 | 138.0184 | 3.6762 | 3.0357 | 2.347 | 0.54419 | 0.37297 | 1.3944 | 1.1809 | 0.59781 | 0.072333 | -0.91801 | -1.0741 | -0.43836 | 1.5963 | 7.1389 | 20.2536 | 19.3747 | 18.8544 | 15.4358 | 2.9919 | 0.57375 | 0.078111 | 0.6419 | 1.4203 | 0.7073 | 63.5578 | 62.6947 | 61.5761 | 60.3324 | 59.2529 | 58.6178 | 58.4557 | 58.8455 | 60.6614 | 65.1253 | 70.2298 | 74.9782 | 79.5962 | 83.0103 | 84.8683 | 85.7925 | 85.7869 | 83.8265 | 81.3509 | 78.2112 | 73.8822 | 69.8978 | 67.633 | 65.8612 | 5.4571 | 4.8387 | 4.0975 | 2.4187 | 2.6688 | 3.7496 | 3.404 | 4.1583 | 3.9679 | 3.6436 | 3.3901 | 3.4742 | 3.5587 | 3.6266 | 3.5216 | 3.235 | 3.2241 | 3.2512 | 3.4968 | 2.8977 | 2.5939 | 2.7307 | 2.2446 | 2.3318
Program Specific1-in-2Size: Over 200kWOrange County2018June Monthly Peak | Program Specific | 1-in-2 | Size: Over 200kW | Orange County | 2018 | June Monthly Peak | 6 | 134.8251 | 130.1596 | 125.6971 | 127.0326 | 138.3225 | 166.7954 | 193.4877 | 212.1324 | 226.0543 | 233.5371 | 241.5937 | 244.6219 | 243.4262 | 241.6531 | 235.262 | 223.6565 | 210.1311 | 196.3086 | 186.1234 | 180.6883 | 176.8652 | 168.2413 | 155.3853 | 146.8546 | 1.4736 | 0.93608 | 0.8135 | -0.52774 | -0.74378 | 0.080688 | -0.4355 | -0.44702 | -0.60722 | -1.2564 | -1.7321 | -1.2805 | 0.58252 | 6.0698 | 19.8549 | 19.6154 | 19.0874 | 16.3394 | 4.0245 | 0.45027 | -0.40462 | -0.010223 | 0.61954 | -0.052412 | 69.2274 | 68.113 | 66.9296 | 65.6283 | 64.7209 | 63.7744 | 62.9795 | 63.9369 | 67.1251 | 72.229 | 77.5757 | 82.4296 | 86.0184 | 88.043 | 89.819 | 90.7779 | 91.2468 | 90.3526 | 88.8888 | 85.942 | 81.7104 | 77.2411 | 74.6207 | 72.5845 | 5.5666 | 4.9468 | 4.1797 | 2.4657 | 2.7051 | 3.7457 | 3.3637 | 4.0586 | 3.8544 | 3.5407 | 3.3141 | 3.3896 | 3.46 | 3.5088 | 3.4232 | 3.1941 | 3.2159 | 3.2478 | 3.5171 | 2.889 | 2.5702 | 2.7233 | 2.2396 | 2.34
Program Specific1-in-2Size: Over 200kWOrange County2018July Monthly Peak | Program Specific | 1-in-2 | Size: Over 200kW | Orange County | 2018 | July Monthly Peak | 7 | 143.0852 | 137.85 | 133.6199 | 134.5279 | 146.6199 | 177.0989 | 205.2701 | 225.5619 | 240.6336 | 248.9232 | 257.0414 | 258.8872 | 257.2112 | 255.4621 | 248.995 | 236.7827 | 223.6454 | 208.8574 | 198.2386 | 192.4897 | 187.2014 | 177.0244 | 163.4337 | 154.5531 | -1.8494 | -2.2137 | -1.4921 | -2.0778 | -2.3478 | -1.8197 | -2.743 | -1.9317 | -1.5791 | -1.7646 | -2.6889 | -2.4801 | -0.8282 | 4.713 | 19.6263 | 19.8572 | 19.1468 | 17.3691 | 5.4277 | 0.2657 | -1.0903 | -0.9425 | -0.54209 | -1.144 | 76.6849 | 75.7518 | 74.8559 | 73.8612 | 72.9904 | 72.2777 | 71.8128 | 72.7746 | 75.5347 | 79.4868 | 84.2107 | 88.5277 | 91.528 | 93.4187 | 95.0264 | 95.5098 | 94.6862 | 93.2772 | 91.7359 | 89.8178 | 87.0835 | 84.081 | 81.6499 | 79.8227 | 5.8637 | 5.2001 | 4.4102 | 2.5918 | 2.8461 | 3.9475 | 3.542 | 4.2834 | 4.0725 | 3.7459 | 3.4998 | 3.5606 | 3.6288 | 3.6818 | 3.596 | 3.3565 | 3.3973 | 3.4298 | 3.7182 | 3.0548 | 2.7002 | 2.8441 | 2.3381 | 2.4443
Program Specific1-in-2Size: Over 200kWOrange County2018August Monthly Peak | Program Specific | 1-in-2 | Size: Over 200kW | Orange County | 2018 | August Monthly Peak | 8 | 143.7386 | 138.4395 | 134.2007 | 134.5603 | 147.5631 | 179.8577 | 211.1569 | 233.1129 | 250.8005 | 259.6865 | 269.8528 | 271.4105 | 269.7563 | 267.7052 | 260.4424 | 245.0674 | 228.2815 | 210.5861 | 198.6388 | 195.2203 | 189.4719 | 178.3366 | 165.143 | 156.5204 | -2.0015 | -2.3579 | -1.5977 | -2.142 | -2.4286 | -1.9291 | -2.9199 | -2.0594 | -1.6865 | -1.8594 | -2.8601 | -2.6495 | -0.932 | 4.8641 | 20.4678 | 20.5126 | 19.4937 | 17.5122 | 5.4865 | 0.26038 | -1.1316 | -0.98879 | -0.59827 | -1.2047 | 76.9695 | 75.4856 | 74.1544 | 73.3287 | 72.6558 | 71.818 | 71.5057 | 71.4925 | 73.6022 | 79.0405 | 84.5848 | 89.2494 | 92.7261 | 95.2168 | 96.7904 | 97.628 | 97.6466 | 96.4637 | 94.2608 | 90.8522 | 86.4761 | 83.2843 | 81.2058 | 79.4504 | 5.8993 | 5.2301 | 4.4359 | 2.5963 | 2.8687 | 4.0149 | 3.649 | 4.4334 | 4.2509 | 3.9137 | 3.6797 | 3.7384 | 3.8114 | 3.864 | 3.767 | 3.4791 | 3.4729 | 3.4633 | 3.7313 | 3.1028 | 2.737 | 2.8695 | 2.366 | 2.4791
Program Specific1-in-2Size: Over 200kWOrange County2018September Monthly Peak | Program Specific | 1-in-2 | Size: Over 200kW | Orange County | 2018 | September Monthly Peak | 9 | 140.996 | 136.3904 | 131.6156 | 133.2022 | 146.2651 | 179.9663 | 214.0325 | 234.5612 | 254.2336 | 263.8412 | 272.2592 | 273.2818 | 271.2821 | 270.3115 | 262.3398 | 245.5868 | 228.3055 | 210.2959 | 200.4842 | 198.647 | 188.989 | 177.3588 | 163.8833 | 154.8456 | -1.4422 | -1.8318 | -1.2073 | -1.8874 | -2.1663 | -1.6303 | -2.5912 | -1.8376 | -1.5569 | -1.8193 | -2.7468 | -2.4838 | -0.70139 | 5.1907 | 20.8434 | 20.7021 | 19.6805 | 17.4904 | 5.3587 | 0.29916 | -1.0252 | -0.83876 | -0.40828 | -1.0229 | 75.0057 | 73.9082 | 73.0152 | 72.4224 | 71.892 | 71.0615 | 71.1331 | 71.1312 | 72.8065 | 77.1419 | 82.4694 | 87.4631 | 91.6865 | 94.4466 | 96.1309 | 96.8978 | 96.947 | 96.098 | 94.358 | 90.7451 | 86.7626 | 83.6108 | 81.4996 | 80.149 | 5.759 | 5.128 | 4.3297 | 2.5578 | 2.8298 | 3.9981 | 3.681 | 4.4396 | 4.2885 | 3.9573 | 3.6947 | 3.7461 | 3.8146 | 3.8829 | 3.7763 | 3.4698 | 3.4566 | 3.442 | 3.7479 | 3.1421 | 2.717 | 2.8401 | 2.3367 | 2.4409
Program Specific1-in-2Size: Over 200kWOrange County2018October Monthly Peak | Program Specific | 1-in-2 | Size: Over 200kW | Orange County | 2018 | October Monthly Peak | 10 | 115.9037 | 112.2634 | 109.4814 | 111.3653 | 122.531 | 150.6473 | 181.0992 | 198.6637 | 211.87 | 217.1565 | 223.9183 | 227.7575 | 227.7282 | 226.744 | 219.7621 | 205.3339 | 190.8446 | 182.4084 | 171.223 | 165.1218 | 157.8833 | 148.2564 | 137.6898 | 129.5177 | 2.0063 | 1.5054 | 1.225 | -0.12638 | -0.31035 | 0.50633 | 0.13056 | -0.075597 | -0.3495 | -1.069 | -1.4083 | -0.92757 | 0.88679 | 6.0998 | 18.8744 | 18.2193 | 17.6021 | 15.1859 | 3.4387 | 0.46056 | -0.21186 | 0.19968 | 0.81794 | 0.1978 | 66.7731 | 65.4771 | 64.4005 | 63.5278 | 62.6629 | 62.0122 | 61.7674 | 61.8978 | 63.3842 | 67.124 | 73.5144 | 79.8972 | 85.7942 | 88.943 | 89.9428 | 90.7165 | 91.0849 | 90.2199 | 87.7058 | 82.7255 | 78.8781 | 75.7724 | 73.2633 | 71.5765 | 4.8604 | 4.3335 | 3.6976 | 2.1955 | 2.4339 | 3.436 | 3.1977 | 3.8604 | 3.6692 | 3.344 | 3.1198 | 3.2054 | 3.2876 | 3.344 | 3.2477 | 2.9784 | 2.9665 | 3.0652 | 3.2863 | 2.6815 | 2.3303 | 2.4374 | 2.0156 | 2.0961
Program Specific1-in-2Size: Over 200kWOrange County2018November Monthly Peak | Program Specific | 1-in-2 | Size: Over 200kW | Orange County | 2018 | November Monthly Peak | 11 | 121.1935 | 117.5308 | 113.8241 | 114.0334 | 125.0572 | 152.7315 | 180.9744 | 197.7349 | 209.5136 | 215.4292 | 220.4627 | 222.9912 | 222.4447 | 221.3714 | 213.3148 | 198.8434 | 185.6611 | 180.105 | 170.194 | 164.4034 | 158.4016 | 149.393 | 138.25 | 129.8161 | 3.5741 | 2.9714 | 2.2988 | 0.52806 | 0.36242 | 1.3524 | 1.1573 | 0.57667 | 0.069052 | -0.87257 | -1.016 | -0.41339 | 1.5038 | 6.7091 | 18.9277 | 18.0334 | 17.6192 | 15.0007 | 2.9178 | 0.55188 | 0.073499 | 0.60272 | 1.3369 | 0.66526 | 58.9303 | 58.0555 | 57.8551 | 57.4771 | 56.442 | 55.3519 | 55.8141 | 55.3979 | 59.1733 | 63.2346 | 68.1693 | 73.1426 | 76.0751 | 77.7566 | 78.8386 | 78.7361 | 76.8083 | 73.6833 | 70.3083 | 67.3852 | 65.4735 | 64.6319 | 63.6084 | 62.9565 | 5.3057 | 4.7363 | 4.0133 | 2.347 | 2.5933 | 3.6367 | 3.336 | 4.0113 | 3.7879 | 3.4632 | 3.2067 | 3.2763 | 3.3525 | 3.4083 | 3.2911 | 3.0111 | 3.0128 | 3.1595 | 3.4101 | 2.7872 | 2.4408 | 2.564 | 2.1128 | 2.1933
Program Specific1-in-2Size: Over 200kWOrange County2018December Monthly Peak | Program Specific | 1-in-2 | Size: Over 200kW | Orange County | 2018 | December Monthly Peak | 12 | 115.3729 | 111.7183 | 108.9056 | 110.6893 | 121.3582 | 146.7461 | 175.0914 | 188.2985 | 197.8374 | 198.547 | 199.6879 | 198.4441 | 194.8951 | 191.8854 | 185.0937 | 173.3708 | 163.777 | 160.7917 | 152.4932 | 148.7066 | 144.265 | 137.4236 | 128.744 | 121.9711 | 3.4025 | 2.8245 | 2.1994 | 0.51257 | 0.3517 | 1.2994 | 1.1197 | 0.54915 | 0.065204 | -0.80419 | -0.92025 | -0.36788 | 1.3175 | 5.8155 | 16.4236 | 15.7232 | 15.5424 | 13.3921 | 2.6143 | 0.49919 | 0.06694 | 0.55443 | 1.245 | 0.62506 | 50.0036 | 49.4176 | 48.6263 | 48.2054 | 47.705 | 47.1155 | 46.7235 | 46.52 | 47.3485 | 50.7282 | 54.4327 | 57.6262 | 60.1801 | 61.5417 | 62.138 | 62.4073 | 62.0957 | 60.1416 | 57.2985 | 54.7644 | 52.8413 | 51.0512 | 49.4623 | 48.0626 | 5.0508 | 4.502 | 3.8399 | 2.2781 | 2.5166 | 3.4942 | 3.2275 | 3.8199 | 3.5768 | 3.1918 | 2.9045 | 2.9156 | 2.9373 | 2.9543 | 2.8557 | 2.6254 | 2.6577 | 2.8207 | 3.0555 | 2.5211 | 2.223 | 2.3586 | 1.9675 | 2.0607
Program Specific1-in-2Size: Over 200kWOrange County2018Typical Event Day | Program Specific | 1-in-2 | Size: Over 200kW | Orange County | 2018 | Typical Event Day | 8 | 142.1731 | 136.971 | 132.7925 | 133.2624 | 146.1352 | 177.7889 | 208.3286 | 229.1292 | 245.5875 | 253.9721 | 263.59 | 265.0922 | 263.4315 | 261.5768 | 254.4815 | 239.7507 | 223.5266 | 206.5431 | 194.8889 | 191.6807 | 186.3864 | 175.8961 | 162.9302 | 154.528 | -0.9294 | -1.3467 | -0.85562 | -1.6554 | -1.9238 | -1.3146 | -2.1639 | -1.5661 | -1.3567 | -1.6841 | -2.5251 | -2.2311 | -0.45227 | 5.2929 | 20.4385 | 20.3527 | 19.4493 | 17.1806 | 5.0355 | 0.32164 | -0.90906 | -0.68857 | -0.22174 | -0.85228 | 74.4718 | 73.3146 | 72.2388 | 71.3101 | 70.5648 | 69.7329 | 69.3578 | 69.8338 | 72.2671 | 76.9746 | 82.2101 | 86.9175 | 90.4898 | 92.7813 | 94.4417 | 95.2034 | 95.1317 | 94.0479 | 92.3108 | 89.3393 | 85.5081 | 82.0543 | 79.744 | 78.0016 | 5.7907 | 5.1353 | 4.356 | 2.5517 | 2.8193 | 3.9386 | 3.5728 | 4.3245 | 4.1309 | 3.7985 | 3.567 | 3.6236 | 3.6938 | 3.7468 | 3.6528 | 3.3777 | 3.3747 | 3.371 | 3.633 | 3.0234 | 2.672 | 2.8087 | 2.3166 | 2.429
Program Specific1-in-2Size: Over 200kWOrange County2019January Monthly Peak | Program Specific | 1-in-2 | Size: Over 200kW | Orange County | 2019 | January Monthly Peak | 1 | 120.5892 | 115.6807 | 113.1189 | 114.696 | 126.7498 | 157.0851 | 191.6461 | 209.4895 | 220.9302 | 219.7893 | 219.8049 | 218.0108 | 214.2538 | 210.0248 | 201.7478 | 187.6859 | 175.7185 | 171.4712 | 164.6325 | 162.0339 | 156.6823 | 149.226 | 139.5374 | 131.2199 | 3.5563 | 2.9246 | 2.2845 | 0.53112 | 0.36732 | 1.391 | 1.2256 | 0.61096 | 0.072815 | -0.89023 | -1.013 | -0.40415 | 1.4484 | 6.3652 | 17.9013 | 17.0215 | 16.6756 | 14.2816 | 2.8224 | 0.54393 | 0.072701 | 0.60205 | 1.3493 | 0.67246 | 47.1944 | 46.1046 | 45.4018 | 45.1966 | 44.6103 | 44.3463 | 43.8202 | 43.4735 | 43.5395 | 45.1392 | 48.1989 | 50.9805 | 52.8175 | 54.3049 | 55.2747 | 55.6824 | 55.4496 | 54.0567 | 52.3441 | 50.8871 | 49.8505 | 48.9049 | 48.1023 | 47.2767 | 5.2792 | 4.6617 | 3.9884 | 2.3606 | 2.6284 | 3.7404 | 3.5327 | 4.2498 | 3.9943 | 3.5333 | 3.1971 | 3.2031 | 3.2291 | 3.2336 | 3.1126 | 2.8421 | 2.8515 | 3.0081 | 3.2987 | 2.7471 | 2.4143 | 2.5612 | 2.1325 | 2.217
Program Specific1-in-2Size: Over 200kWOrange County2019February Monthly Peak | Program Specific | 1-in-2 | Size: Over 200kW | Orange County | 2019 | February Monthly Peak | 2 | 119.3641 | 114.6394 | 112.0806 | 113.7415 | 125.6384 | 155.439 | 189.203 | 206.4931 | 217.573 | 216.915 | 217.4274 | 216.2302 | 212.8818 | 209.0998 | 201.0416 | 187.2305 | 175.2386 | 170.8508 | 163.6646 | 160.7744 | 155.4199 | 148.0155 | 138.3329 | 130.1312 | 3.5202 | 2.8983 | 2.2636 | 0.5267 | 0.3641 | 1.3764 | 1.2099 | 0.60222 | 0.071708 | -0.87859 | -1.002 | -0.40085 | 1.4391 | 6.3372 | 17.8387 | 16.9802 | 16.6301 | 14.2299 | 2.8058 | 0.5397 | 0.072116 | 0.59716 | 1.3377 | 0.66688 | 48.9704 | 48.7238 | 48.2877 | 47.9576 | 47.2657 | 46.8298 | 46.7194 | 46.775 | 47.2772 | 48.9143 | 50.9686 | 52.809 | 53.6928 | 54.0908 | 54.2585 | 53.8563 | 53.6468 | 53.0037 | 51.8964 | 50.4332 | 49.015 | 48.6361 | 47.6485 | 46.5841 | 5.2256 | 4.6197 | 3.9518 | 2.3409 | 2.6053 | 3.7012 | 3.4876 | 4.189 | 3.9336 | 3.4871 | 3.1625 | 3.1769 | 3.2084 | 3.2193 | 3.1017 | 2.8352 | 2.8437 | 2.9972 | 3.2793 | 2.7257 | 2.3948 | 2.5404 | 2.1141 | 2.1986
Program Specific1-in-2Size: Over 200kWOrange County2019March Monthly Peak | Program Specific | 1-in-2 | Size: Over 200kW | Orange County | 2019 | March Monthly Peak | 3 | 124.7535 | 119.2028 | 116.2397 | 117.1551 | 127.7242 | 158.0976 | 188.7234 | 207.8507 | 219.9107 | 221.0011 | 223.002 | 221.9731 | 219.9103 | 218.5522 | 210.3802 | 197.0642 | 183.8774 | 173.5609 | 165.6561 | 166.8736 | 163.1362 | 155.4833 | 144 | 134.6042 | 3.6791 | 3.0137 | 2.3476 | 0.54251 | 0.37015 | 1.3999 | 1.2069 | 0.60618 | 0.072479 | -0.89514 | -1.0277 | -0.4115 | 1.4866 | 6.6237 | 18.6673 | 17.872 | 17.4499 | 14.4556 | 2.84 | 0.56017 | 0.075696 | 0.62729 | 1.3925 | 0.6898 | 49.0739 | 47.9197 | 46.9241 | 46.3987 | 46.2043 | 45.7062 | 45.1678 | 45.1755 | 47.1742 | 49.6603 | 52.1573 | 54.0102 | 55.2638 | 56.2229 | 56.7744 | 57.0633 | 56.8985 | 56.4905 | 55.1051 | 53.0355 | 51.5304 | 50.2139 | 49.1337 | 48.2892 | 5.4615 | 4.8036 | 4.0984 | 2.4112 | 2.6486 | 3.7645 | 3.4788 | 4.2165 | 3.9759 | 3.5528 | 3.2436 | 3.2613 | 3.3143 | 3.3649 | 3.2458 | 2.9841 | 2.9839 | 3.0447 | 3.3192 | 2.8291 | 2.5137 | 2.6686 | 2.2007 | 2.2742
Program Specific1-in-2Size: Over 200kWOrange County2019April Monthly Peak | Program Specific | 1-in-2 | Size: Over 200kW | Orange County | 2019 | April Monthly Peak | 4 | 120.2745 | 115.7387 | 112.6461 | 113.8594 | 123.6803 | 151.9933 | 179.0616 | 197.2806 | 209.9294 | 215.5636 | 222.3202 | 225.5057 | 226.2499 | 227.4572 | 220.3631 | 207.16 | 192.4109 | 179.3658 | 168.3604 | 167.0637 | 162.1778 | 153.2778 | 141.2699 | 132.117 | 3.547 | 2.9261 | 2.275 | 0.52725 | 0.35843 | 1.3459 | 1.1451 | 0.57535 | 0.069189 | -0.87311 | -1.0246 | -0.41805 | 1.5295 | 6.8936 | 19.5531 | 18.7876 | 18.2597 | 14.9391 | 2.8863 | 0.56081 | 0.075251 | 0.61839 | 1.3661 | 0.67705 | 63.6403 | 62.3922 | 60.7683 | 59.6664 | 58.6098 | 57.8384 | 57.4941 | 57.0035 | 59.584 | 64.0155 | 69.0394 | 73.8497 | 77.5062 | 80.3089 | 82.1826 | 83.1504 | 83.3398 | 82.2447 | 80.1909 | 77.2271 | 73.0889 | 69.8099 | 67.214 | 64.7181 | 5.2654 | 4.664 | 3.9717 | 2.3434 | 2.5647 | 3.6192 | 3.3007 | 4.0021 | 3.7954 | 3.4654 | 3.2337 | 3.3132 | 3.4099 | 3.502 | 3.3998 | 3.137 | 3.1224 | 3.1465 | 3.3734 | 2.8323 | 2.499 | 2.6307 | 2.159 | 2.2321
Program Specific1-in-2Size: Over 200kWOrange County2019May Monthly Peak | Program Specific | 1-in-2 | Size: Over 200kW | Orange County | 2019 | May Monthly Peak | 5 | 124.6532 | 120.0728 | 116.2131 | 117.5183 | 128.6988 | 157.4697 | 184.6667 | 204.9817 | 219.4703 | 226.648 | 233.074 | 236.4653 | 236.1263 | 235.5521 | 228.2582 | 213.6332 | 198.6772 | 185.329 | 174.5187 | 170.9175 | 168.3401 | 159.1042 | 146.8723 | 138.0184 | 3.6762 | 3.0357 | 2.347 | 0.54419 | 0.37297 | 1.3944 | 1.1809 | 0.59781 | 0.072333 | -0.91801 | -1.0741 | -0.43836 | 1.5963 | 7.1389 | 20.2536 | 19.3747 | 18.8544 | 15.4358 | 2.9919 | 0.57375 | 0.078111 | 0.6419 | 1.4203 | 0.7073 | 63.5578 | 62.6947 | 61.5761 | 60.3324 | 59.2529 | 58.6178 | 58.4557 | 58.8455 | 60.6614 | 65.1253 | 70.2298 | 74.9782 | 79.5962 | 83.0103 | 84.8683 | 85.7925 | 85.7869 | 83.8265 | 81.3509 | 78.2112 | 73.8822 | 69.8978 | 67.633 | 65.8612 | 5.4571 | 4.8387 | 4.0975 | 2.4187 | 2.6688 | 3.7496 | 3.404 | 4.1583 | 3.9679 | 3.6436 | 3.3901 | 3.4742 | 3.5587 | 3.6266 | 3.5216 | 3.235 | 3.2241 | 3.2512 | 3.4968 | 2.8977 | 2.5939 | 2.7307 | 2.2446 | 2.3318
Program Specific1-in-2Size: Over 200kWOrange County2019June Monthly Peak | Program Specific | 1-in-2 | Size: Over 200kW | Orange County | 2019 | June Monthly Peak | 6 | 134.8251 | 130.1596 | 125.6971 | 127.0326 | 138.3225 | 166.7954 | 193.4877 | 212.1324 | 226.0543 | 233.5371 | 241.5937 | 244.6219 | 243.4262 | 241.6531 | 235.262 | 223.6565 | 210.1311 | 196.3086 | 186.1234 | 180.6883 | 176.8652 | 168.2413 | 155.3853 | 146.8546 | 1.4736 | 0.93608 | 0.8135 | -0.52774 | -0.74378 | 0.080688 | -0.4355 | -0.44702 | -0.60722 | -1.2564 | -1.7321 | -1.2805 | 0.58252 | 6.0698 | 19.8549 | 19.6154 | 19.0874 | 16.3394 | 4.0245 | 0.45027 | -0.40462 | -0.010223 | 0.61954 | -0.052412 | 69.2274 | 68.113 | 66.9296 | 65.6283 | 64.7209 | 63.7744 | 62.9795 | 63.9369 | 67.1251 | 72.229 | 77.5757 | 82.4296 | 86.0184 | 88.043 | 89.819 | 90.7779 | 91.2468 | 90.3526 | 88.8887 | 85.942 | 81.7104 | 77.2411 | 74.6207 | 72.5845 | 5.5666 | 4.9468 | 4.1797 | 2.4657 | 2.7051 | 3.7457 | 3.3637 | 4.0586 | 3.8544 | 3.5407 | 3.3141 | 3.3896 | 3.46 | 3.5088 | 3.4232 | 3.1941 | 3.2159 | 3.2478 | 3.5171 | 2.889 | 2.5702 | 2.7233 | 2.2396 | 2.34
Program Specific1-in-2Size: Over 200kWOrange County2019July Monthly Peak | Program Specific | 1-in-2 | Size: Over 200kW | Orange County | 2019 | July Monthly Peak | 7 | 143.0852 | 137.85 | 133.6199 | 134.5279 | 146.6199 | 177.0989 | 205.2701 | 225.5619 | 240.6336 | 248.9233 | 257.0413 | 258.8872 | 257.2112 | 255.4621 | 248.995 | 236.7827 | 223.6454 | 208.8573 | 198.2386 | 192.4897 | 187.2014 | 177.0244 | 163.4337 | 154.5531 | -1.8494 | -2.2137 | -1.4921 | -2.0778 | -2.3478 | -1.8197 | -2.743 | -1.9317 | -1.5791 | -1.7646 | -2.6889 | -2.4801 | -0.8282 | 4.713 | 19.6263 | 19.8572 | 19.1468 | 17.3691 | 5.4277 | 0.2657 | -1.0903 | -0.9425 | -0.54209 | -1.144 | 76.6849 | 75.7518 | 74.8559 | 73.8611 | 72.9904 | 72.2777 | 71.8128 | 72.7746 | 75.5347 | 79.4868 | 84.2107 | 88.5277 | 91.528 | 93.4187 | 95.0264 | 95.5098 | 94.6862 | 93.2772 | 91.7359 | 89.8178 | 87.0835 | 84.081 | 81.6499 | 79.8227 | 5.8637 | 5.2001 | 4.4102 | 2.5918 | 2.8461 | 3.9475 | 3.542 | 4.2834 | 4.0725 | 3.7459 | 3.4998 | 3.5606 | 3.6288 | 3.6818 | 3.596 | 3.3565 | 3.3973 | 3.4298 | 3.7182 | 3.0548 | 2.7002 | 2.8441 | 2.3381 | 2.4443
Program Specific1-in-2Size: Over 200kWOrange County2019August Monthly Peak | Program Specific | 1-in-2 | Size: Over 200kW | Orange County | 2019 | August Monthly Peak | 8 | 143.7386 | 138.4395 | 134.2007 | 134.5603 | 147.5631 | 179.8577 | 211.1569 | 233.1129 | 250.8005 | 259.6865 | 269.8528 | 271.4105 | 269.7564 | 267.7052 | 260.4424 | 245.0674 | 228.2815 | 210.5861 | 198.6388 | 195.2203 | 189.4719 | 178.3366 | 165.143 | 156.5204 | -2.0015 | -2.3579 | -1.5977 | -2.142 | -2.4286 | -1.9291 | -2.9199 | -2.0594 | -1.6865 | -1.8594 | -2.8601 | -2.6495 | -0.932 | 4.8641 | 20.4678 | 20.5126 | 19.4937 | 17.5122 | 5.4865 | 0.26038 | -1.1316 | -0.98879 | -0.59827 | -1.2047 | 76.9695 | 75.4856 | 74.1544 | 73.3287 | 72.6558 | 71.818 | 71.5057 | 71.4925 | 73.6022 | 79.0405 | 84.5848 | 89.2494 | 92.7261 | 95.2168 | 96.7904 | 97.628 | 97.6466 | 96.4637 | 94.2608 | 90.8522 | 86.4761 | 83.2843 | 81.2058 | 79.4504 | 5.8993 | 5.2301 | 4.4359 | 2.5963 | 2.8687 | 4.0149 | 3.649 | 4.4334 | 4.2509 | 3.9137 | 3.6797 | 3.7384 | 3.8114 | 3.864 | 3.767 | 3.4791 | 3.4729 | 3.4633 | 3.7313 | 3.1028 | 2.737 | 2.8695 | 2.366 | 2.4791
Program Specific1-in-2Size: Over 200kWOrange County2019September Monthly Peak | Program Specific | 1-in-2 | Size: Over 200kW | Orange County | 2019 | September Monthly Peak | 9 | 140.996 | 136.3904 | 131.6156 | 133.2022 | 146.2651 | 179.9663 | 214.0325 | 234.5612 | 254.2336 | 263.8412 | 272.2592 | 273.2818 | 271.2821 | 270.3115 | 262.3399 | 245.5869 | 228.3055 | 210.2959 | 200.4842 | 198.647 | 188.989 | 177.3588 | 163.8833 | 154.8456 | -1.4422 | -1.8318 | -1.2073 | -1.8874 | -2.1663 | -1.6303 | -2.5912 | -1.8376 | -1.5569 | -1.8193 | -2.7468 | -2.4838 | -0.70139 | 5.1907 | 20.8434 | 20.7022 | 19.6805 | 17.4904 | 5.3587 | 0.29916 | -1.0252 | -0.83876 | -0.40828 | -1.0229 | 75.0057 | 73.9082 | 73.0152 | 72.4224 | 71.892 | 71.0615 | 71.1331 | 71.1312 | 72.8065 | 77.1419 | 82.4694 | 87.4631 | 91.6865 | 94.4466 | 96.1309 | 96.8978 | 96.947 | 96.098 | 94.358 | 90.7451 | 86.7626 | 83.6108 | 81.4996 | 80.149 | 5.759 | 5.128 | 4.3297 | 2.5578 | 2.8298 | 3.9981 | 3.681 | 4.4396 | 4.2885 | 3.9573 | 3.6947 | 3.7461 | 3.8146 | 3.8829 | 3.7763 | 3.4698 | 3.4566 | 3.442 | 3.7479 | 3.1421 | 2.717 | 2.8401 | 2.3367 | 2.4409
Program Specific1-in-2Size: Over 200kWOrange County2019October Monthly Peak | Program Specific | 1-in-2 | Size: Over 200kW | Orange County | 2019 | October Monthly Peak | 10 | 115.9037 | 112.2634 | 109.4814 | 111.3653 | 122.531 | 150.6473 | 181.0991 | 198.6637 | 211.87 | 217.1565 | 223.9183 | 227.7575 | 227.7282 | 226.744 | 219.7621 | 205.3339 | 190.8446 | 182.4084 | 171.223 | 165.1218 | 157.8833 | 148.2564 | 137.6898 | 129.5177 | 2.0063 | 1.5054 | 1.225 | -0.12638 | -0.31035 | 0.50633 | 0.13056 | -0.075597 | -0.3495 | -1.069 | -1.4083 | -0.92757 | 0.88679 | 6.0998 | 18.8744 | 18.2193 | 17.6021 | 15.1859 | 3.4387 | 0.46056 | -0.21186 | 0.19968 | 0.81794 | 0.1978 | 66.7731 | 65.4771 | 64.4005 | 63.5278 | 62.6629 | 62.0122 | 61.7674 | 61.8978 | 63.3842 | 67.124 | 73.5144 | 79.8972 | 85.7942 | 88.943 | 89.9428 | 90.7165 | 91.0849 | 90.2199 | 87.7057 | 82.7255 | 78.8781 | 75.7724 | 73.2633 | 71.5765 | 4.8604 | 4.3335 | 3.6976 | 2.1955 | 2.4339 | 3.436 | 3.1977 | 3.8604 | 3.6692 | 3.344 | 3.1198 | 3.2054 | 3.2876 | 3.344 | 3.2477 | 2.9784 | 2.9665 | 3.0652 | 3.2863 | 2.6815 | 2.3303 | 2.4374 | 2.0156 | 2.0961
Program Specific1-in-2Size: Over 200kWOrange County2019November Monthly Peak | Program Specific | 1-in-2 | Size: Over 200kW | Orange County | 2019 | November Monthly Peak | 11 | 121.1935 | 117.5308 | 113.8241 | 114.0334 | 125.0572 | 152.7315 | 180.9744 | 197.7349 | 209.5136 | 215.4292 | 220.4627 | 222.9912 | 222.4447 | 221.3714 | 213.3148 | 198.8434 | 185.6611 | 180.105 | 170.194 | 164.4034 | 158.4017 | 149.393 | 138.25 | 129.8161 | 3.5741 | 2.9714 | 2.2988 | 0.52806 | 0.36242 | 1.3524 | 1.1573 | 0.57667 | 0.069052 | -0.87257 | -1.016 | -0.41339 | 1.5038 | 6.7091 | 18.9277 | 18.0334 | 17.6192 | 15.0007 | 2.9178 | 0.55188 | 0.073499 | 0.60272 | 1.3369 | 0.66526 | 58.9303 | 58.0555 | 57.8552 | 57.4771 | 56.442 | 55.3519 | 55.8141 | 55.3979 | 59.1733 | 63.2346 | 68.1693 | 73.1426 | 76.0751 | 77.7566 | 78.8386 | 78.7361 | 76.8083 | 73.6833 | 70.3083 | 67.3852 | 65.4735 | 64.6319 | 63.6084 | 62.9565 | 5.3057 | 4.7363 | 4.0133 | 2.347 | 2.5933 | 3.6367 | 3.336 | 4.0113 | 3.7879 | 3.4632 | 3.2067 | 3.2763 | 3.3525 | 3.4083 | 3.2911 | 3.0111 | 3.0128 | 3.1595 | 3.4101 | 2.7872 | 2.4408 | 2.564 | 2.1128 | 2.1933
Program Specific1-in-2Size: Over 200kWOrange County2019December Monthly Peak | Program Specific | 1-in-2 | Size: Over 200kW | Orange County | 2019 | December Monthly Peak | 12 | 115.3729 | 111.7183 | 108.9056 | 110.6893 | 121.3582 | 146.7461 | 175.0914 | 188.2985 | 197.8374 | 198.547 | 199.6879 | 198.4441 | 194.8951 | 191.8854 | 185.0938 | 173.3708 | 163.777 | 160.7917 | 152.4932 | 148.7066 | 144.265 | 137.4236 | 128.744 | 121.9711 | 3.4025 | 2.8245 | 2.1994 | 0.51257 | 0.3517 | 1.2994 | 1.1197 | 0.54915 | 0.065204 | -0.80419 | -0.92025 | -0.36788 | 1.3175 | 5.8155 | 16.4236 | 15.7232 | 15.5424 | 13.3921 | 2.6143 | 0.49919 | 0.06694 | 0.55443 | 1.245 | 0.62506 | 50.0036 | 49.4176 | 48.6263 | 48.2054 | 47.705 | 47.1155 | 46.7235 | 46.52 | 47.3485 | 50.7282 | 54.4327 | 57.6262 | 60.1801 | 61.5417 | 62.138 | 62.4073 | 62.0957 | 60.1416 | 57.2985 | 54.7644 | 52.8413 | 51.0512 | 49.4623 | 48.0626 | 5.0508 | 4.502 | 3.8399 | 2.2781 | 2.5166 | 3.4942 | 3.2275 | 3.8199 | 3.5768 | 3.1918 | 2.9045 | 2.9156 | 2.9373 | 2.9543 | 2.8557 | 2.6254 | 2.6577 | 2.8207 | 3.0555 | 2.5211 | 2.223 | 2.3586 | 1.9675 | 2.0607
Program Specific1-in-2Size: Over 200kWOrange County2019Typical Event Day | Program Specific | 1-in-2 | Size: Over 200kW | Orange County | 2019 | Typical Event Day | 8 | 142.1731 | 136.9709 | 132.7925 | 133.2624 | 146.1352 | 177.7889 | 208.3286 | 229.1292 | 245.5875 | 253.9721 | 263.59 | 265.0922 | 263.4316 | 261.5768 | 254.4815 | 239.7507 | 223.5265 | 206.5431 | 194.8889 | 191.6807 | 186.3864 | 175.8961 | 162.9302 | 154.528 | -0.9294 | -1.3467 | -0.85562 | -1.6554 | -1.9238 | -1.3146 | -2.1639 | -1.5661 | -1.3567 | -1.6841 | -2.5251 | -2.2311 | -0.45227 | 5.2929 | 20.4385 | 20.3527 | 19.4493 | 17.1806 | 5.0355 | 0.32164 | -0.90906 | -0.68857 | -0.22174 | -0.85228 | 74.4718 | 73.3147 | 72.2388 | 71.3101 | 70.5648 | 69.7329 | 69.3578 | 69.8338 | 72.2671 | 76.9746 | 82.2101 | 86.9175 | 90.4898 | 92.7813 | 94.4417 | 95.2034 | 95.1317 | 94.0479 | 92.3109 | 89.3393 | 85.5081 | 82.0543 | 79.744 | 78.0016 | 5.7907 | 5.1353 | 4.356 | 2.5517 | 2.8193 | 3.9386 | 3.5728 | 4.3245 | 4.1309 | 3.7985 | 3.567 | 3.6236 | 3.6938 | 3.7468 | 3.6528 | 3.3777 | 3.3747 | 3.371 | 3.633 | 3.0234 | 2.672 | 2.8087 | 2.3166 | 2.429
Program Specific1-in-2Size: Over 200kWOrange County2020January Monthly Peak | Program Specific | 1-in-2 | Size: Over 200kW | Orange County | 2020 | January Monthly Peak | 1 | 120.5893 | 115.6807 | 113.1189 | 114.696 | 126.7498 | 157.0851 | 191.6462 | 209.4895 | 220.9302 | 219.7893 | 219.8049 | 218.0108 | 214.2538 | 210.0248 | 201.7479 | 187.6859 | 175.7185 | 171.4712 | 164.6325 | 162.0339 | 156.6823 | 149.226 | 139.5374 | 131.2199 | 3.5563 | 2.9246 | 2.2845 | 0.53112 | 0.36732 | 1.391 | 1.2256 | 0.61096 | 0.072815 | -0.89023 | -1.013 | -0.40415 | 1.4484 | 6.3652 | 17.9013 | 17.0215 | 16.6756 | 14.2816 | 2.8224 | 0.54393 | 0.072702 | 0.60205 | 1.3493 | 0.67246 | 47.1944 | 46.1046 | 45.4018 | 45.1966 | 44.6103 | 44.3463 | 43.8202 | 43.4735 | 43.5395 | 45.1392 | 48.1989 | 50.9805 | 52.8175 | 54.3049 | 55.2747 | 55.6824 | 55.4496 | 54.0567 | 52.3441 | 50.8871 | 49.8505 | 48.9049 | 48.1023 | 47.2767 | 5.2792 | 4.6617 | 3.9884 | 2.3606 | 2.6284 | 3.7404 | 3.5327 | 4.2498 | 3.9943 | 3.5333 | 3.1971 | 3.2031 | 3.2291 | 3.2336 | 3.1126 | 2.8421 | 2.8515 | 3.0081 | 3.2987 | 2.7471 | 2.4143 | 2.5612 | 2.1325 | 2.217
Program Specific1-in-2Size: Over 200kWOrange County2020February Monthly Peak | Program Specific | 1-in-2 | Size: Over 200kW | Orange County | 2020 | February Monthly Peak | 2 | 119.3641 | 114.6394 | 112.0806 | 113.7415 | 125.6384 | 155.439 | 189.203 | 206.4931 | 217.573 | 216.915 | 217.4274 | 216.2302 | 212.8818 | 209.0998 | 201.0416 | 187.2305 | 175.2386 | 170.8508 | 163.6646 | 160.7745 | 155.4199 | 148.0155 | 138.3329 | 130.1311 | 3.5202 | 2.8983 | 2.2636 | 0.5267 | 0.3641 | 1.3764 | 1.2099 | 0.60222 | 0.071708 | -0.87859 | -1.002 | -0.40085 | 1.4391 | 6.3372 | 17.8387 | 16.9802 | 16.6301 | 14.2299 | 2.8058 | 0.5397 | 0.072116 | 0.59716 | 1.3377 | 0.66688 | 48.9704 | 48.7238 | 48.2877 | 47.9576 | 47.2657 | 46.8298 | 46.7194 | 46.775 | 47.2772 | 48.9143 | 50.9686 | 52.809 | 53.6928 | 54.0908 | 54.2585 | 53.8563 | 53.6468 | 53.0037 | 51.8964 | 50.4332 | 49.015 | 48.6361 | 47.6485 | 46.5841 | 5.2256 | 4.6197 | 3.9518 | 2.3409 | 2.6053 | 3.7012 | 3.4876 | 4.189 | 3.9336 | 3.4871 | 3.1625 | 3.1769 | 3.2084 | 3.2193 | 3.1017 | 2.8352 | 2.8437 | 2.9972 | 3.2793 | 2.7257 | 2.3948 | 2.5404 | 2.1141 | 2.1986
Program Specific1-in-2Size: Over 200kWOrange County2020March Monthly Peak | Program Specific | 1-in-2 | Size: Over 200kW | Orange County | 2020 | March Monthly Peak | 3 | 124.7535 | 119.2028 | 116.2397 | 117.1551 | 127.7242 | 158.0976 | 188.7234 | 207.8507 | 219.9107 | 221.0011 | 223.002 | 221.9731 | 219.9103 | 218.5522 | 210.3802 | 197.0642 | 183.8774 | 173.5609 | 165.6561 | 166.8736 | 163.1362 | 155.4833 | 144 | 134.6043 | 3.6791 | 3.0137 | 2.3476 | 0.54251 | 0.37015 | 1.3999 | 1.2069 | 0.60618 | 0.072479 | -0.89514 | -1.0277 | -0.4115 | 1.4866 | 6.6237 | 18.6673 | 17.872 | 17.4499 | 14.4556 | 2.84 | 0.56017 | 0.075696 | 0.62729 | 1.3925 | 0.6898 | 49.0739 | 47.9197 | 46.9241 | 46.3987 | 46.2043 | 45.7062 | 45.1678 | 45.1755 | 47.1742 | 49.6603 | 52.1573 | 54.0102 | 55.2638 | 56.2229 | 56.7744 | 57.0633 | 56.8985 | 56.4905 | 55.1051 | 53.0355 | 51.5304 | 50.2139 | 49.1336 | 48.2892 | 5.4615 | 4.8036 | 4.0984 | 2.4112 | 2.6486 | 3.7645 | 3.4788 | 4.2165 | 3.9759 | 3.5528 | 3.2436 | 3.2613 | 3.3143 | 3.3649 | 3.2458 | 2.9841 | 2.9839 | 3.0447 | 3.3192 | 2.8291 | 2.5137 | 2.6686 | 2.2007 | 2.2742
Program Specific1-in-2Size: Over 200kWOrange County2020April Monthly Peak | Program Specific | 1-in-2 | Size: Over 200kW | Orange County | 2020 | April Monthly Peak | 4 | 120.2745 | 115.7387 | 112.6461 | 113.8594 | 123.6802 | 151.9932 | 179.0615 | 197.2806 | 209.9294 | 215.5636 | 222.3202 | 225.5057 | 226.2499 | 227.4572 | 220.3631 | 207.16 | 192.4109 | 179.3658 | 168.3604 | 167.0637 | 162.1778 | 153.2778 | 141.2699 | 132.117 | 3.547 | 2.9261 | 2.275 | 0.52725 | 0.35843 | 1.3459 | 1.1451 | 0.57535 | 0.069189 | -0.87311 | -1.0246 | -0.41805 | 1.5295 | 6.8936 | 19.5531 | 18.7876 | 18.2597 | 14.9391 | 2.8863 | 0.56081 | 0.075251 | 0.61839 | 1.3661 | 0.67705 | 63.6403 | 62.3922 | 60.7683 | 59.6664 | 58.6098 | 57.8384 | 57.4941 | 57.0035 | 59.584 | 64.0155 | 69.0394 | 73.8497 | 77.5062 | 80.3089 | 82.1826 | 83.1504 | 83.3398 | 82.2447 | 80.1909 | 77.2271 | 73.0889 | 69.8099 | 67.214 | 64.7181 | 5.2654 | 4.664 | 3.9717 | 2.3434 | 2.5647 | 3.6192 | 3.3007 | 4.0021 | 3.7954 | 3.4654 | 3.2337 | 3.3132 | 3.4099 | 3.502 | 3.3998 | 3.137 | 3.1224 | 3.1465 | 3.3734 | 2.8323 | 2.499 | 2.6307 | 2.159 | 2.2321
Program Specific1-in-2Size: Over 200kWOrange County2020May Monthly Peak | Program Specific | 1-in-2 | Size: Over 200kW | Orange County | 2020 | May Monthly Peak | 5 | 124.6532 | 120.0728 | 116.2131 | 117.5183 | 128.6988 | 157.4697 | 184.6667 | 204.9817 | 219.4703 | 226.648 | 233.074 | 236.4653 | 236.1262 | 235.5521 | 228.2582 | 213.6332 | 198.6772 | 185.329 | 174.5187 | 170.9175 | 168.3401 | 159.1042 | 146.8723 | 138.0184 | 3.6762 | 3.0357 | 2.347 | 0.54419 | 0.37297 | 1.3944 | 1.1809 | 0.59781 | 0.072333 | -0.91801 | -1.0741 | -0.43836 | 1.5963 | 7.1389 | 20.2536 | 19.3747 | 18.8544 | 15.4358 | 2.9919 | 0.57375 | 0.078111 | 0.6419 | 1.4203 | 0.7073 | 63.5578 | 62.6947 | 61.5761 | 60.3324 | 59.2529 | 58.6178 | 58.4557 | 58.8455 | 60.6614 | 65.1253 | 70.2298 | 74.9782 | 79.5962 | 83.0103 | 84.8683 | 85.7925 | 85.7869 | 83.8265 | 81.3509 | 78.2112 | 73.8822 | 69.8978 | 67.633 | 65.8612 | 5.4571 | 4.8387 | 4.0975 | 2.4187 | 2.6688 | 3.7496 | 3.404 | 4.1583 | 3.9679 | 3.6436 | 3.3901 | 3.4742 | 3.5587 | 3.6266 | 3.5216 | 3.235 | 3.2241 | 3.2512 | 3.4968 | 2.8977 | 2.5939 | 2.7307 | 2.2446 | 2.3318
Program Specific1-in-2Size: Over 200kWOrange County2020June Monthly Peak | Program Specific | 1-in-2 | Size: Over 200kW | Orange County | 2020 | June Monthly Peak | 6 | 134.8251 | 130.1596 | 125.6971 | 127.0326 | 138.3225 | 166.7954 | 193.4877 | 212.1324 | 226.0543 | 233.5371 | 241.5937 | 244.6219 | 243.4262 | 241.6531 | 235.262 | 223.6565 | 210.1311 | 196.3086 | 186.1234 | 180.6883 | 176.8652 | 168.2413 | 155.3853 | 146.8546 | 1.4736 | 0.93608 | 0.8135 | -0.52774 | -0.74378 | 0.080688 | -0.4355 | -0.44702 | -0.60722 | -1.2564 | -1.7321 | -1.2805 | 0.58252 | 6.0698 | 19.8549 | 19.6154 | 19.0874 | 16.3394 | 4.0245 | 0.45027 | -0.40462 | -0.010223 | 0.61954 | -0.052412 | 69.2274 | 68.113 | 66.9296 | 65.6283 | 64.7209 | 63.7744 | 62.9795 | 63.9369 | 67.1251 | 72.229 | 77.5757 | 82.4296 | 86.0184 | 88.043 | 89.819 | 90.7779 | 91.2468 | 90.3526 | 88.8887 | 85.942 | 81.7104 | 77.2411 | 74.6207 | 72.5845 | 5.5666 | 4.9468 | 4.1797 | 2.4657 | 2.7051 | 3.7457 | 3.3637 | 4.0586 | 3.8544 | 3.5407 | 3.3141 | 3.3896 | 3.46 | 3.5088 | 3.4232 | 3.1941 | 3.2159 | 3.2478 | 3.5171 | 2.889 | 2.5702 | 2.7233 | 2.2396 | 2.34
Program Specific1-in-2Size: Over 200kWOrange County2020July Monthly Peak | Program Specific | 1-in-2 | Size: Over 200kW | Orange County | 2020 | July Monthly Peak | 7 | 143.0852 | 137.85 | 133.6199 | 134.5279 | 146.6199 | 177.0989 | 205.2701 | 225.5619 | 240.6336 | 248.9232 | 257.0414 | 258.8872 | 257.2112 | 255.4621 | 248.995 | 236.7827 | 223.6454 | 208.8573 | 198.2386 | 192.4897 | 187.2014 | 177.0244 | 163.4337 | 154.5532 | -1.8494 | -2.2137 | -1.4921 | -2.0778 | -2.3478 | -1.8197 | -2.743 | -1.9317 | -1.5791 | -1.7646 | -2.6889 | -2.4801 | -0.8282 | 4.713 | 19.6263 | 19.8572 | 19.1468 | 17.3691 | 5.4277 | 0.2657 | -1.0903 | -0.9425 | -0.54209 | -1.144 | 76.6849 | 75.7518 | 74.8559 | 73.8612 | 72.9904 | 72.2777 | 71.8128 | 72.7746 | 75.5347 | 79.4868 | 84.2107 | 88.5277 | 91.528 | 93.4187 | 95.0264 | 95.5098 | 94.6862 | 93.2772 | 91.7359 | 89.8178 | 87.0835 | 84.081 | 81.6499 | 79.8227 | 5.8637 | 5.2001 | 4.4102 | 2.5918 | 2.8461 | 3.9475 | 3.542 | 4.2834 | 4.0725 | 3.7459 | 3.4998 | 3.5606 | 3.6288 | 3.6818 | 3.596 | 3.3565 | 3.3973 | 3.4298 | 3.7182 | 3.0548 | 2.7002 | 2.8441 | 2.3381 | 2.4443
Program Specific1-in-2Size: Over 200kWOrange County2020August Monthly Peak | Program Specific | 1-in-2 | Size: Over 200kW | Orange County | 2020 | August Monthly Peak | 8 | 143.7386 | 138.4395 | 134.2007 | 134.5603 | 147.5631 | 179.8577 | 211.1569 | 233.1129 | 250.8005 | 259.6865 | 269.8528 | 271.4105 | 269.7564 | 267.7052 | 260.4424 | 245.0674 | 228.2815 | 210.5861 | 198.6388 | 195.2203 | 189.4719 | 178.3366 | 165.143 | 156.5204 | -2.0015 | -2.3579 | -1.5977 | -2.142 | -2.4286 | -1.9291 | -2.9199 | -2.0594 | -1.6865 | -1.8594 | -2.8601 | -2.6495 | -0.932 | 4.8641 | 20.4678 | 20.5126 | 19.4937 | 17.5122 | 5.4865 | 0.26038 | -1.1316 | -0.98879 | -0.59827 | -1.2047 | 76.9695 | 75.4856 | 74.1544 | 73.3287 | 72.6558 | 71.818 | 71.5057 | 71.4925 | 73.6022 | 79.0405 | 84.5848 | 89.2494 | 92.7261 | 95.2168 | 96.7904 | 97.628 | 97.6466 | 96.4637 | 94.2608 | 90.8522 | 86.4761 | 83.2843 | 81.2058 | 79.4504 | 5.8993 | 5.2301 | 4.4359 | 2.5963 | 2.8687 | 4.0149 | 3.649 | 4.4334 | 4.2509 | 3.9137 | 3.6797 | 3.7384 | 3.8114 | 3.864 | 3.767 | 3.4791 | 3.4729 | 3.4633 | 3.7313 | 3.1028 | 2.737 | 2.8695 | 2.366 | 2.4791
Program Specific1-in-2Size: Over 200kWOrange County2020September Monthly Peak | Program Specific | 1-in-2 | Size: Over 200kW | Orange County | 2020 | September Monthly Peak | 9 | 140.996 | 136.3904 | 131.6156 | 133.2022 | 146.2651 | 179.9663 | 214.0325 | 234.5612 | 254.2336 | 263.8412 | 272.2591 | 273.2818 | 271.2821 | 270.3115 | 262.3398 | 245.5869 | 228.3055 | 210.2959 | 200.4842 | 198.647 | 188.989 | 177.3588 | 163.8833 | 154.8456 | -1.4422 | -1.8318 | -1.2073 | -1.8874 | -2.1663 | -1.6303 | -2.5912 | -1.8376 | -1.5569 | -1.8193 | -2.7468 | -2.4838 | -0.70139 | 5.1907 | 20.8434 | 20.7021 | 19.6805 | 17.4904 | 5.3587 | 0.29916 | -1.0252 | -0.83876 | -0.40828 | -1.0229 | 75.0057 | 73.9082 | 73.0152 | 72.4224 | 71.892 | 71.0615 | 71.1331 | 71.1312 | 72.8065 | 77.1419 | 82.4694 | 87.4631 | 91.6865 | 94.4466 | 96.1309 | 96.8978 | 96.947 | 96.098 | 94.358 | 90.7451 | 86.7626 | 83.6108 | 81.4996 | 80.149 | 5.759 | 5.128 | 4.3297 | 2.5578 | 2.8298 | 3.9981 | 3.681 | 4.4396 | 4.2885 | 3.9573 | 3.6947 | 3.7461 | 3.8146 | 3.8829 | 3.7763 | 3.4698 | 3.4566 | 3.442 | 3.7479 | 3.1421 | 2.717 | 2.8401 | 2.3367 | 2.4409
Program Specific1-in-2Size: Over 200kWOrange County2020October Monthly Peak | Program Specific | 1-in-2 | Size: Over 200kW | Orange County | 2020 | October Monthly Peak | 10 | 115.9037 | 112.2634 | 109.4814 | 111.3653 | 122.531 | 150.6473 | 181.0992 | 198.6637 | 211.87 | 217.1565 | 223.9183 | 227.7575 | 227.7282 | 226.744 | 219.7621 | 205.3339 | 190.8446 | 182.4084 | 171.223 | 165.1217 | 157.8834 | 148.2564 | 137.6898 | 129.5177 | 2.0063 | 1.5054 | 1.225 | -0.12638 | -0.31035 | 0.50633 | 0.13056 | -0.075597 | -0.3495 | -1.069 | -1.4083 | -0.92757 | 0.88679 | 6.0998 | 18.8744 | 18.2193 | 17.6021 | 15.1859 | 3.4387 | 0.46056 | -0.21186 | 0.19968 | 0.81794 | 0.1978 | 66.7731 | 65.4771 | 64.4005 | 63.5278 | 62.6629 | 62.0122 | 61.7674 | 61.8978 | 63.3842 | 67.124 | 73.5144 | 79.8972 | 85.7942 | 88.943 | 89.9428 | 90.7165 | 91.0849 | 90.2199 | 87.7058 | 82.7255 | 78.8781 | 75.7724 | 73.2633 | 71.5765 | 4.8604 | 4.3335 | 3.6976 | 2.1955 | 2.4339 | 3.436 | 3.1977 | 3.8604 | 3.6692 | 3.344 | 3.1198 | 3.2054 | 3.2876 | 3.344 | 3.2477 | 2.9784 | 2.9665 | 3.0652 | 3.2863 | 2.6815 | 2.3303 | 2.4374 | 2.0156 | 2.0961
Program Specific1-in-2Size: Over 200kWOrange County2020November Monthly Peak | Program Specific | 1-in-2 | Size: Over 200kW | Orange County | 2020 | November Monthly Peak | 11 | 121.1935 | 117.5308 | 113.8241 | 114.0334 | 125.0572 | 152.7315 | 180.9744 | 197.7349 | 209.5136 | 215.4292 | 220.4627 | 222.9911 | 222.4447 | 221.3714 | 213.3149 | 198.8434 | 185.6611 | 180.105 | 170.194 | 164.4034 | 158.4017 | 149.393 | 138.25 | 129.8161 | 3.5741 | 2.9714 | 2.2988 | 0.52806 | 0.36242 | 1.3524 | 1.1573 | 0.57667 | 0.069052 | -0.87257 | -1.016 | -0.41339 | 1.5038 | 6.7091 | 18.9277 | 18.0334 | 17.6192 | 15.0007 | 2.9178 | 0.55188 | 0.073499 | 0.60272 | 1.3369 | 0.66526 | 58.9303 | 58.0555 | 57.8551 | 57.4771 | 56.442 | 55.3519 | 55.8141 | 55.3979 | 59.1733 | 63.2346 | 68.1693 | 73.1426 | 76.0751 | 77.7566 | 78.8386 | 78.7361 | 76.8083 | 73.6833 | 70.3083 | 67.3852 | 65.4735 | 64.6319 | 63.6084 | 62.9565 | 5.3057 | 4.7363 | 4.0133 | 2.347 | 2.5933 | 3.6367 | 3.336 | 4.0113 | 3.7879 | 3.4632 | 3.2067 | 3.2763 | 3.3525 | 3.4083 | 3.2911 | 3.0111 | 3.0128 | 3.1595 | 3.4101 | 2.7872 | 2.4408 | 2.564 | 2.1128 | 2.1933
Program Specific1-in-2Size: Over 200kWOrange County2020December Monthly Peak | Program Specific | 1-in-2 | Size: Over 200kW | Orange County | 2020 | December Monthly Peak | 12 | 115.3729 | 111.7183 | 108.9056 | 110.6893 | 121.3582 | 146.7461 | 175.0914 | 188.2985 | 197.8374 | 198.547 | 199.6879 | 198.4441 | 194.8951 | 191.8854 | 185.0937 | 173.3708 | 163.777 | 160.7917 | 152.4932 | 148.7066 | 144.265 | 137.4236 | 128.744 | 121.9711 | 3.4025 | 2.8245 | 2.1994 | 0.51257 | 0.3517 | 1.2994 | 1.1197 | 0.54915 | 0.065204 | -0.80419 | -0.92025 | -0.36788 | 1.3175 | 5.8155 | 16.4236 | 15.7232 | 15.5424 | 13.3921 | 2.6143 | 0.49919 | 0.06694 | 0.55443 | 1.245 | 0.62506 | 50.0036 | 49.4176 | 48.6263 | 48.2054 | 47.705 | 47.1155 | 46.7235 | 46.52 | 47.3485 | 50.7282 | 54.4327 | 57.6262 | 60.1801 | 61.5417 | 62.138 | 62.4073 | 62.0957 | 60.1416 | 57.2985 | 54.7644 | 52.8413 | 51.0512 | 49.4623 | 48.0626 | 5.0508 | 4.502 | 3.8399 | 2.2781 | 2.5166 | 3.4942 | 3.2275 | 3.8199 | 3.5768 | 3.1918 | 2.9045 | 2.9156 | 2.9373 | 2.9543 | 2.8557 | 2.6254 | 2.6577 | 2.8207 | 3.0555 | 2.5211 | 2.223 | 2.3586 | 1.9675 | 2.0607
Program Specific1-in-2Size: Over 200kWOrange County2020Typical Event Day | Program Specific | 1-in-2 | Size: Over 200kW | Orange County | 2020 | Typical Event Day | 8 | 142.1731 | 136.9709 | 132.7925 | 133.2624 | 146.1352 | 177.7889 | 208.3286 | 229.1292 | 245.5875 | 253.9721 | 263.59 | 265.0922 | 263.4316 | 261.5768 | 254.4815 | 239.7507 | 223.5265 | 206.5431 | 194.8889 | 191.6807 | 186.3864 | 175.8961 | 162.9302 | 154.528 | -0.9294 | -1.3467 | -0.85562 | -1.6554 | -1.9238 | -1.3146 | -2.1639 | -1.5661 | -1.3567 | -1.6841 | -2.5251 | -2.2311 | -0.45227 | 5.2929 | 20.4385 | 20.3527 | 19.4493 | 17.1806 | 5.0355 | 0.32164 | -0.90906 | -0.68857 | -0.22174 | -0.85228 | 74.4718 | 73.3147 | 72.2388 | 71.3101 | 70.5648 | 69.7329 | 69.3578 | 69.8338 | 72.2671 | 76.9746 | 82.2101 | 86.9175 | 90.4898 | 92.7813 | 94.4417 | 95.2034 | 95.1317 | 94.0479 | 92.3108 | 89.3393 | 85.5081 | 82.0543 | 79.744 | 78.0016 | 5.7907 | 5.1353 | 4.356 | 2.5517 | 2.8193 | 3.9386 | 3.5728 | 4.3245 | 4.1309 | 3.7985 | 3.567 | 3.6236 | 3.6938 | 3.7468 | 3.6528 | 3.3777 | 3.3747 | 3.371 | 3.633 | 3.0234 | 2.672 | 2.8087 | 2.3166 | 2.429
Program Specific1-in-2Size: Over 200kWOrange County2021January Monthly Peak | Program Specific | 1-in-2 | Size: Over 200kW | Orange County | 2021 | January Monthly Peak | 1 | 120.5892 | 115.6807 | 113.1189 | 114.696 | 126.7498 | 157.0851 | 191.6462 | 209.4895 | 220.9302 | 219.7893 | 219.8049 | 218.0108 | 214.2538 | 210.0248 | 201.7479 | 187.6859 | 175.7185 | 171.4712 | 164.6325 | 162.0339 | 156.6823 | 149.226 | 139.5374 | 131.2199 | 3.5563 | 2.9246 | 2.2845 | 0.53112 | 0.36732 | 1.391 | 1.2256 | 0.61096 | 0.072815 | -0.89023 | -1.013 | -0.40415 | 1.4484 | 6.3652 | 17.9013 | 17.0215 | 16.6756 | 14.2816 | 2.8224 | 0.54393 | 0.072701 | 0.60205 | 1.3493 | 0.67246 | 47.1944 | 46.1046 | 45.4018 | 45.1966 | 44.6103 | 44.3463 | 43.8202 | 43.4735 | 43.5395 | 45.1392 | 48.1989 | 50.9805 | 52.8175 | 54.3049 | 55.2747 | 55.6824 | 55.4496 | 54.0567 | 52.3441 | 50.8871 | 49.8505 | 48.9049 | 48.1023 | 47.2767 | 5.2792 | 4.6617 | 3.9884 | 2.3606 | 2.6284 | 3.7404 | 3.5327 | 4.2498 | 3.9943 | 3.5333 | 3.1971 | 3.2031 | 3.2291 | 3.2336 | 3.1126 | 2.8421 | 2.8515 | 3.0081 | 3.2987 | 2.7471 | 2.4143 | 2.5612 | 2.1325 | 2.217
Program Specific1-in-2Size: Over 200kWOrange County2021February Monthly Peak | Program Specific | 1-in-2 | Size: Over 200kW | Orange County | 2021 | February Monthly Peak | 2 | 119.3641 | 114.6394 | 112.0806 | 113.7415 | 125.6384 | 155.439 | 189.203 | 206.4931 | 217.573 | 216.915 | 217.4274 | 216.2302 | 212.8818 | 209.0998 | 201.0416 | 187.2305 | 175.2386 | 170.8508 | 163.6646 | 160.7744 | 155.4199 | 148.0155 | 138.3329 | 130.1312 | 3.5202 | 2.8983 | 2.2636 | 0.5267 | 0.3641 | 1.3764 | 1.2099 | 0.60222 | 0.071708 | -0.87859 | -1.002 | -0.40085 | 1.4391 | 6.3372 | 17.8387 | 16.9802 | 16.6301 | 14.2299 | 2.8058 | 0.5397 | 0.072116 | 0.59716 | 1.3377 | 0.66688 | 48.9704 | 48.7238 | 48.2877 | 47.9576 | 47.2657 | 46.8298 | 46.7194 | 46.775 | 47.2772 | 48.9143 | 50.9686 | 52.809 | 53.6928 | 54.0908 | 54.2585 | 53.8563 | 53.6468 | 53.0037 | 51.8964 | 50.4332 | 49.015 | 48.6361 | 47.6485 | 46.5841 | 5.2256 | 4.6197 | 3.9518 | 2.3409 | 2.6053 | 3.7012 | 3.4876 | 4.189 | 3.9336 | 3.4871 | 3.1625 | 3.1769 | 3.2084 | 3.2193 | 3.1017 | 2.8352 | 2.8437 | 2.9972 | 3.2793 | 2.7257 | 2.3948 | 2.5404 | 2.1141 | 2.1986
Program Specific1-in-2Size: Over 200kWOrange County2021March Monthly Peak | Program Specific | 1-in-2 | Size: Over 200kW | Orange County | 2021 | March Monthly Peak | 3 | 124.7535 | 119.2028 | 116.2397 | 117.1551 | 127.7242 | 158.0976 | 188.7234 | 207.8507 | 219.9107 | 221.0011 | 223.002 | 221.9731 | 219.9103 | 218.5522 | 210.3802 | 197.0642 | 183.8774 | 173.5609 | 165.6561 | 166.8736 | 163.1362 | 155.4833 | 144 | 134.6043 | 3.6791 | 3.0137 | 2.3476 | 0.54251 | 0.37015 | 1.3999 | 1.2069 | 0.60618 | 0.072479 | -0.89514 | -1.0277 | -0.4115 | 1.4866 | 6.6237 | 18.6673 | 17.872 | 17.4499 | 14.4556 | 2.84 | 0.56017 | 0.075696 | 0.62729 | 1.3925 | 0.6898 | 49.0739 | 47.9197 | 46.9241 | 46.3987 | 46.2043 | 45.7063 | 45.1678 | 45.1755 | 47.1742 | 49.6603 | 52.1573 | 54.0102 | 55.2638 | 56.2229 | 56.7744 | 57.0633 | 56.8985 | 56.4905 | 55.1051 | 53.0355 | 51.5304 | 50.2139 | 49.1337 | 48.2892 | 5.4615 | 4.8036 | 4.0984 | 2.4112 | 2.6486 | 3.7645 | 3.4788 | 4.2165 | 3.9759 | 3.5528 | 3.2436 | 3.2613 | 3.3143 | 3.3649 | 3.2458 | 2.9841 | 2.9839 | 3.0447 | 3.3192 | 2.8291 | 2.5137 | 2.6686 | 2.2007 | 2.2742
Program Specific1-in-2Size: Over 200kWOrange County2021April Monthly Peak | Program Specific | 1-in-2 | Size: Over 200kW | Orange County | 2021 | April Monthly Peak | 4 | 120.2745 | 115.7387 | 112.6461 | 113.8594 | 123.6803 | 151.9932 | 179.0616 | 197.2806 | 209.9294 | 215.5636 | 222.3202 | 225.5057 | 226.2499 | 227.4572 | 220.3631 | 207.16 | 192.4109 | 179.3658 | 168.3604 | 167.0637 | 162.1778 | 153.2778 | 141.2699 | 132.117 | 3.547 | 2.9261 | 2.275 | 0.52725 | 0.35843 | 1.3459 | 1.1451 | 0.57535 | 0.069189 | -0.87311 | -1.0246 | -0.41805 | 1.5295 | 6.8936 | 19.5531 | 18.7876 | 18.2597 | 14.9391 | 2.8863 | 0.56081 | 0.075251 | 0.61839 | 1.3661 | 0.67705 | 63.6403 | 62.3922 | 60.7683 | 59.6664 | 58.6098 | 57.8384 | 57.4941 | 57.0035 | 59.584 | 64.0155 | 69.0394 | 73.8497 | 77.5062 | 80.3089 | 82.1826 | 83.1504 | 83.3398 | 82.2447 | 80.1909 | 77.2271 | 73.0889 | 69.8099 | 67.214 | 64.7181 | 5.2654 | 4.664 | 3.9717 | 2.3434 | 2.5647 | 3.6192 | 3.3007 | 4.0021 | 3.7954 | 3.4654 | 3.2337 | 3.3132 | 3.4099 | 3.502 | 3.3998 | 3.137 | 3.1224 | 3.1465 | 3.3734 | 2.8323 | 2.499 | 2.6307 | 2.159 | 2.2321
Program Specific1-in-2Size: Over 200kWOrange County2021May Monthly Peak | Program Specific | 1-in-2 | Size: Over 200kW | Orange County | 2021 | May Monthly Peak | 5 | 124.6532 | 120.0728 | 116.2131 | 117.5183 | 128.6988 | 157.4697 | 184.6667 | 204.9817 | 219.4703 | 226.648 | 233.074 | 236.4653 | 236.1263 | 235.5521 | 228.2582 | 213.6332 | 198.6772 | 185.329 | 174.5187 | 170.9175 | 168.3401 | 159.1042 | 146.8723 | 138.0184 | 3.6762 | 3.0357 | 2.347 | 0.54419 | 0.37297 | 1.3944 | 1.1809 | 0.59781 | 0.072333 | -0.91801 | -1.0741 | -0.43836 | 1.5963 | 7.1389 | 20.2536 | 19.3747 | 18.8544 | 15.4358 | 2.9919 | 0.57375 | 0.078111 | 0.6419 | 1.4203 | 0.7073 | 63.5578 | 62.6947 | 61.5761 | 60.3324 | 59.2529 | 58.6178 | 58.4557 | 58.8455 | 60.6614 | 65.1253 | 70.2298 | 74.9782 | 79.5962 | 83.0102 | 84.8683 | 85.7925 | 85.7869 | 83.8265 | 81.3509 | 78.2112 | 73.8822 | 69.8978 | 67.633 | 65.8612 | 5.4571 | 4.8387 | 4.0975 | 2.4187 | 2.6688 | 3.7496 | 3.404 | 4.1583 | 3.9679 | 3.6436 | 3.3901 | 3.4742 | 3.5587 | 3.6266 | 3.5216 | 3.235 | 3.2241 | 3.2512 | 3.4968 | 2.8977 | 2.5939 | 2.7307 | 2.2446 | 2.3318
Program Specific1-in-2Size: Over 200kWOrange County2021June Monthly Peak | Program Specific | 1-in-2 | Size: Over 200kW | Orange County | 2021 | June Monthly Peak | 6 | 134.8251 | 130.1596 | 125.6971 | 127.0326 | 138.3225 | 166.7954 | 193.4877 | 212.1324 | 226.0543 | 233.5371 | 241.5937 | 244.6219 | 243.4261 | 241.6531 | 235.262 | 223.6565 | 210.1311 | 196.3086 | 186.1234 | 180.6883 | 176.8652 | 168.2413 | 155.3853 | 146.8546 | 1.4736 | 0.93608 | 0.8135 | -0.52774 | -0.74378 | 0.080688 | -0.4355 | -0.44702 | -0.60722 | -1.2564 | -1.7321 | -1.2805 | 0.58252 | 6.0698 | 19.8549 | 19.6154 | 19.0874 | 16.3394 | 4.0245 | 0.45027 | -0.40462 | -0.010223 | 0.61954 | -0.052412 | 69.2274 | 68.113 | 66.9296 | 65.6283 | 64.7209 | 63.7744 | 62.9795 | 63.9369 | 67.1251 | 72.229 | 77.5757 | 82.4296 | 86.0184 | 88.043 | 89.819 | 90.7779 | 91.2469 | 90.3526 | 88.8888 | 85.942 | 81.7104 | 77.2411 | 74.6207 | 72.5845 | 5.5666 | 4.9468 | 4.1797 | 2.4657 | 2.7051 | 3.7457 | 3.3637 | 4.0586 | 3.8544 | 3.5407 | 3.3141 | 3.3896 | 3.46 | 3.5088 | 3.4232 | 3.1941 | 3.2159 | 3.2478 | 3.5171 | 2.889 | 2.5702 | 2.7233 | 2.2396 | 2.34
Program Specific1-in-2Size: Over 200kWOrange County2021July Monthly Peak | Program Specific | 1-in-2 | Size: Over 200kW | Orange County | 2021 | July Monthly Peak | 7 | 143.0852 | 137.85 | 133.6199 | 134.5279 | 146.6199 | 177.0989 | 205.2701 | 225.5619 | 240.6336 | 248.9232 | 257.0413 | 258.8872 | 257.2113 | 255.4621 | 248.995 | 236.7827 | 223.6454 | 208.8573 | 198.2386 | 192.4897 | 187.2014 | 177.0244 | 163.4337 | 154.5531 | -1.8494 | -2.2137 | -1.4921 | -2.0778 | -2.3478 | -1.8197 | -2.743 | -1.9317 | -1.5791 | -1.7646 | -2.6889 | -2.4801 | -0.8282 | 4.713 | 19.6263 | 19.8572 | 19.1468 | 17.3691 | 5.4277 | 0.2657 | -1.0903 | -0.9425 | -0.54209 | -1.144 | 76.6849 | 75.7518 | 74.8559 | 73.8612 | 72.9904 | 72.2777 | 71.8128 | 72.7746 | 75.5347 | 79.4868 | 84.2107 | 88.5277 | 91.528 | 93.4187 | 95.0264 | 95.5098 | 94.6862 | 93.2772 | 91.7359 | 89.8178 | 87.0835 | 84.081 | 81.6499 | 79.8227 | 5.8637 | 5.2001 | 4.4102 | 2.5918 | 2.8461 | 3.9475 | 3.542 | 4.2834 | 4.0725 | 3.7459 | 3.4998 | 3.5606 | 3.6288 | 3.6818 | 3.596 | 3.3565 | 3.3973 | 3.4298 | 3.7182 | 3.0548 | 2.7002 | 2.8441 | 2.3381 | 2.4443
Program Specific1-in-2Size: Over 200kWOrange County2021August Monthly Peak | Program Specific | 1-in-2 | Size: Over 200kW | Orange County | 2021 | August Monthly Peak | 8 | 143.7386 | 138.4395 | 134.2007 | 134.5603 | 147.5631 | 179.8577 | 211.1569 | 233.1129 | 250.8005 | 259.6865 | 269.8528 | 271.4105 | 269.7564 | 267.7052 | 260.4424 | 245.0674 | 228.2815 | 210.5861 | 198.6388 | 195.2203 | 189.4719 | 178.3366 | 165.143 | 156.5204 | -2.0015 | -2.3579 | -1.5977 | -2.142 | -2.4286 | -1.9291 | -2.9199 | -2.0594 | -1.6865 | -1.8594 | -2.8601 | -2.6495 | -0.932 | 4.8641 | 20.4678 | 20.5126 | 19.4937 | 17.5122 | 5.4865 | 0.26038 | -1.1316 | -0.98879 | -0.59827 | -1.2047 | 76.9695 | 75.4855 | 74.1544 | 73.3287 | 72.6558 | 71.818 | 71.5057 | 71.4925 | 73.6022 | 79.0405 | 84.5848 | 89.2494 | 92.7261 | 95.2168 | 96.7904 | 97.628 | 97.6466 | 96.4637 | 94.2608 | 90.8522 | 86.4761 | 83.2843 | 81.2058 | 79.4504 | 5.8993 | 5.2301 | 4.4359 | 2.5963 | 2.8687 | 4.0149 | 3.649 | 4.4334 | 4.2509 | 3.9137 | 3.6797 | 3.7384 | 3.8114 | 3.864 | 3.767 | 3.4791 | 3.4729 | 3.4633 | 3.7313 | 3.1028 | 2.737 | 2.8695 | 2.366 | 2.4791
Program Specific1-in-2Size: Over 200kWOrange County2021September Monthly Peak | Program Specific | 1-in-2 | Size: Over 200kW | Orange County | 2021 | September Monthly Peak | 9 | 140.996 | 136.3904 | 131.6156 | 133.2022 | 146.2651 | 179.9663 | 214.0324 | 234.5612 | 254.2335 | 263.8412 | 272.2591 | 273.2818 | 271.2821 | 270.3115 | 262.3399 | 245.5869 | 228.3055 | 210.2959 | 200.4842 | 198.647 | 188.989 | 177.3588 | 163.8833 | 154.8456 | -1.4422 | -1.8318 | -1.2073 | -1.8874 | -2.1663 | -1.6303 | -2.5912 | -1.8376 | -1.5569 | -1.8193 | -2.7468 | -2.4838 | -0.70139 | 5.1907 | 20.8434 | 20.7022 | 19.6805 | 17.4904 | 5.3587 | 0.29916 | -1.0252 | -0.83876 | -0.40828 | -1.0229 | 75.0057 | 73.9082 | 73.0152 | 72.4224 | 71.892 | 71.0615 | 71.1331 | 71.1312 | 72.8065 | 77.1419 | 82.4694 | 87.4631 | 91.6865 | 94.4466 | 96.1309 | 96.8978 | 96.947 | 96.0979 | 94.358 | 90.7451 | 86.7626 | 83.6108 | 81.4996 | 80.149 | 5.759 | 5.128 | 4.3297 | 2.5578 | 2.8298 | 3.9981 | 3.681 | 4.4396 | 4.2885 | 3.9573 | 3.6947 | 3.7461 | 3.8146 | 3.8829 | 3.7763 | 3.4698 | 3.4566 | 3.442 | 3.7479 | 3.1421 | 2.717 | 2.8401 | 2.3367 | 2.4409
Program Specific1-in-2Size: Over 200kWOrange County2021October Monthly Peak | Program Specific | 1-in-2 | Size: Over 200kW | Orange County | 2021 | October Monthly Peak | 10 | 115.9037 | 112.2634 | 109.4814 | 111.3653 | 122.531 | 150.6473 | 181.0991 | 198.6637 | 211.87 | 217.1565 | 223.9183 | 227.7575 | 227.7282 | 226.744 | 219.7621 | 205.3339 | 190.8446 | 182.4084 | 171.223 | 165.1218 | 157.8833 | 148.2564 | 137.6898 | 129.5177 | 2.0063 | 1.5054 | 1.225 | -0.12638 | -0.31035 | 0.50633 | 0.13056 | -0.075597 | -0.3495 | -1.069 | -1.4083 | -0.92757 | 0.88679 | 6.0998 | 18.8744 | 18.2193 | 17.6021 | 15.1859 | 3.4387 | 0.46056 | -0.21186 | 0.19968 | 0.81794 | 0.1978 | 66.7731 | 65.4771 | 64.4005 | 63.5278 | 62.6629 | 62.0122 | 61.7674 | 61.8978 | 63.3842 | 67.124 | 73.5144 | 79.8972 | 85.7942 | 88.943 | 89.9428 | 90.7165 | 91.0849 | 90.2199 | 87.7058 | 82.7255 | 78.8781 | 75.7724 | 73.2633 | 71.5765 | 4.8604 | 4.3335 | 3.6976 | 2.1955 | 2.4339 | 3.436 | 3.1977 | 3.8604 | 3.6692 | 3.344 | 3.1198 | 3.2054 | 3.2876 | 3.344 | 3.2477 | 2.9784 | 2.9665 | 3.0652 | 3.2863 | 2.6815 | 2.3303 | 2.4374 | 2.0156 | 2.0961
Program Specific1-in-2Size: Over 200kWOrange County2021November Monthly Peak | Program Specific | 1-in-2 | Size: Over 200kW | Orange County | 2021 | November Monthly Peak | 11 | 121.1935 | 117.5308 | 113.8241 | 114.0334 | 125.0572 | 152.7315 | 180.9744 | 197.7349 | 209.5136 | 215.4292 | 220.4627 | 222.9911 | 222.4447 | 221.3714 | 213.3149 | 198.8434 | 185.6611 | 180.105 | 170.194 | 164.4034 | 158.4017 | 149.393 | 138.2499 | 129.8161 | 3.5741 | 2.9714 | 2.2988 | 0.52806 | 0.36242 | 1.3524 | 1.1573 | 0.57667 | 0.069052 | -0.87257 | -1.016 | -0.41339 | 1.5038 | 6.7091 | 18.9277 | 18.0334 | 17.6192 | 15.0007 | 2.9178 | 0.55188 | 0.073499 | 0.60272 | 1.3369 | 0.66526 | 58.9303 | 58.0555 | 57.8552 | 57.4771 | 56.442 | 55.3519 | 55.8141 | 55.3979 | 59.1733 | 63.2346 | 68.1693 | 73.1426 | 76.0751 | 77.7566 | 78.8386 | 78.736 | 76.8083 | 73.6833 | 70.3083 | 67.3852 | 65.4735 | 64.6319 | 63.6084 | 62.9565 | 5.3057 | 4.7363 | 4.0133 | 2.347 | 2.5933 | 3.6367 | 3.336 | 4.0113 | 3.7879 | 3.4632 | 3.2067 | 3.2763 | 3.3525 | 3.4083 | 3.2911 | 3.0111 | 3.0128 | 3.1595 | 3.4101 | 2.7872 | 2.4408 | 2.564 | 2.1128 | 2.1933
Program Specific1-in-2Size: Over 200kWOrange County2021December Monthly Peak | Program Specific | 1-in-2 | Size: Over 200kW | Orange County | 2021 | December Monthly Peak | 12 | 115.3729 | 111.7183 | 108.9056 | 110.6893 | 121.3582 | 146.7461 | 175.0914 | 188.2985 | 197.8374 | 198.547 | 199.6879 | 198.4441 | 194.8951 | 191.8854 | 185.0938 | 173.3708 | 163.777 | 160.7917 | 152.4932 | 148.7066 | 144.265 | 137.4236 | 128.744 | 121.9711 | 3.4025 | 2.8245 | 2.1994 | 0.51257 | 0.3517 | 1.2994 | 1.1197 | 0.54915 | 0.065204 | -0.80419 | -0.92025 | -0.36788 | 1.3175 | 5.8155 | 16.4236 | 15.7232 | 15.5424 | 13.3921 | 2.6143 | 0.49919 | 0.06694 | 0.55443 | 1.245 | 0.62506 | 50.0036 | 49.4176 | 48.6263 | 48.2054 | 47.705 | 47.1155 | 46.7235 | 46.52 | 47.3485 | 50.7282 | 54.4327 | 57.6262 | 60.1801 | 61.5418 | 62.138 | 62.4073 | 62.0957 | 60.1416 | 57.2985 | 54.7644 | 52.8413 | 51.0512 | 49.4623 | 48.0626 | 5.0508 | 4.502 | 3.8399 | 2.2781 | 2.5166 | 3.4942 | 3.2275 | 3.8199 | 3.5768 | 3.1918 | 2.9045 | 2.9156 | 2.9373 | 2.9543 | 2.8557 | 2.6254 | 2.6577 | 2.8207 | 3.0555 | 2.5211 | 2.223 | 2.3586 | 1.9675 | 2.0607
Program Specific1-in-2Size: Over 200kWOrange County2021Typical Event Day | Program Specific | 1-in-2 | Size: Over 200kW | Orange County | 2021 | Typical Event Day | 8 | 142.1731 | 136.9709 | 132.7925 | 133.2624 | 146.1352 | 177.7889 | 208.3286 | 229.1292 | 245.5875 | 253.9721 | 263.59 | 265.0922 | 263.4316 | 261.5768 | 254.4814 | 239.7507 | 223.5266 | 206.5431 | 194.8889 | 191.6807 | 186.3864 | 175.8961 | 162.9302 | 154.528 | -0.9294 | -1.3467 | -0.85562 | -1.6554 | -1.9238 | -1.3146 | -2.1639 | -1.5661 | -1.3567 | -1.6841 | -2.5251 | -2.2311 | -0.45227 | 5.2929 | 20.4385 | 20.3527 | 19.4493 | 17.1806 | 5.0355 | 0.32164 | -0.90906 | -0.68857 | -0.22174 | -0.85228 | 74.4718 | 73.3147 | 72.2388 | 71.3101 | 70.5648 | 69.7329 | 69.3578 | 69.8338 | 72.2671 | 76.9746 | 82.2101 | 86.9175 | 90.4898 | 92.7813 | 94.4417 | 95.2034 | 95.1317 | 94.0479 | 92.3108 | 89.3393 | 85.5081 | 82.0543 | 79.744 | 78.0016 | 5.7907 | 5.1353 | 4.356 | 2.5517 | 2.8193 | 3.9386 | 3.5728 | 4.3245 | 4.1309 | 3.7985 | 3.567 | 3.6236 | 3.6938 | 3.7468 | 3.6528 | 3.3777 | 3.3747 | 3.371 | 3.633 | 3.0234 | 2.672 | 2.8087 | 2.3166 | 2.429
Program Specific1-in-2Size: Over 200kWOrange County2022January Monthly Peak | Program Specific | 1-in-2 | Size: Over 200kW | Orange County | 2022 | January Monthly Peak | 1 | 120.5892 | 115.6807 | 113.1189 | 114.696 | 126.7498 | 157.0851 | 191.6462 | 209.4895 | 220.9302 | 219.7893 | 219.8049 | 218.0108 | 214.2538 | 210.0248 | 201.7479 | 187.6859 | 175.7185 | 171.4712 | 164.6325 | 162.0339 | 156.6823 | 149.226 | 139.5374 | 131.2199 | 3.5563 | 2.9246 | 2.2845 | 0.53112 | 0.36732 | 1.391 | 1.2256 | 0.61096 | 0.072815 | -0.89023 | -1.013 | -0.40415 | 1.4484 | 6.3652 | 17.9013 | 17.0215 | 16.6756 | 14.2816 | 2.8224 | 0.54393 | 0.072701 | 0.60205 | 1.3493 | 0.67246 | 47.1944 | 46.1046 | 45.4018 | 45.1966 | 44.6103 | 44.3463 | 43.8202 | 43.4735 | 43.5395 | 45.1392 | 48.1989 | 50.9805 | 52.8175 | 54.3049 | 55.2747 | 55.6824 | 55.4496 | 54.0567 | 52.3441 | 50.8871 | 49.8505 | 48.9049 | 48.1023 | 47.2767 | 5.2792 | 4.6617 | 3.9884 | 2.3606 | 2.6284 | 3.7404 | 3.5327 | 4.2498 | 3.9943 | 3.5333 | 3.1971 | 3.2031 | 3.2291 | 3.2336 | 3.1126 | 2.8421 | 2.8515 | 3.0081 | 3.2987 | 2.7471 | 2.4143 | 2.5612 | 2.1325 | 2.217
Program Specific1-in-2Size: Over 200kWOrange County2022February Monthly Peak | Program Specific | 1-in-2 | Size: Over 200kW | Orange County | 2022 | February Monthly Peak | 2 | 119.3641 | 114.6394 | 112.0806 | 113.7415 | 125.6384 | 155.439 | 189.203 | 206.4931 | 217.573 | 216.915 | 217.4274 | 216.2302 | 212.8818 | 209.0998 | 201.0416 | 187.2304 | 175.2386 | 170.8508 | 163.6646 | 160.7744 | 155.4199 | 148.0155 | 138.3329 | 130.1312 | 3.5202 | 2.8983 | 2.2636 | 0.5267 | 0.3641 | 1.3764 | 1.2099 | 0.60222 | 0.071708 | -0.87859 | -1.002 | -0.40085 | 1.4391 | 6.3372 | 17.8387 | 16.9802 | 16.6301 | 14.2299 | 2.8058 | 0.5397 | 0.072116 | 0.59716 | 1.3377 | 0.66688 | 48.9704 | 48.7238 | 48.2877 | 47.9576 | 47.2657 | 46.8298 | 46.7194 | 46.775 | 47.2772 | 48.9143 | 50.9686 | 52.809 | 53.6928 | 54.0908 | 54.2585 | 53.8563 | 53.6468 | 53.0037 | 51.8964 | 50.4332 | 49.015 | 48.6361 | 47.6485 | 46.5841 | 5.2256 | 4.6197 | 3.9518 | 2.3409 | 2.6053 | 3.7012 | 3.4876 | 4.189 | 3.9336 | 3.4871 | 3.1625 | 3.1769 | 3.2084 | 3.2193 | 3.1017 | 2.8352 | 2.8437 | 2.9972 | 3.2793 | 2.7257 | 2.3948 | 2.5404 | 2.1141 | 2.1986
Program Specific1-in-2Size: Over 200kWOrange County2022March Monthly Peak | Program Specific | 1-in-2 | Size: Over 200kW | Orange County | 2022 | March Monthly Peak | 3 | 124.7535 | 119.2028 | 116.2397 | 117.1551 | 127.7242 | 158.0976 | 188.7234 | 207.8507 | 219.9107 | 221.0012 | 223.002 | 221.9731 | 219.9103 | 218.5522 | 210.3802 | 197.0642 | 183.8774 | 173.5609 | 165.6561 | 166.8736 | 163.1362 | 155.4833 | 144 | 134.6042 | 3.6791 | 3.0137 | 2.3476 | 0.54251 | 0.37015 | 1.3999 | 1.2069 | 0.60618 | 0.072479 | -0.89514 | -1.0277 | -0.4115 | 1.4866 | 6.6237 | 18.6673 | 17.872 | 17.4499 | 14.4556 | 2.84 | 0.56017 | 0.075696 | 0.62729 | 1.3925 | 0.6898 | 49.0739 | 47.9197 | 46.9241 | 46.3987 | 46.2043 | 45.7063 | 45.1678 | 45.1755 | 47.1742 | 49.6603 | 52.1573 | 54.0102 | 55.2638 | 56.2229 | 56.7744 | 57.0633 | 56.8985 | 56.4905 | 55.1051 | 53.0355 | 51.5304 | 50.2139 | 49.1336 | 48.2892 | 5.4615 | 4.8036 | 4.0984 | 2.4112 | 2.6486 | 3.7645 | 3.4788 | 4.2165 | 3.9759 | 3.5528 | 3.2436 | 3.2613 | 3.3143 | 3.3649 | 3.2458 | 2.9841 | 2.9839 | 3.0447 | 3.3192 | 2.8291 | 2.5137 | 2.6686 | 2.2007 | 2.2742
Program Specific1-in-2Size: Over 200kWOrange County2022April Monthly Peak | Program Specific | 1-in-2 | Size: Over 200kW | Orange County | 2022 | April Monthly Peak | 4 | 120.2745 | 115.7387 | 112.6461 | 113.8594 | 123.6803 | 151.9933 | 179.0616 | 197.2806 | 209.9294 | 215.5636 | 222.3202 | 225.5057 | 226.2499 | 227.4572 | 220.3631 | 207.16 | 192.4109 | 179.3658 | 168.3604 | 167.0637 | 162.1778 | 153.2778 | 141.2699 | 132.117 | 3.547 | 2.9261 | 2.275 | 0.52725 | 0.35843 | 1.3459 | 1.1451 | 0.57535 | 0.069189 | -0.87311 | -1.0246 | -0.41805 | 1.5295 | 6.8936 | 19.5531 | 18.7876 | 18.2597 | 14.9391 | 2.8863 | 0.56081 | 0.075251 | 0.61839 | 1.3661 | 0.67705 | 63.6403 | 62.3922 | 60.7683 | 59.6664 | 58.6098 | 57.8384 | 57.4941 | 57.0035 | 59.584 | 64.0155 | 69.0394 | 73.8497 | 77.5062 | 80.3089 | 82.1826 | 83.1504 | 83.3398 | 82.2447 | 80.1909 | 77.2271 | 73.0889 | 69.8099 | 67.214 | 64.7181 | 5.2654 | 4.664 | 3.9717 | 2.3434 | 2.5647 | 3.6192 | 3.3007 | 4.0021 | 3.7954 | 3.4654 | 3.2337 | 3.3132 | 3.4099 | 3.502 | 3.3998 | 3.137 | 3.1224 | 3.1465 | 3.3734 | 2.8323 | 2.499 | 2.6307 | 2.159 | 2.2321
Program Specific1-in-2Size: Over 200kWOrange County2022May Monthly Peak | Program Specific | 1-in-2 | Size: Over 200kW | Orange County | 2022 | May Monthly Peak | 5 | 124.6532 | 120.0728 | 116.2131 | 117.5183 | 128.6988 | 157.4697 | 184.6667 | 204.9817 | 219.4703 | 226.648 | 233.074 | 236.4653 | 236.1263 | 235.5521 | 228.2582 | 213.6332 | 198.6772 | 185.329 | 174.5187 | 170.9175 | 168.3402 | 159.1042 | 146.8723 | 138.0184 | 3.6762 | 3.0357 | 2.347 | 0.54419 | 0.37297 | 1.3944 | 1.1809 | 0.59781 | 0.072333 | -0.91801 | -1.0741 | -0.43836 | 1.5963 | 7.1389 | 20.2536 | 19.3747 | 18.8544 | 15.4358 | 2.9919 | 0.57375 | 0.078111 | 0.6419 | 1.4203 | 0.7073 | 63.5578 | 62.6947 | 61.5761 | 60.3324 | 59.2529 | 58.6178 | 58.4557 | 58.8455 | 60.6614 | 65.1253 | 70.2298 | 74.9782 | 79.5962 | 83.0103 | 84.8683 | 85.7925 | 85.7869 | 83.8265 | 81.3509 | 78.2112 | 73.8822 | 69.8978 | 67.633 | 65.8612 | 5.4571 | 4.8387 | 4.0975 | 2.4187 | 2.6688 | 3.7496 | 3.404 | 4.1583 | 3.9679 | 3.6436 | 3.3901 | 3.4742 | 3.5587 | 3.6266 | 3.5216 | 3.235 | 3.2241 | 3.2512 | 3.4968 | 2.8977 | 2.5939 | 2.7307 | 2.2446 | 2.3318
Program Specific1-in-2Size: Over 200kWOrange County2022June Monthly Peak | Program Specific | 1-in-2 | Size: Over 200kW | Orange County | 2022 | June Monthly Peak | 6 | 134.8251 | 130.1596 | 125.6971 | 127.0326 | 138.3225 | 166.7954 | 193.4877 | 212.1324 | 226.0543 | 233.5371 | 241.5937 | 244.6219 | 243.4261 | 241.6531 | 235.262 | 223.6565 | 210.1311 | 196.3086 | 186.1234 | 180.6883 | 176.8652 | 168.2413 | 155.3853 | 146.8546 | 1.4736 | 0.93608 | 0.8135 | -0.52774 | -0.74378 | 0.080688 | -0.4355 | -0.44702 | -0.60722 | -1.2564 | -1.7321 | -1.2805 | 0.58252 | 6.0698 | 19.8549 | 19.6154 | 19.0874 | 16.3394 | 4.0245 | 0.45027 | -0.40462 | -0.010223 | 0.61954 | -0.052412 | 69.2274 | 68.113 | 66.9296 | 65.6283 | 64.7209 | 63.7744 | 62.9795 | 63.9369 | 67.1251 | 72.229 | 77.5757 | 82.4296 | 86.0184 | 88.043 | 89.819 | 90.7779 | 91.2469 | 90.3526 | 88.8888 | 85.942 | 81.7104 | 77.2411 | 74.6207 | 72.5845 | 5.5666 | 4.9468 | 4.1797 | 2.4657 | 2.7051 | 3.7457 | 3.3637 | 4.0586 | 3.8544 | 3.5407 | 3.3141 | 3.3896 | 3.46 | 3.5088 | 3.4232 | 3.1941 | 3.2159 | 3.2478 | 3.5171 | 2.889 | 2.5702 | 2.7233 | 2.2396 | 2.34
Program Specific1-in-2Size: Over 200kWOrange County2022July Monthly Peak | Program Specific | 1-in-2 | Size: Over 200kW | Orange County | 2022 | July Monthly Peak | 7 | 143.0852 | 137.85 | 133.6199 | 134.5279 | 146.6199 | 177.0989 | 205.2701 | 225.5619 | 240.6336 | 248.9233 | 257.0414 | 258.8872 | 257.2112 | 255.4621 | 248.995 | 236.7827 | 223.6454 | 208.8573 | 198.2386 | 192.4897 | 187.2014 | 177.0244 | 163.4337 | 154.5532 | -1.8494 | -2.2137 | -1.4921 | -2.0778 | -2.3478 | -1.8197 | -2.743 | -1.9317 | -1.5791 | -1.7646 | -2.6889 | -2.4801 | -0.8282 | 4.713 | 19.6263 | 19.8572 | 19.1468 | 17.3691 | 5.4277 | 0.2657 | -1.0903 | -0.9425 | -0.54209 | -1.144 | 76.6849 | 75.7518 | 74.8559 | 73.8612 | 72.9904 | 72.2777 | 71.8128 | 72.7746 | 75.5347 | 79.4868 | 84.2107 | 88.5277 | 91.528 | 93.4187 | 95.0264 | 95.5098 | 94.6862 | 93.2772 | 91.7359 | 89.8178 | 87.0835 | 84.081 | 81.6499 | 79.8227 | 5.8637 | 5.2001 | 4.4102 | 2.5918 | 2.8461 | 3.9475 | 3.542 | 4.2834 | 4.0725 | 3.7459 | 3.4998 | 3.5606 | 3.6288 | 3.6818 | 3.596 | 3.3565 | 3.3973 | 3.4298 | 3.7182 | 3.0548 | 2.7002 | 2.8441 | 2.3381 | 2.4443
Program Specific1-in-2Size: Over 200kWOrange County2022August Monthly Peak | Program Specific | 1-in-2 | Size: Over 200kW | Orange County | 2022 | August Monthly Peak | 8 | 143.7386 | 138.4395 | 134.2007 | 134.5603 | 147.5631 | 179.8577 | 211.1569 | 233.1129 | 250.8005 | 259.6865 | 269.8528 | 271.4105 | 269.7564 | 267.7052 | 260.4424 | 245.0674 | 228.2815 | 210.5861 | 198.6388 | 195.2203 | 189.4719 | 178.3366 | 165.143 | 156.5204 | -2.0015 | -2.3579 | -1.5977 | -2.142 | -2.4286 | -1.9291 | -2.9199 | -2.0594 | -1.6865 | -1.8594 | -2.8601 | -2.6495 | -0.932 | 4.8641 | 20.4678 | 20.5126 | 19.4937 | 17.5122 | 5.4865 | 0.26038 | -1.1316 | -0.98879 | -0.59827 | -1.2047 | 76.9695 | 75.4856 | 74.1544 | 73.3287 | 72.6558 | 71.818 | 71.5057 | 71.4925 | 73.6022 | 79.0405 | 84.5848 | 89.2494 | 92.7261 | 95.2168 | 96.7904 | 97.628 | 97.6466 | 96.4637 | 94.2608 | 90.8522 | 86.4761 | 83.2843 | 81.2058 | 79.4504 | 5.8993 | 5.2301 | 4.4359 | 2.5963 | 2.8687 | 4.0149 | 3.649 | 4.4334 | 4.2509 | 3.9137 | 3.6797 | 3.7384 | 3.8114 | 3.864 | 3.767 | 3.4791 | 3.4729 | 3.4633 | 3.7313 | 3.1028 | 2.737 | 2.8695 | 2.366 | 2.4791
Program Specific1-in-2Size: Over 200kWOrange County2022September Monthly Peak | Program Specific | 1-in-2 | Size: Over 200kW | Orange County | 2022 | September Monthly Peak | 9 | 140.996 | 136.3904 | 131.6156 | 133.2022 | 146.2651 | 179.9663 | 214.0324 | 234.5612 | 254.2336 | 263.8412 | 272.2592 | 273.2818 | 271.2821 | 270.3115 | 262.3398 | 245.5869 | 228.3055 | 210.2959 | 200.4842 | 198.647 | 188.989 | 177.3588 | 163.8833 | 154.8456 | -1.4422 | -1.8318 | -1.2073 | -1.8874 | -2.1663 | -1.6303 | -2.5912 | -1.8376 | -1.5569 | -1.8193 | -2.7468 | -2.4838 | -0.70139 | 5.1907 | 20.8434 | 20.7022 | 19.6805 | 17.4904 | 5.3587 | 0.29916 | -1.0252 | -0.83876 | -0.40828 | -1.0229 | 75.0057 | 73.9082 | 73.0152 | 72.4224 | 71.892 | 71.0615 | 71.1331 | 71.1312 | 72.8065 | 77.1419 | 82.4694 | 87.4631 | 91.6865 | 94.4466 | 96.1309 | 96.8978 | 96.947 | 96.098 | 94.358 | 90.7451 | 86.7626 | 83.6108 | 81.4996 | 80.149 | 5.759 | 5.128 | 4.3297 | 2.5578 | 2.8298 | 3.9981 | 3.681 | 4.4396 | 4.2885 | 3.9573 | 3.6947 | 3.7461 | 3.8146 | 3.8829 | 3.7763 | 3.4698 | 3.4566 | 3.442 | 3.7479 | 3.1421 | 2.717 | 2.8401 | 2.3367 | 2.4409
Program Specific1-in-2Size: Over 200kWOrange County2022October Monthly Peak | Program Specific | 1-in-2 | Size: Over 200kW | Orange County | 2022 | October Monthly Peak | 10 | 115.9037 | 112.2634 | 109.4814 | 111.3653 | 122.531 | 150.6473 | 181.0991 | 198.6637 | 211.87 | 217.1565 | 223.9183 | 227.7575 | 227.7282 | 226.744 | 219.7621 | 205.3339 | 190.8446 | 182.4084 | 171.223 | 165.1217 | 157.8834 | 148.2564 | 137.6898 | 129.5177 | 2.0063 | 1.5054 | 1.225 | -0.12638 | -0.31035 | 0.50633 | 0.13056 | -0.075597 | -0.3495 | -1.069 | -1.4083 | -0.92757 | 0.88679 | 6.0998 | 18.8744 | 18.2193 | 17.6021 | 15.1859 | 3.4387 | 0.46056 | -0.21186 | 0.19968 | 0.81794 | 0.1978 | 66.7731 | 65.4771 | 64.4005 | 63.5278 | 62.6629 | 62.0122 | 61.7674 | 61.8978 | 63.3842 | 67.124 | 73.5144 | 79.8972 | 85.7942 | 88.943 | 89.9428 | 90.7165 | 91.0849 | 90.2199 | 87.7058 | 82.7255 | 78.8781 | 75.7724 | 73.2633 | 71.5765 | 4.8604 | 4.3335 | 3.6976 | 2.1955 | 2.4339 | 3.436 | 3.1977 | 3.8604 | 3.6692 | 3.344 | 3.1198 | 3.2054 | 3.2876 | 3.344 | 3.2477 | 2.9784 | 2.9665 | 3.0652 | 3.2863 | 2.6815 | 2.3303 | 2.4374 | 2.0156 | 2.0961
Program Specific1-in-2Size: Over 200kWOrange County2022November Monthly Peak | Program Specific | 1-in-2 | Size: Over 200kW | Orange County | 2022 | November Monthly Peak | 11 | 121.1935 | 117.5308 | 113.8241 | 114.0334 | 125.0572 | 152.7315 | 180.9744 | 197.7349 | 209.5136 | 215.4292 | 220.4627 | 222.9911 | 222.4447 | 221.3714 | 213.3149 | 198.8434 | 185.6611 | 180.105 | 170.194 | 164.4034 | 158.4017 | 149.393 | 138.25 | 129.8161 | 3.5741 | 2.9714 | 2.2988 | 0.52806 | 0.36242 | 1.3524 | 1.1573 | 0.57667 | 0.069052 | -0.87257 | -1.016 | -0.41339 | 1.5038 | 6.7091 | 18.9277 | 18.0334 | 17.6192 | 15.0007 | 2.9178 | 0.55188 | 0.073499 | 0.60272 | 1.3369 | 0.66526 | 58.9303 | 58.0555 | 57.8551 | 57.4771 | 56.442 | 55.3519 | 55.8141 | 55.3979 | 59.1733 | 63.2346 | 68.1693 | 73.1426 | 76.0751 | 77.7566 | 78.8386 | 78.7361 | 76.8083 | 73.6833 | 70.3083 | 67.3852 | 65.4735 | 64.6319 | 63.6084 | 62.9565 | 5.3057 | 4.7363 | 4.0133 | 2.347 | 2.5933 | 3.6367 | 3.336 | 4.0113 | 3.7879 | 3.4632 | 3.2067 | 3.2763 | 3.3525 | 3.4083 | 3.2911 | 3.0111 | 3.0128 | 3.1595 | 3.4101 | 2.7872 | 2.4408 | 2.564 | 2.1128 | 2.1933
Program Specific1-in-2Size: Over 200kWOrange County2022December Monthly Peak | Program Specific | 1-in-2 | Size: Over 200kW | Orange County | 2022 | December Monthly Peak | 12 | 115.3729 | 111.7183 | 108.9056 | 110.6893 | 121.3582 | 146.7461 | 175.0914 | 188.2985 | 197.8374 | 198.547 | 199.6879 | 198.4441 | 194.8951 | 191.8854 | 185.0937 | 173.3708 | 163.777 | 160.7917 | 152.4932 | 148.7066 | 144.265 | 137.4236 | 128.744 | 121.9711 | 3.4025 | 2.8245 | 2.1994 | 0.51257 | 0.3517 | 1.2994 | 1.1197 | 0.54915 | 0.065204 | -0.80419 | -0.92025 | -0.36788 | 1.3175 | 5.8155 | 16.4236 | 15.7232 | 15.5424 | 13.3921 | 2.6143 | 0.49919 | 0.06694 | 0.55443 | 1.245 | 0.62506 | 50.0036 | 49.4176 | 48.6263 | 48.2054 | 47.705 | 47.1155 | 46.7235 | 46.52 | 47.3485 | 50.7282 | 54.4327 | 57.6262 | 60.1801 | 61.5417 | 62.138 | 62.4073 | 62.0957 | 60.1416 | 57.2985 | 54.7644 | 52.8413 | 51.0512 | 49.4623 | 48.0626 | 5.0508 | 4.502 | 3.8399 | 2.2781 | 2.5166 | 3.4942 | 3.2275 | 3.8199 | 3.5768 | 3.1918 | 2.9045 | 2.9156 | 2.9373 | 2.9543 | 2.8557 | 2.6254 | 2.6577 | 2.8207 | 3.0555 | 2.5211 | 2.223 | 2.3586 | 1.9675 | 2.0607
Program Specific1-in-2Size: Over 200kWOrange County2022Typical Event Day | Program Specific | 1-in-2 | Size: Over 200kW | Orange County | 2022 | Typical Event Day | 8 | 142.1731 | 136.9709 | 132.7925 | 133.2624 | 146.1352 | 177.7889 | 208.3286 | 229.1292 | 245.5875 | 253.9721 | 263.59 | 265.0922 | 263.4316 | 261.5768 | 254.4814 | 239.7506 | 223.5266 | 206.5431 | 194.8889 | 191.6807 | 186.3864 | 175.8961 | 162.9302 | 154.528 | -0.9294 | -1.3467 | -0.85562 | -1.6554 | -1.9238 | -1.3146 | -2.1639 | -1.5661 | -1.3567 | -1.6841 | -2.5251 | -2.2311 | -0.45227 | 5.2929 | 20.4385 | 20.3527 | 19.4493 | 17.1806 | 5.0355 | 0.32164 | -0.90906 | -0.68857 | -0.22174 | -0.85228 | 74.4718 | 73.3147 | 72.2388 | 71.3101 | 70.5648 | 69.7329 | 69.3578 | 69.8338 | 72.2671 | 76.9746 | 82.2101 | 86.9175 | 90.4898 | 92.7813 | 94.4417 | 95.2034 | 95.1317 | 94.0479 | 92.3108 | 89.3393 | 85.5081 | 82.0543 | 79.744 | 78.0016 | 5.7907 | 5.1353 | 4.356 | 2.5517 | 2.8193 | 3.9386 | 3.5728 | 4.3245 | 4.1309 | 3.7985 | 3.567 | 3.6236 | 3.6938 | 3.7468 | 3.6528 | 3.3777 | 3.3747 | 3.371 | 3.633 | 3.0234 | 2.672 | 2.8087 | 2.3166 | 2.429
Program Specific1-in-2Size: Over 200kWOrange County2023January Monthly Peak | Program Specific | 1-in-2 | Size: Over 200kW | Orange County | 2023 | January Monthly Peak | 1 | 120.5893 | 115.6807 | 113.1189 | 114.696 | 126.7498 | 157.0851 | 191.6462 | 209.4895 | 220.9302 | 219.7893 | 219.8049 | 218.0108 | 214.2538 | 210.0248 | 201.7478 | 187.6859 | 175.7185 | 171.4712 | 164.6325 | 162.0339 | 156.6823 | 149.226 | 139.5374 | 131.2199 | 3.5563 | 2.9246 | 2.2845 | 0.53112 | 0.36732 | 1.391 | 1.2256 | 0.61096 | 0.072815 | -0.89023 | -1.013 | -0.40415 | 1.4484 | 6.3652 | 17.9013 | 17.0215 | 16.6756 | 14.2816 | 2.8224 | 0.54393 | 0.072702 | 0.60205 | 1.3493 | 0.67246 | 47.1944 | 46.1046 | 45.4018 | 45.1966 | 44.6103 | 44.3463 | 43.8202 | 43.4735 | 43.5395 | 45.1392 | 48.1989 | 50.9805 | 52.8175 | 54.3049 | 55.2747 | 55.6824 | 55.4496 | 54.0567 | 52.3441 | 50.8871 | 49.8505 | 48.9049 | 48.1023 | 47.2767 | 5.2792 | 4.6617 | 3.9884 | 2.3606 | 2.6284 | 3.7404 | 3.5327 | 4.2498 | 3.9943 | 3.5333 | 3.1971 | 3.2031 | 3.2291 | 3.2336 | 3.1126 | 2.8421 | 2.8515 | 3.0081 | 3.2987 | 2.7471 | 2.4143 | 2.5612 | 2.1325 | 2.217
Program Specific1-in-2Size: Over 200kWOrange County2023February Monthly Peak | Program Specific | 1-in-2 | Size: Over 200kW | Orange County | 2023 | February Monthly Peak | 2 | 119.3641 | 114.6394 | 112.0806 | 113.7415 | 125.6384 | 155.439 | 189.203 | 206.4931 | 217.573 | 216.915 | 217.4274 | 216.2302 | 212.8818 | 209.0998 | 201.0416 | 187.2305 | 175.2386 | 170.8508 | 163.6646 | 160.7744 | 155.4199 | 148.0155 | 138.3329 | 130.1311 | 3.5202 | 2.8983 | 2.2636 | 0.5267 | 0.3641 | 1.3764 | 1.2099 | 0.60222 | 0.071708 | -0.87859 | -1.002 | -0.40085 | 1.4391 | 6.3372 | 17.8387 | 16.9802 | 16.6301 | 14.2299 | 2.8058 | 0.5397 | 0.072116 | 0.59716 | 1.3377 | 0.66688 | 48.9704 | 48.7238 | 48.2877 | 47.9576 | 47.2657 | 46.8298 | 46.7194 | 46.775 | 47.2772 | 48.9143 | 50.9686 | 52.809 | 53.6928 | 54.0908 | 54.2585 | 53.8563 | 53.6468 | 53.0037 | 51.8964 | 50.4332 | 49.015 | 48.6361 | 47.6485 | 46.5841 | 5.2256 | 4.6197 | 3.9518 | 2.3409 | 2.6053 | 3.7012 | 3.4876 | 4.189 | 3.9336 | 3.4871 | 3.1625 | 3.1769 | 3.2084 | 3.2193 | 3.1017 | 2.8352 | 2.8437 | 2.9972 | 3.2793 | 2.7257 | 2.3948 | 2.5404 | 2.1141 | 2.1986
Program Specific1-in-2Size: Over 200kWOrange County2023March Monthly Peak | Program Specific | 1-in-2 | Size: Over 200kW | Orange County | 2023 | March Monthly Peak | 3 | 124.7535 | 119.2028 | 116.2397 | 117.1551 | 127.7242 | 158.0976 | 188.7234 | 207.8507 | 219.9107 | 221.0011 | 223.002 | 221.9731 | 219.9103 | 218.5522 | 210.3802 | 197.0642 | 183.8774 | 173.5609 | 165.6561 | 166.8736 | 163.1362 | 155.4833 | 144 | 134.6042 | 3.6791 | 3.0137 | 2.3476 | 0.54251 | 0.37015 | 1.3999 | 1.2069 | 0.60618 | 0.072479 | -0.89514 | -1.0277 | -0.4115 | 1.4866 | 6.6237 | 18.6673 | 17.872 | 17.4499 | 14.4556 | 2.84 | 0.56017 | 0.075696 | 0.62729 | 1.3925 | 0.6898 | 49.0739 | 47.9197 | 46.9241 | 46.3987 | 46.2043 | 45.7062 | 45.1678 | 45.1755 | 47.1742 | 49.6603 | 52.1573 | 54.0102 | 55.2638 | 56.2229 | 56.7744 | 57.0633 | 56.8985 | 56.4905 | 55.1051 | 53.0355 | 51.5304 | 50.2139 | 49.1337 | 48.2892 | 5.4615 | 4.8036 | 4.0984 | 2.4112 | 2.6486 | 3.7645 | 3.4788 | 4.2165 | 3.9759 | 3.5528 | 3.2436 | 3.2613 | 3.3143 | 3.3649 | 3.2458 | 2.9841 | 2.9839 | 3.0447 | 3.3192 | 2.8291 | 2.5137 | 2.6686 | 2.2007 | 2.2742
Program Specific1-in-2Size: Over 200kWOrange County2023April Monthly Peak | Program Specific | 1-in-2 | Size: Over 200kW | Orange County | 2023 | April Monthly Peak | 4 | 120.2745 | 115.7387 | 112.6461 | 113.8594 | 123.6803 | 151.9933 | 179.0615 | 197.2806 | 209.9294 | 215.5636 | 222.3202 | 225.5057 | 226.2499 | 227.4572 | 220.3631 | 207.16 | 192.4109 | 179.3658 | 168.3604 | 167.0637 | 162.1778 | 153.2778 | 141.2699 | 132.117 | 3.547 | 2.9261 | 2.275 | 0.52725 | 0.35843 | 1.3459 | 1.1451 | 0.57535 | 0.069189 | -0.87311 | -1.0246 | -0.41805 | 1.5295 | 6.8936 | 19.5531 | 18.7876 | 18.2597 | 14.9391 | 2.8863 | 0.56081 | 0.075251 | 0.61839 | 1.3661 | 0.67705 | 63.6403 | 62.3922 | 60.7683 | 59.6664 | 58.6098 | 57.8384 | 57.4941 | 57.0035 | 59.584 | 64.0155 | 69.0394 | 73.8497 | 77.5062 | 80.3089 | 82.1826 | 83.1504 | 83.3398 | 82.2447 | 80.1909 | 77.2271 | 73.0889 | 69.8099 | 67.214 | 64.7181 | 5.2654 | 4.664 | 3.9717 | 2.3434 | 2.5647 | 3.6192 | 3.3007 | 4.0021 | 3.7954 | 3.4654 | 3.2337 | 3.3132 | 3.4099 | 3.502 | 3.3998 | 3.137 | 3.1224 | 3.1465 | 3.3734 | 2.8323 | 2.499 | 2.6307 | 2.159 | 2.2321
Program Specific1-in-2Size: Over 200kWOrange County2023May Monthly Peak | Program Specific | 1-in-2 | Size: Over 200kW | Orange County | 2023 | May Monthly Peak | 5 | 124.6532 | 120.0728 | 116.2131 | 117.5183 | 128.6988 | 157.4697 | 184.6668 | 204.9817 | 219.4703 | 226.648 | 233.074 | 236.4653 | 236.1262 | 235.5521 | 228.2582 | 213.6332 | 198.6772 | 185.3289 | 174.5187 | 170.9175 | 168.3402 | 159.1042 | 146.8723 | 138.0184 | 3.6762 | 3.0357 | 2.347 | 0.54419 | 0.37297 | 1.3944 | 1.1809 | 0.59781 | 0.072333 | -0.91801 | -1.0741 | -0.43836 | 1.5963 | 7.1389 | 20.2536 | 19.3747 | 18.8544 | 15.4358 | 2.9919 | 0.57375 | 0.078111 | 0.6419 | 1.4203 | 0.7073 | 63.5578 | 62.6947 | 61.5761 | 60.3324 | 59.2529 | 58.6178 | 58.4557 | 58.8455 | 60.6614 | 65.1253 | 70.2298 | 74.9782 | 79.5962 | 83.0102 | 84.8683 | 85.7925 | 85.7869 | 83.8265 | 81.3509 | 78.2112 | 73.8822 | 69.8978 | 67.633 | 65.8612 | 5.4571 | 4.8387 | 4.0975 | 2.4187 | 2.6688 | 3.7496 | 3.404 | 4.1583 | 3.9679 | 3.6436 | 3.3901 | 3.4742 | 3.5587 | 3.6266 | 3.5216 | 3.235 | 3.2241 | 3.2512 | 3.4968 | 2.8977 | 2.5939 | 2.7307 | 2.2446 | 2.3318
Program Specific1-in-2Size: Over 200kWOrange County2023June Monthly Peak | Program Specific | 1-in-2 | Size: Over 200kW | Orange County | 2023 | June Monthly Peak | 6 | 134.8251 | 130.1596 | 125.6971 | 127.0326 | 138.3225 | 166.7954 | 193.4877 | 212.1324 | 226.0543 | 233.5371 | 241.5937 | 244.6219 | 243.4262 | 241.6531 | 235.262 | 223.6565 | 210.1311 | 196.3086 | 186.1234 | 180.6883 | 176.8652 | 168.2413 | 155.3853 | 146.8546 | 1.4736 | 0.93608 | 0.8135 | -0.52774 | -0.74378 | 0.080688 | -0.4355 | -0.44702 | -0.60722 | -1.2564 | -1.7321 | -1.2805 | 0.58252 | 6.0698 | 19.8549 | 19.6154 | 19.0874 | 16.3394 | 4.0245 | 0.45027 | -0.40462 | -0.010223 | 0.61954 | -0.052412 | 69.2274 | 68.113 | 66.9296 | 65.6283 | 64.7209 | 63.7744 | 62.9795 | 63.9369 | 67.1251 | 72.229 | 77.5757 | 82.4296 | 86.0184 | 88.043 | 89.819 | 90.7779 | 91.2468 | 90.3526 | 88.8888 | 85.942 | 81.7104 | 77.2411 | 74.6207 | 72.5845 | 5.5666 | 4.9468 | 4.1797 | 2.4657 | 2.7051 | 3.7457 | 3.3637 | 4.0586 | 3.8544 | 3.5407 | 3.3141 | 3.3896 | 3.46 | 3.5088 | 3.4232 | 3.1941 | 3.2159 | 3.2478 | 3.5171 | 2.889 | 2.5702 | 2.7233 | 2.2396 | 2.34
Program Specific1-in-2Size: Over 200kWOrange County2023July Monthly Peak | Program Specific | 1-in-2 | Size: Over 200kW | Orange County | 2023 | July Monthly Peak | 7 | 143.0852 | 137.85 | 133.6199 | 134.5279 | 146.6199 | 177.0989 | 205.2701 | 225.5619 | 240.6336 | 248.9233 | 257.0414 | 258.8872 | 257.2112 | 255.4621 | 248.995 | 236.7827 | 223.6454 | 208.8574 | 198.2386 | 192.4897 | 187.2014 | 177.0244 | 163.4337 | 154.5531 | -1.8494 | -2.2137 | -1.4921 | -2.0778 | -2.3478 | -1.8197 | -2.743 | -1.9317 | -1.5791 | -1.7646 | -2.6889 | -2.4801 | -0.8282 | 4.713 | 19.6263 | 19.8572 | 19.1468 | 17.3691 | 5.4277 | 0.2657 | -1.0903 | -0.9425 | -0.54209 | -1.144 | 76.6849 | 75.7518 | 74.8559 | 73.8611 | 72.9904 | 72.2777 | 71.8128 | 72.7746 | 75.5347 | 79.4868 | 84.2107 | 88.5277 | 91.528 | 93.4187 | 95.0264 | 95.5098 | 94.6862 | 93.2772 | 91.7359 | 89.8178 | 87.0835 | 84.081 | 81.6499 | 79.8227 | 5.8637 | 5.2001 | 4.4102 | 2.5918 | 2.8461 | 3.9475 | 3.542 | 4.2834 | 4.0725 | 3.7459 | 3.4998 | 3.5606 | 3.6288 | 3.6818 | 3.596 | 3.3565 | 3.3973 | 3.4298 | 3.7182 | 3.0548 | 2.7002 | 2.8441 | 2.3381 | 2.4443
Program Specific1-in-2Size: Over 200kWOrange County2023August Monthly Peak | Program Specific | 1-in-2 | Size: Over 200kW | Orange County | 2023 | August Monthly Peak | 8 | 143.7386 | 138.4395 | 134.2007 | 134.5603 | 147.5631 | 179.8577 | 211.1569 | 233.1129 | 250.8005 | 259.6865 | 269.8528 | 271.4105 | 269.7564 | 267.7052 | 260.4424 | 245.0675 | 228.2815 | 210.5861 | 198.6388 | 195.2203 | 189.4719 | 178.3366 | 165.143 | 156.5204 | -2.0015 | -2.3579 | -1.5977 | -2.142 | -2.4286 | -1.9291 | -2.9199 | -2.0594 | -1.6865 | -1.8594 | -2.8601 | -2.6495 | -0.932 | 4.8641 | 20.4678 | 20.5126 | 19.4937 | 17.5122 | 5.4865 | 0.26038 | -1.1316 | -0.98879 | -0.59827 | -1.2047 | 76.9695 | 75.4856 | 74.1544 | 73.3287 | 72.6558 | 71.818 | 71.5056 | 71.4925 | 73.6022 | 79.0405 | 84.5848 | 89.2494 | 92.7261 | 95.2168 | 96.7904 | 97.628 | 97.6466 | 96.4637 | 94.2608 | 90.8522 | 86.4761 | 83.2843 | 81.2058 | 79.4504 | 5.8993 | 5.2301 | 4.4359 | 2.5963 | 2.8687 | 4.0149 | 3.649 | 4.4334 | 4.2509 | 3.9137 | 3.6797 | 3.7384 | 3.8114 | 3.864 | 3.767 | 3.4791 | 3.4729 | 3.4633 | 3.7313 | 3.1028 | 2.737 | 2.8695 | 2.366 | 2.4791
Program Specific1-in-2Size: Over 200kWOrange County2023September Monthly Peak | Program Specific | 1-in-2 | Size: Over 200kW | Orange County | 2023 | September Monthly Peak | 9 | 140.996 | 136.3904 | 131.6156 | 133.2022 | 146.2651 | 179.9663 | 214.0325 | 234.5612 | 254.2335 | 263.8412 | 272.2592 | 273.2818 | 271.2821 | 270.3115 | 262.3398 | 245.5869 | 228.3055 | 210.2959 | 200.4842 | 198.647 | 188.989 | 177.3588 | 163.8833 | 154.8456 | -1.4422 | -1.8318 | -1.2073 | -1.8874 | -2.1663 | -1.6303 | -2.5912 | -1.8376 | -1.5569 | -1.8193 | -2.7468 | -2.4838 | -0.70139 | 5.1907 | 20.8434 | 20.7021 | 19.6805 | 17.4904 | 5.3587 | 0.29916 | -1.0252 | -0.83876 | -0.40828 | -1.0229 | 75.0057 | 73.9082 | 73.0152 | 72.4224 | 71.892 | 71.0615 | 71.1331 | 71.1312 | 72.8065 | 77.1419 | 82.4694 | 87.4631 | 91.6865 | 94.4466 | 96.1309 | 96.8978 | 96.947 | 96.098 | 94.358 | 90.7451 | 86.7626 | 83.6108 | 81.4996 | 80.149 | 5.759 | 5.128 | 4.3297 | 2.5578 | 2.8298 | 3.9981 | 3.681 | 4.4396 | 4.2885 | 3.9573 | 3.6947 | 3.7461 | 3.8146 | 3.8829 | 3.7763 | 3.4698 | 3.4566 | 3.442 | 3.7479 | 3.1421 | 2.717 | 2.8401 | 2.3367 | 2.4409
Program Specific1-in-2Size: Over 200kWOrange County2023October Monthly Peak | Program Specific | 1-in-2 | Size: Over 200kW | Orange County | 2023 | October Monthly Peak | 10 | 115.9037 | 112.2634 | 109.4814 | 111.3653 | 122.531 | 150.6473 | 181.0991 | 198.6637 | 211.87 | 217.1565 | 223.9183 | 227.7575 | 227.7282 | 226.744 | 219.7621 | 205.3339 | 190.8446 | 182.4084 | 171.223 | 165.1217 | 157.8833 | 148.2564 | 137.6898 | 129.5177 | 2.0063 | 1.5054 | 1.225 | -0.12638 | -0.31035 | 0.50633 | 0.13056 | -0.075597 | -0.3495 | -1.069 | -1.4083 | -0.92757 | 0.88679 | 6.0998 | 18.8744 | 18.2193 | 17.6021 | 15.1859 | 3.4387 | 0.46056 | -0.21186 | 0.19968 | 0.81794 | 0.1978 | 66.7731 | 65.4771 | 64.4005 | 63.5278 | 62.6629 | 62.0122 | 61.7674 | 61.8978 | 63.3842 | 67.124 | 73.5144 | 79.8972 | 85.7942 | 88.943 | 89.9428 | 90.7165 | 91.0849 | 90.2199 | 87.7057 | 82.7255 | 78.8781 | 75.7724 | 73.2633 | 71.5765 | 4.8604 | 4.3335 | 3.6976 | 2.1955 | 2.4339 | 3.436 | 3.1977 | 3.8604 | 3.6692 | 3.344 | 3.1198 | 3.2054 | 3.2876 | 3.344 | 3.2477 | 2.9784 | 2.9665 | 3.0652 | 3.2863 | 2.6815 | 2.3303 | 2.4374 | 2.0156 | 2.0961
Program Specific1-in-2Size: Over 200kWOrange County2023November Monthly Peak | Program Specific | 1-in-2 | Size: Over 200kW | Orange County | 2023 | November Monthly Peak | 11 | 121.1935 | 117.5308 | 113.8241 | 114.0334 | 125.0572 | 152.7315 | 180.9744 | 197.7349 | 209.5136 | 215.4292 | 220.4627 | 222.9912 | 222.4447 | 221.3714 | 213.3149 | 198.8434 | 185.6611 | 180.105 | 170.194 | 164.4034 | 158.4017 | 149.393 | 138.2499 | 129.8161 | 3.5741 | 2.9714 | 2.2988 | 0.52806 | 0.36242 | 1.3524 | 1.1573 | 0.57667 | 0.069052 | -0.87257 | -1.016 | -0.41339 | 1.5038 | 6.7091 | 18.9277 | 18.0334 | 17.6192 | 15.0007 | 2.9178 | 0.55188 | 0.073499 | 0.60272 | 1.3369 | 0.66526 | 58.9303 | 58.0555 | 57.8552 | 57.4771 | 56.442 | 55.3519 | 55.8141 | 55.3979 | 59.1733 | 63.2346 | 68.1693 | 73.1426 | 76.0751 | 77.7566 | 78.8386 | 78.736 | 76.8083 | 73.6833 | 70.3083 | 67.3852 | 65.4735 | 64.6319 | 63.6084 | 62.9565 | 5.3057 | 4.7363 | 4.0133 | 2.347 | 2.5933 | 3.6367 | 3.336 | 4.0113 | 3.7879 | 3.4632 | 3.2067 | 3.2763 | 3.3525 | 3.4083 | 3.2911 | 3.0111 | 3.0128 | 3.1595 | 3.4101 | 2.7872 | 2.4408 | 2.564 | 2.1128 | 2.1933
Program Specific1-in-2Size: Over 200kWOrange County2023December Monthly Peak | Program Specific | 1-in-2 | Size: Over 200kW | Orange County | 2023 | December Monthly Peak | 12 | 115.3729 | 111.7183 | 108.9056 | 110.6893 | 121.3582 | 146.7461 | 175.0914 | 188.2985 | 197.8374 | 198.547 | 199.6879 | 198.4441 | 194.8951 | 191.8854 | 185.0937 | 173.3708 | 163.777 | 160.7917 | 152.4932 | 148.7066 | 144.265 | 137.4236 | 128.744 | 121.9711 | 3.4025 | 2.8245 | 2.1994 | 0.51257 | 0.3517 | 1.2994 | 1.1197 | 0.54915 | 0.065204 | -0.80419 | -0.92025 | -0.36788 | 1.3175 | 5.8155 | 16.4236 | 15.7232 | 15.5424 | 13.3921 | 2.6143 | 0.49919 | 0.06694 | 0.55443 | 1.245 | 0.62506 | 50.0036 | 49.4176 | 48.6263 | 48.2054 | 47.705 | 47.1155 | 46.7235 | 46.52 | 47.3485 | 50.7282 | 54.4327 | 57.6262 | 60.1801 | 61.5418 | 62.138 | 62.4073 | 62.0957 | 60.1416 | 57.2985 | 54.7644 | 52.8413 | 51.0512 | 49.4623 | 48.0626 | 5.0508 | 4.502 | 3.8399 | 2.2781 | 2.5166 | 3.4942 | 3.2275 | 3.8199 | 3.5768 | 3.1918 | 2.9045 | 2.9156 | 2.9373 | 2.9543 | 2.8557 | 2.6254 | 2.6577 | 2.8207 | 3.0555 | 2.5211 | 2.223 | 2.3586 | 1.9675 | 2.0607
Program Specific1-in-2Size: Over 200kWOrange County2023Typical Event Day | Program Specific | 1-in-2 | Size: Over 200kW | Orange County | 2023 | Typical Event Day | 8 | 142.1731 | 136.9709 | 132.7925 | 133.2624 | 146.1352 | 177.7889 | 208.3286 | 229.1292 | 245.5875 | 253.9721 | 263.59 | 265.0922 | 263.4316 | 261.5768 | 254.4815 | 239.7506 | 223.5265 | 206.5431 | 194.8889 | 191.6807 | 186.3864 | 175.8961 | 162.9302 | 154.528 | -0.9294 | -1.3467 | -0.85562 | -1.6554 | -1.9238 | -1.3146 | -2.1639 | -1.5661 | -1.3567 | -1.6841 | -2.5251 | -2.2311 | -0.45227 | 5.2929 | 20.4385 | 20.3527 | 19.4493 | 17.1806 | 5.0355 | 0.32164 | -0.90906 | -0.68857 | -0.22174 | -0.85228 | 74.4718 | 73.3146 | 72.2388 | 71.3101 | 70.5648 | 69.7329 | 69.3578 | 69.8338 | 72.2671 | 76.9746 | 82.2101 | 86.9175 | 90.4898 | 92.7813 | 94.4417 | 95.2034 | 95.1317 | 94.0479 | 92.3108 | 89.3393 | 85.5081 | 82.0543 | 79.744 | 78.0016 | 5.7907 | 5.1353 | 4.356 | 2.5517 | 2.8193 | 3.9386 | 3.5728 | 4.3245 | 4.1309 | 3.7985 | 3.567 | 3.6236 | 3.6938 | 3.7468 | 3.6528 | 3.3777 | 3.3747 | 3.371 | 3.633 | 3.0234 | 2.672 | 2.8087 | 2.3166 | 2.429
Program Specific1-in-2Size: Over 200kWOrange County2024January Monthly Peak | Program Specific | 1-in-2 | Size: Over 200kW | Orange County | 2024 | January Monthly Peak | 1 | 120.5892 | 115.6807 | 113.1189 | 114.696 | 126.7498 | 157.0851 | 191.6462 | 209.4895 | 220.9302 | 219.7893 | 219.8049 | 218.0108 | 214.2538 | 210.0248 | 201.7478 | 187.6859 | 175.7185 | 171.4712 | 164.6325 | 162.0339 | 156.6823 | 149.226 | 139.5374 | 131.2199 | 3.5563 | 2.9246 | 2.2845 | 0.53112 | 0.36732 | 1.391 | 1.2256 | 0.61096 | 0.072815 | -0.89023 | -1.013 | -0.40415 | 1.4484 | 6.3652 | 17.9013 | 17.0215 | 16.6756 | 14.2816 | 2.8224 | 0.54393 | 0.072701 | 0.60205 | 1.3493 | 0.67246 | 47.1944 | 46.1046 | 45.4018 | 45.1966 | 44.6103 | 44.3463 | 43.8202 | 43.4735 | 43.5395 | 45.1392 | 48.1989 | 50.9805 | 52.8175 | 54.3049 | 55.2747 | 55.6824 | 55.4496 | 54.0567 | 52.3441 | 50.8871 | 49.8505 | 48.9049 | 48.1023 | 47.2767 | 5.2792 | 4.6617 | 3.9884 | 2.3606 | 2.6284 | 3.7404 | 3.5327 | 4.2498 | 3.9943 | 3.5333 | 3.1971 | 3.2031 | 3.2291 | 3.2336 | 3.1126 | 2.8421 | 2.8515 | 3.0081 | 3.2987 | 2.7471 | 2.4143 | 2.5612 | 2.1325 | 2.217
Program Specific1-in-2Size: Over 200kWOrange County2024February Monthly Peak | Program Specific | 1-in-2 | Size: Over 200kW | Orange County | 2024 | February Monthly Peak | 2 | 119.3641 | 114.6394 | 112.0806 | 113.7415 | 125.6384 | 155.439 | 189.203 | 206.4931 | 217.573 | 216.915 | 217.4274 | 216.2302 | 212.8818 | 209.0998 | 201.0416 | 187.2305 | 175.2386 | 170.8508 | 163.6646 | 160.7744 | 155.4199 | 148.0155 | 138.3329 | 130.1312 | 3.5202 | 2.8983 | 2.2636 | 0.5267 | 0.3641 | 1.3764 | 1.2099 | 0.60222 | 0.071708 | -0.87859 | -1.002 | -0.40085 | 1.4391 | 6.3372 | 17.8387 | 16.9802 | 16.6301 | 14.2299 | 2.8058 | 0.5397 | 0.072116 | 0.59716 | 1.3377 | 0.66688 | 48.9704 | 48.7238 | 48.2877 | 47.9576 | 47.2657 | 46.8298 | 46.7194 | 46.775 | 47.2772 | 48.9143 | 50.9686 | 52.809 | 53.6928 | 54.0908 | 54.2585 | 53.8563 | 53.6468 | 53.0037 | 51.8964 | 50.4332 | 49.015 | 48.6361 | 47.6485 | 46.5841 | 5.2256 | 4.6197 | 3.9518 | 2.3409 | 2.6053 | 3.7012 | 3.4876 | 4.189 | 3.9336 | 3.4871 | 3.1625 | 3.1769 | 3.2084 | 3.2193 | 3.1017 | 2.8352 | 2.8437 | 2.9972 | 3.2793 | 2.7257 | 2.3948 | 2.5404 | 2.1141 | 2.1986
Program Specific1-in-2Size: Over 200kWOrange County2024March Monthly Peak | Program Specific | 1-in-2 | Size: Over 200kW | Orange County | 2024 | March Monthly Peak | 3 | 124.7535 | 119.2028 | 116.2397 | 117.1551 | 127.7242 | 158.0976 | 188.7234 | 207.8507 | 219.9107 | 221.0011 | 223.002 | 221.9731 | 219.9103 | 218.5522 | 210.3802 | 197.0642 | 183.8774 | 173.5609 | 165.6561 | 166.8736 | 163.1362 | 155.4833 | 144 | 134.6043 | 3.6791 | 3.0137 | 2.3476 | 0.54251 | 0.37015 | 1.3999 | 1.2069 | 0.60618 | 0.072479 | -0.89514 | -1.0277 | -0.4115 | 1.4866 | 6.6237 | 18.6673 | 17.872 | 17.4499 | 14.4556 | 2.84 | 0.56017 | 0.075696 | 0.62729 | 1.3925 | 0.6898 | 49.0739 | 47.9197 | 46.9241 | 46.3987 | 46.2043 | 45.7063 | 45.1678 | 45.1755 | 47.1742 | 49.6603 | 52.1573 | 54.0102 | 55.2638 | 56.2229 | 56.7744 | 57.0633 | 56.8985 | 56.4905 | 55.1051 | 53.0355 | 51.5304 | 50.2139 | 49.1337 | 48.2892 | 5.4615 | 4.8036 | 4.0984 | 2.4112 | 2.6486 | 3.7645 | 3.4788 | 4.2165 | 3.9759 | 3.5528 | 3.2436 | 3.2613 | 3.3143 | 3.3649 | 3.2458 | 2.9841 | 2.9839 | 3.0447 | 3.3192 | 2.8291 | 2.5137 | 2.6686 | 2.2007 | 2.2742
Program Specific1-in-2Size: Over 200kWOrange County2024April Monthly Peak | Program Specific | 1-in-2 | Size: Over 200kW | Orange County | 2024 | April Monthly Peak | 4 | 120.2745 | 115.7387 | 112.6461 | 113.8594 | 123.6802 | 151.9933 | 179.0615 | 197.2806 | 209.9294 | 215.5636 | 222.3202 | 225.5057 | 226.2499 | 227.4572 | 220.3631 | 207.16 | 192.4109 | 179.3658 | 168.3604 | 167.0637 | 162.1778 | 153.2778 | 141.2699 | 132.117 | 3.547 | 2.9261 | 2.275 | 0.52725 | 0.35843 | 1.3459 | 1.1451 | 0.57535 | 0.069189 | -0.87311 | -1.0246 | -0.41805 | 1.5295 | 6.8936 | 19.5531 | 18.7876 | 18.2597 | 14.9391 | 2.8863 | 0.56081 | 0.075251 | 0.61839 | 1.3661 | 0.67705 | 63.6403 | 62.3922 | 60.7683 | 59.6664 | 58.6098 | 57.8384 | 57.4941 | 57.0035 | 59.584 | 64.0155 | 69.0394 | 73.8497 | 77.5062 | 80.3089 | 82.1826 | 83.1504 | 83.3398 | 82.2447 | 80.1909 | 77.2271 | 73.0889 | 69.8099 | 67.214 | 64.7181 | 5.2654 | 4.664 | 3.9717 | 2.3434 | 2.5647 | 3.6192 | 3.3007 | 4.0021 | 3.7954 | 3.4654 | 3.2337 | 3.3132 | 3.4099 | 3.502 | 3.3998 | 3.137 | 3.1224 | 3.1465 | 3.3734 | 2.8323 | 2.499 | 2.6307 | 2.159 | 2.2321
Program Specific1-in-2Size: Over 200kWOrange County2024May Monthly Peak | Program Specific | 1-in-2 | Size: Over 200kW | Orange County | 2024 | May Monthly Peak | 5 | 124.6532 | 120.0728 | 116.2131 | 117.5183 | 128.6988 | 157.4697 | 184.6667 | 204.9817 | 219.4703 | 226.648 | 233.074 | 236.4653 | 236.1262 | 235.5521 | 228.2582 | 213.6332 | 198.6772 | 185.329 | 174.5187 | 170.9175 | 168.3402 | 159.1042 | 146.8723 | 138.0184 | 3.6762 | 3.0357 | 2.347 | 0.54419 | 0.37297 | 1.3944 | 1.1809 | 0.59781 | 0.072333 | -0.91801 | -1.0741 | -0.43836 | 1.5963 | 7.1389 | 20.2536 | 19.3747 | 18.8544 | 15.4358 | 2.9919 | 0.57375 | 0.078111 | 0.6419 | 1.4203 | 0.7073 | 63.5578 | 62.6947 | 61.5761 | 60.3324 | 59.2529 | 58.6178 | 58.4557 | 58.8455 | 60.6614 | 65.1253 | 70.2298 | 74.9782 | 79.5962 | 83.0102 | 84.8683 | 85.7925 | 85.7869 | 83.8265 | 81.3509 | 78.2112 | 73.8822 | 69.8978 | 67.633 | 65.8612 | 5.4571 | 4.8387 | 4.0975 | 2.4187 | 2.6688 | 3.7496 | 3.404 | 4.1583 | 3.9679 | 3.6436 | 3.3901 | 3.4742 | 3.5587 | 3.6266 | 3.5216 | 3.235 | 3.2241 | 3.2512 | 3.4968 | 2.8977 | 2.5939 | 2.7307 | 2.2446 | 2.3318
Program Specific1-in-2Size: Over 200kWOrange County2024June Monthly Peak | Program Specific | 1-in-2 | Size: Over 200kW | Orange County | 2024 | June Monthly Peak | 6 | 134.8251 | 130.1596 | 125.6971 | 127.0326 | 138.3225 | 166.7954 | 193.4877 | 212.1324 | 226.0543 | 233.5371 | 241.5937 | 244.6219 | 243.4261 | 241.6531 | 235.262 | 223.6565 | 210.1311 | 196.3086 | 186.1234 | 180.6883 | 176.8652 | 168.2413 | 155.3853 | 146.8546 | 1.4736 | 0.93608 | 0.8135 | -0.52774 | -0.74378 | 0.080688 | -0.4355 | -0.44702 | -0.60722 | -1.2564 | -1.7321 | -1.2805 | 0.58252 | 6.0698 | 19.8549 | 19.6154 | 19.0874 | 16.3394 | 4.0245 | 0.45027 | -0.40462 | -0.010223 | 0.61954 | -0.052412 | 69.2274 | 68.113 | 66.9296 | 65.6283 | 64.7209 | 63.7744 | 62.9795 | 63.9369 | 67.1251 | 72.229 | 77.5757 | 82.4296 | 86.0184 | 88.043 | 89.819 | 90.7779 | 91.2468 | 90.3526 | 88.8887 | 85.942 | 81.7104 | 77.2411 | 74.6207 | 72.5845 | 5.5666 | 4.9468 | 4.1797 | 2.4657 | 2.7051 | 3.7457 | 3.3637 | 4.0586 | 3.8544 | 3.5407 | 3.3141 | 3.3896 | 3.46 | 3.5088 | 3.4232 | 3.1941 | 3.2159 | 3.2478 | 3.5171 | 2.889 | 2.5702 | 2.7233 | 2.2396 | 2.34
Program Specific1-in-2Size: Over 200kWOrange County2024July Monthly Peak | Program Specific | 1-in-2 | Size: Over 200kW | Orange County | 2024 | July Monthly Peak | 7 | 143.0852 | 137.85 | 133.6199 | 134.5279 | 146.6199 | 177.0989 | 205.2701 | 225.5619 | 240.6336 | 248.9233 | 257.0413 | 258.8872 | 257.2112 | 255.4621 | 248.995 | 236.7827 | 223.6454 | 208.8573 | 198.2386 | 192.4897 | 187.2015 | 177.0244 | 163.4337 | 154.5531 | -1.8494 | -2.2137 | -1.4921 | -2.0778 | -2.3478 | -1.8197 | -2.743 | -1.9317 | -1.5791 | -1.7646 | -2.6889 | -2.4801 | -0.8282 | 4.713 | 19.6263 | 19.8572 | 19.1468 | 17.3691 | 5.4277 | 0.2657 | -1.0903 | -0.9425 | -0.54209 | -1.144 | 76.6849 | 75.7518 | 74.8559 | 73.8612 | 72.9904 | 72.2777 | 71.8128 | 72.7746 | 75.5347 | 79.4868 | 84.2107 | 88.5277 | 91.528 | 93.4187 | 95.0264 | 95.5098 | 94.6862 | 93.2772 | 91.7359 | 89.8178 | 87.0835 | 84.081 | 81.6499 | 79.8227 | 5.8637 | 5.2001 | 4.4102 | 2.5918 | 2.8461 | 3.9475 | 3.542 | 4.2834 | 4.0725 | 3.7459 | 3.4998 | 3.5606 | 3.6288 | 3.6818 | 3.596 | 3.3565 | 3.3973 | 3.4298 | 3.7182 | 3.0548 | 2.7002 | 2.8441 | 2.3381 | 2.4443
Program Specific1-in-2Size: Over 200kWOrange County2024August Monthly Peak | Program Specific | 1-in-2 | Size: Over 200kW | Orange County | 2024 | August Monthly Peak | 8 | 143.7386 | 138.4395 | 134.2007 | 134.5603 | 147.5631 | 179.8577 | 211.1569 | 233.1129 | 250.8005 | 259.6865 | 269.8528 | 271.4105 | 269.7563 | 267.7052 | 260.4424 | 245.0675 | 228.2815 | 210.5861 | 198.6388 | 195.2203 | 189.4719 | 178.3366 | 165.143 | 156.5204 | -2.0015 | -2.3579 | -1.5977 | -2.142 | -2.4286 | -1.9291 | -2.9199 | -2.0594 | -1.6865 | -1.8594 | -2.8601 | -2.6495 | -0.932 | 4.8641 | 20.4678 | 20.5126 | 19.4937 | 17.5122 | 5.4865 | 0.26038 | -1.1316 | -0.98879 | -0.59827 | -1.2047 | 76.9695 | 75.4856 | 74.1544 | 73.3287 | 72.6558 | 71.818 | 71.5057 | 71.4925 | 73.6022 | 79.0405 | 84.5848 | 89.2494 | 92.7261 | 95.2168 | 96.7904 | 97.628 | 97.6466 | 96.4637 | 94.2608 | 90.8522 | 86.4761 | 83.2843 | 81.2058 | 79.4504 | 5.8993 | 5.2301 | 4.4359 | 2.5963 | 2.8687 | 4.0149 | 3.649 | 4.4334 | 4.2509 | 3.9137 | 3.6797 | 3.7384 | 3.8114 | 3.864 | 3.767 | 3.4791 | 3.4729 | 3.4633 | 3.7313 | 3.1028 | 2.737 | 2.8695 | 2.366 | 2.4791
Program Specific1-in-2Size: Over 200kWOrange County2024September Monthly Peak | Program Specific | 1-in-2 | Size: Over 200kW | Orange County | 2024 | September Monthly Peak | 9 | 140.996 | 136.3904 | 131.6156 | 133.2022 | 146.2651 | 179.9663 | 214.0325 | 234.5611 | 254.2335 | 263.8412 | 272.2591 | 273.2818 | 271.2821 | 270.3115 | 262.3398 | 245.5868 | 228.3055 | 210.2959 | 200.4842 | 198.647 | 188.989 | 177.3588 | 163.8833 | 154.8456 | -1.4422 | -1.8318 | -1.2073 | -1.8874 | -2.1663 | -1.6303 | -2.5912 | -1.8376 | -1.5569 | -1.8193 | -2.7468 | -2.4838 | -0.70139 | 5.1907 | 20.8434 | 20.7021 | 19.6805 | 17.4904 | 5.3587 | 0.29916 | -1.0252 | -0.83876 | -0.40828 | -1.0229 | 75.0057 | 73.9082 | 73.0152 | 72.4224 | 71.892 | 71.0615 | 71.1331 | 71.1312 | 72.8065 | 77.1419 | 82.4694 | 87.4631 | 91.6865 | 94.4466 | 96.1309 | 96.8978 | 96.947 | 96.098 | 94.358 | 90.7451 | 86.7626 | 83.6108 | 81.4996 | 80.149 | 5.759 | 5.128 | 4.3297 | 2.5578 | 2.8298 | 3.9981 | 3.681 | 4.4396 | 4.2885 | 3.9573 | 3.6947 | 3.7461 | 3.8146 | 3.8829 | 3.7763 | 3.4698 | 3.4566 | 3.442 | 3.7479 | 3.1421 | 2.717 | 2.8401 | 2.3367 | 2.4409
Program Specific1-in-2Size: Over 200kWOrange County2024October Monthly Peak | Program Specific | 1-in-2 | Size: Over 200kW | Orange County | 2024 | October Monthly Peak | 10 | 115.9037 | 112.2634 | 109.4814 | 111.3653 | 122.531 | 150.6473 | 181.0991 | 198.6637 | 211.87 | 217.1565 | 223.9183 | 227.7575 | 227.7282 | 226.744 | 219.7621 | 205.3339 | 190.8446 | 182.4084 | 171.223 | 165.1218 | 157.8833 | 148.2563 | 137.6898 | 129.5177 | 2.0063 | 1.5054 | 1.225 | -0.12638 | -0.31035 | 0.50633 | 0.13056 | -0.075597 | -0.3495 | -1.069 | -1.4083 | -0.92757 | 0.88679 | 6.0998 | 18.8744 | 18.2193 | 17.6021 | 15.1859 | 3.4387 | 0.46056 | -0.21186 | 0.19968 | 0.81794 | 0.1978 | 66.7731 | 65.4771 | 64.4005 | 63.5278 | 62.6629 | 62.0122 | 61.7674 | 61.8978 | 63.3842 | 67.124 | 73.5144 | 79.8972 | 85.7942 | 88.943 | 89.9428 | 90.7165 | 91.0849 | 90.2199 | 87.7057 | 82.7255 | 78.8781 | 75.7724 | 73.2633 | 71.5765 | 4.8604 | 4.3335 | 3.6976 | 2.1955 | 2.4339 | 3.436 | 3.1977 | 3.8604 | 3.6692 | 3.344 | 3.1198 | 3.2054 | 3.2876 | 3.344 | 3.2477 | 2.9784 | 2.9665 | 3.0652 | 3.2863 | 2.6815 | 2.3303 | 2.4374 | 2.0156 | 2.0961
Program Specific1-in-2Size: Over 200kWOrange County2024November Monthly Peak | Program Specific | 1-in-2 | Size: Over 200kW | Orange County | 2024 | November Monthly Peak | 11 | 121.1935 | 117.5308 | 113.8241 | 114.0334 | 125.0572 | 152.7315 | 180.9744 | 197.7349 | 209.5136 | 215.4292 | 220.4627 | 222.9912 | 222.4447 | 221.3714 | 213.3148 | 198.8434 | 185.6611 | 180.105 | 170.194 | 164.4034 | 158.4017 | 149.393 | 138.2499 | 129.8161 | 3.5741 | 2.9714 | 2.2988 | 0.52806 | 0.36242 | 1.3524 | 1.1573 | 0.57667 | 0.069052 | -0.87257 | -1.016 | -0.41339 | 1.5038 | 6.7091 | 18.9277 | 18.0334 | 17.6192 | 15.0007 | 2.9178 | 0.55188 | 0.073499 | 0.60272 | 1.3369 | 0.66526 | 58.9303 | 58.0556 | 57.8552 | 57.4771 | 56.442 | 55.3519 | 55.8141 | 55.3979 | 59.1733 | 63.2346 | 68.1693 | 73.1426 | 76.0751 | 77.7566 | 78.8386 | 78.7361 | 76.8083 | 73.6833 | 70.3083 | 67.3852 | 65.4735 | 64.6319 | 63.6084 | 62.9565 | 5.3057 | 4.7363 | 4.0133 | 2.347 | 2.5933 | 3.6367 | 3.336 | 4.0113 | 3.7879 | 3.4632 | 3.2067 | 3.2763 | 3.3525 | 3.4083 | 3.2911 | 3.0111 | 3.0128 | 3.1595 | 3.4101 | 2.7872 | 2.4408 | 2.564 | 2.1128 | 2.1933
Program Specific1-in-2Size: Over 200kWOrange County2024December Monthly Peak | Program Specific | 1-in-2 | Size: Over 200kW | Orange County | 2024 | December Monthly Peak | 12 | 115.3729 | 111.7183 | 108.9056 | 110.6893 | 121.3582 | 146.7461 | 175.0914 | 188.2985 | 197.8374 | 198.547 | 199.6879 | 198.4441 | 194.8951 | 191.8854 | 185.0938 | 173.3708 | 163.777 | 160.7917 | 152.4932 | 148.7066 | 144.265 | 137.4236 | 128.744 | 121.9711 | 3.4025 | 2.8245 | 2.1994 | 0.51257 | 0.3517 | 1.2994 | 1.1197 | 0.54915 | 0.065204 | -0.80419 | -0.92025 | -0.36788 | 1.3175 | 5.8155 | 16.4236 | 15.7232 | 15.5424 | 13.3921 | 2.6143 | 0.49919 | 0.06694 | 0.55443 | 1.245 | 0.62506 | 50.0036 | 49.4176 | 48.6263 | 48.2054 | 47.705 | 47.1155 | 46.7235 | 46.52 | 47.3485 | 50.7282 | 54.4327 | 57.6262 | 60.1801 | 61.5418 | 62.138 | 62.4073 | 62.0957 | 60.1416 | 57.2985 | 54.7644 | 52.8413 | 51.0512 | 49.4623 | 48.0626 | 5.0508 | 4.502 | 3.8399 | 2.2781 | 2.5166 | 3.4942 | 3.2275 | 3.8199 | 3.5768 | 3.1918 | 2.9045 | 2.9156 | 2.9373 | 2.9543 | 2.8557 | 2.6254 | 2.6577 | 2.8207 | 3.0555 | 2.5211 | 2.223 | 2.3586 | 1.9675 | 2.0607
Program Specific1-in-2Size: Over 200kWOrange County2024Typical Event Day | Program Specific | 1-in-2 | Size: Over 200kW | Orange County | 2024 | Typical Event Day | 8 | 142.1731 | 136.9709 | 132.7925 | 133.2624 | 146.1352 | 177.7889 | 208.3286 | 229.1292 | 245.5875 | 253.9721 | 263.59 | 265.0922 | 263.4316 | 261.5768 | 254.4815 | 239.7507 | 223.5265 | 206.5431 | 194.8889 | 191.6807 | 186.3864 | 175.8961 | 162.9302 | 154.528 | -0.9294 | -1.3467 | -0.85562 | -1.6554 | -1.9238 | -1.3146 | -2.1639 | -1.5661 | -1.3567 | -1.6841 | -2.5251 | -2.2311 | -0.45227 | 5.2929 | 20.4385 | 20.3527 | 19.4493 | 17.1806 | 5.0355 | 0.32164 | -0.90906 | -0.68857 | -0.22174 | -0.85228 | 74.4718 | 73.3147 | 72.2388 | 71.3101 | 70.5648 | 69.7329 | 69.3578 | 69.8338 | 72.2671 | 76.9746 | 82.2101 | 86.9175 | 90.4898 | 92.7813 | 94.4417 | 95.2034 | 95.1317 | 94.0479 | 92.3109 | 89.3393 | 85.5081 | 82.0543 | 79.744 | 78.0016 | 5.7907 | 5.1353 | 4.356 | 2.5517 | 2.8193 | 3.9386 | 3.5728 | 4.3245 | 4.1309 | 3.7985 | 3.567 | 3.6236 | 3.6938 | 3.7468 | 3.6528 | 3.3777 | 3.3747 | 3.371 | 3.633 | 3.0234 | 2.672 | 2.8087 | 2.3166 | 2.429
Program Specific1-in-2Size: Over 200kWOrange County2025January Monthly Peak | Program Specific | 1-in-2 | Size: Over 200kW | Orange County | 2025 | January Monthly Peak | 1 | 120.5893 | 115.6807 | 113.1189 | 114.696 | 126.7498 | 157.0851 | 191.6461 | 209.4895 | 220.9302 | 219.7893 | 219.8049 | 218.0108 | 214.2538 | 210.0248 | 201.7479 | 187.6859 | 175.7185 | 171.4712 | 164.6325 | 162.0339 | 156.6823 | 149.226 | 139.5374 | 131.2199 | 3.5563 | 2.9246 | 2.2845 | 0.53112 | 0.36732 | 1.391 | 1.2256 | 0.61096 | 0.072815 | -0.89023 | -1.013 | -0.40415 | 1.4484 | 6.3652 | 17.9013 | 17.0215 | 16.6756 | 14.2816 | 2.8224 | 0.54393 | 0.072701 | 0.60205 | 1.3493 | 0.67246 | 47.1944 | 46.1046 | 45.4018 | 45.1966 | 44.6103 | 44.3463 | 43.8202 | 43.4735 | 43.5395 | 45.1392 | 48.1989 | 50.9805 | 52.8175 | 54.3049 | 55.2747 | 55.6824 | 55.4496 | 54.0567 | 52.3441 | 50.8871 | 49.8505 | 48.9049 | 48.1023 | 47.2767 | 5.2792 | 4.6617 | 3.9884 | 2.3606 | 2.6284 | 3.7404 | 3.5327 | 4.2498 | 3.9943 | 3.5333 | 3.1971 | 3.2031 | 3.2291 | 3.2336 | 3.1126 | 2.8421 | 2.8515 | 3.0081 | 3.2987 | 2.7471 | 2.4143 | 2.5612 | 2.1325 | 2.217
Program Specific1-in-2Size: Over 200kWOrange County2025February Monthly Peak | Program Specific | 1-in-2 | Size: Over 200kW | Orange County | 2025 | February Monthly Peak | 2 | 119.3641 | 114.6394 | 112.0806 | 113.7415 | 125.6384 | 155.439 | 189.203 | 206.4931 | 217.573 | 216.915 | 217.4274 | 216.2302 | 212.8818 | 209.0998 | 201.0416 | 187.2305 | 175.2386 | 170.8508 | 163.6646 | 160.7744 | 155.4199 | 148.0155 | 138.3329 | 130.1311 | 3.5202 | 2.8983 | 2.2636 | 0.5267 | 0.3641 | 1.3764 | 1.2099 | 0.60222 | 0.071708 | -0.87859 | -1.002 | -0.40085 | 1.4391 | 6.3372 | 17.8387 | 16.9802 | 16.6301 | 14.2299 | 2.8058 | 0.5397 | 0.072116 | 0.59716 | 1.3377 | 0.66688 | 48.9704 | 48.7238 | 48.2877 | 47.9576 | 47.2657 | 46.8298 | 46.7194 | 46.775 | 47.2772 | 48.9143 | 50.9686 | 52.809 | 53.6928 | 54.0908 | 54.2585 | 53.8563 | 53.6468 | 53.0037 | 51.8964 | 50.4332 | 49.015 | 48.6361 | 47.6485 | 46.5841 | 5.2256 | 4.6197 | 3.9518 | 2.3409 | 2.6053 | 3.7012 | 3.4876 | 4.189 | 3.9336 | 3.4871 | 3.1625 | 3.1769 | 3.2084 | 3.2193 | 3.1017 | 2.8352 | 2.8437 | 2.9972 | 3.2793 | 2.7257 | 2.3948 | 2.5404 | 2.1141 | 2.1986
Program Specific1-in-2Size: Over 200kWOrange County2025March Monthly Peak | Program Specific | 1-in-2 | Size: Over 200kW | Orange County | 2025 | March Monthly Peak | 3 | 124.7535 | 119.2028 | 116.2397 | 117.1551 | 127.7242 | 158.0976 | 188.7234 | 207.8507 | 219.9107 | 221.0011 | 223.002 | 221.9731 | 219.9103 | 218.5522 | 210.3802 | 197.0642 | 183.8774 | 173.5609 | 165.6561 | 166.8736 | 163.1362 | 155.4833 | 144 | 134.6043 | 3.6791 | 3.0137 | 2.3476 | 0.54251 | 0.37015 | 1.3999 | 1.2069 | 0.60618 | 0.072479 | -0.89514 | -1.0277 | -0.4115 | 1.4866 | 6.6237 | 18.6673 | 17.872 | 17.4499 | 14.4556 | 2.84 | 0.56017 | 0.075696 | 0.62729 | 1.3925 | 0.6898 | 49.0739 | 47.9197 | 46.9241 | 46.3987 | 46.2043 | 45.7062 | 45.1678 | 45.1755 | 47.1742 | 49.6603 | 52.1573 | 54.0102 | 55.2638 | 56.2229 | 56.7744 | 57.0633 | 56.8984 | 56.4905 | 55.1051 | 53.0355 | 51.5304 | 50.2139 | 49.1337 | 48.2892 | 5.4615 | 4.8036 | 4.0984 | 2.4112 | 2.6486 | 3.7645 | 3.4788 | 4.2165 | 3.9759 | 3.5528 | 3.2436 | 3.2613 | 3.3143 | 3.3649 | 3.2458 | 2.9841 | 2.9839 | 3.0447 | 3.3192 | 2.8291 | 2.5137 | 2.6686 | 2.2007 | 2.2742
Program Specific1-in-2Size: Over 200kWOrange County2025April Monthly Peak | Program Specific | 1-in-2 | Size: Over 200kW | Orange County | 2025 | April Monthly Peak | 4 | 120.2745 | 115.7387 | 112.6461 | 113.8594 | 123.6803 | 151.9933 | 179.0616 | 197.2806 | 209.9294 | 215.5636 | 222.3202 | 225.5057 | 226.2499 | 227.4572 | 220.3631 | 207.16 | 192.4109 | 179.3658 | 168.3604 | 167.0637 | 162.1778 | 153.2778 | 141.2699 | 132.117 | 3.547 | 2.9261 | 2.275 | 0.52725 | 0.35843 | 1.3459 | 1.1451 | 0.57535 | 0.069189 | -0.87311 | -1.0246 | -0.41805 | 1.5295 | 6.8936 | 19.5531 | 18.7876 | 18.2597 | 14.9391 | 2.8863 | 0.56081 | 0.075251 | 0.61839 | 1.3661 | 0.67705 | 63.6403 | 62.3922 | 60.7683 | 59.6664 | 58.6098 | 57.8384 | 57.4941 | 57.0035 | 59.584 | 64.0155 | 69.0394 | 73.8497 | 77.5062 | 80.3089 | 82.1826 | 83.1504 | 83.3398 | 82.2447 | 80.1909 | 77.2271 | 73.0889 | 69.8099 | 67.214 | 64.7181 | 5.2654 | 4.664 | 3.9717 | 2.3434 | 2.5647 | 3.6192 | 3.3007 | 4.0021 | 3.7954 | 3.4654 | 3.2337 | 3.3132 | 3.4099 | 3.502 | 3.3998 | 3.137 | 3.1224 | 3.1465 | 3.3734 | 2.8323 | 2.499 | 2.6307 | 2.159 | 2.2321
Program Specific1-in-2Size: Over 200kWOrange County2025May Monthly Peak | Program Specific | 1-in-2 | Size: Over 200kW | Orange County | 2025 | May Monthly Peak | 5 | 124.6532 | 120.0728 | 116.2131 | 117.5183 | 128.6988 | 157.4697 | 184.6667 | 204.9817 | 219.4703 | 226.648 | 233.074 | 236.4653 | 236.1262 | 235.5521 | 228.2582 | 213.6332 | 198.6772 | 185.329 | 174.5187 | 170.9175 | 168.3401 | 159.1042 | 146.8723 | 138.0184 | 3.6762 | 3.0357 | 2.347 | 0.54419 | 0.37297 | 1.3944 | 1.1809 | 0.59781 | 0.072333 | -0.91801 | -1.0741 | -0.43836 | 1.5963 | 7.1389 | 20.2536 | 19.3747 | 18.8544 | 15.4358 | 2.9919 | 0.57375 | 0.078111 | 0.6419 | 1.4203 | 0.7073 | 63.5578 | 62.6947 | 61.5761 | 60.3324 | 59.2529 | 58.6178 | 58.4557 | 58.8455 | 60.6614 | 65.1253 | 70.2298 | 74.9782 | 79.5962 | 83.0103 | 84.8683 | 85.7925 | 85.7869 | 83.8265 | 81.3509 | 78.2112 | 73.8822 | 69.8978 | 67.633 | 65.8612 | 5.4571 | 4.8387 | 4.0975 | 2.4187 | 2.6688 | 3.7496 | 3.404 | 4.1583 | 3.9679 | 3.6436 | 3.3901 | 3.4742 | 3.5587 | 3.6266 | 3.5216 | 3.235 | 3.2241 | 3.2512 | 3.4968 | 2.8977 | 2.5939 | 2.7307 | 2.2446 | 2.3318
Program Specific1-in-2Size: Over 200kWOrange County2025June Monthly Peak | Program Specific | 1-in-2 | Size: Over 200kW | Orange County | 2025 | June Monthly Peak | 6 | 134.8251 | 130.1596 | 125.6971 | 127.0326 | 138.3225 | 166.7954 | 193.4877 | 212.1324 | 226.0543 | 233.5371 | 241.5937 | 244.6219 | 243.4261 | 241.6531 | 235.262 | 223.6565 | 210.1311 | 196.3086 | 186.1234 | 180.6883 | 176.8652 | 168.2413 | 155.3853 | 146.8546 | 1.4736 | 0.93608 | 0.8135 | -0.52774 | -0.74378 | 0.080688 | -0.4355 | -0.44702 | -0.60722 | -1.2564 | -1.7321 | -1.2805 | 0.58252 | 6.0698 | 19.8549 | 19.6154 | 19.0874 | 16.3394 | 4.0245 | 0.45027 | -0.40462 | -0.010223 | 0.61954 | -0.052412 | 69.2274 | 68.113 | 66.9296 | 65.6283 | 64.7209 | 63.7744 | 62.9795 | 63.9369 | 67.1251 | 72.229 | 77.5757 | 82.4296 | 86.0184 | 88.043 | 89.819 | 90.7779 | 91.2468 | 90.3526 | 88.8887 | 85.942 | 81.7104 | 77.2411 | 74.6207 | 72.5845 | 5.5666 | 4.9468 | 4.1797 | 2.4657 | 2.7051 | 3.7457 | 3.3637 | 4.0586 | 3.8544 | 3.5407 | 3.3141 | 3.3896 | 3.46 | 3.5088 | 3.4232 | 3.1941 | 3.2159 | 3.2478 | 3.5171 | 2.889 | 2.5702 | 2.7233 | 2.2396 | 2.34
Program Specific1-in-2Size: Over 200kWOrange County2025July Monthly Peak | Program Specific | 1-in-2 | Size: Over 200kW | Orange County | 2025 | July Monthly Peak | 7 | 143.0852 | 137.85 | 133.6199 | 134.5279 | 146.6199 | 177.0989 | 205.2701 | 225.5619 | 240.6336 | 248.9233 | 257.0413 | 258.8872 | 257.2112 | 255.4621 | 248.995 | 236.7827 | 223.6454 | 208.8574 | 198.2386 | 192.4897 | 187.2014 | 177.0244 | 163.4337 | 154.5531 | -1.8494 | -2.2137 | -1.4921 | -2.0778 | -2.3478 | -1.8197 | -2.743 | -1.9317 | -1.5791 | -1.7646 | -2.6889 | -2.4801 | -0.8282 | 4.713 | 19.6263 | 19.8572 | 19.1468 | 17.3691 | 5.4277 | 0.2657 | -1.0903 | -0.9425 | -0.54209 | -1.144 | 76.6849 | 75.7518 | 74.8559 | 73.8612 | 72.9904 | 72.2777 | 71.8128 | 72.7746 | 75.5347 | 79.4868 | 84.2107 | 88.5277 | 91.528 | 93.4187 | 95.0264 | 95.5098 | 94.6862 | 93.2772 | 91.7359 | 89.8178 | 87.0835 | 84.081 | 81.6499 | 79.8227 | 5.8637 | 5.2001 | 4.4102 | 2.5918 | 2.8461 | 3.9475 | 3.542 | 4.2834 | 4.0725 | 3.7459 | 3.4998 | 3.5606 | 3.6288 | 3.6818 | 3.596 | 3.3565 | 3.3973 | 3.4298 | 3.7182 | 3.0548 | 2.7002 | 2.8441 | 2.3381 | 2.4443
Program Specific1-in-2Size: Over 200kWOrange County2025August Monthly Peak | Program Specific | 1-in-2 | Size: Over 200kW | Orange County | 2025 | August Monthly Peak | 8 | 143.7386 | 138.4395 | 134.2007 | 134.5603 | 147.5631 | 179.8577 | 211.1569 | 233.1129 | 250.8005 | 259.6865 | 269.8528 | 271.4105 | 269.7564 | 267.7052 | 260.4424 | 245.0674 | 228.2815 | 210.5861 | 198.6388 | 195.2203 | 189.4719 | 178.3366 | 165.143 | 156.5204 | -2.0015 | -2.3579 | -1.5977 | -2.142 | -2.4286 | -1.9291 | -2.9199 | -2.0594 | -1.6865 | -1.8594 | -2.8601 | -2.6495 | -0.932 | 4.8641 | 20.4678 | 20.5126 | 19.4937 | 17.5122 | 5.4865 | 0.26038 | -1.1316 | -0.98879 | -0.59827 | -1.2047 | 76.9695 | 75.4856 | 74.1544 | 73.3287 | 72.6558 | 71.818 | 71.5057 | 71.4925 | 73.6022 | 79.0405 | 84.5848 | 89.2494 | 92.7261 | 95.2168 | 96.7904 | 97.628 | 97.6466 | 96.4637 | 94.2608 | 90.8522 | 86.4761 | 83.2843 | 81.2058 | 79.4504 | 5.8993 | 5.2301 | 4.4359 | 2.5963 | 2.8687 | 4.0149 | 3.649 | 4.4334 | 4.2509 | 3.9137 | 3.6797 | 3.7384 | 3.8114 | 3.864 | 3.767 | 3.4791 | 3.4729 | 3.4633 | 3.7313 | 3.1028 | 2.737 | 2.8695 | 2.366 | 2.4791
Program Specific1-in-2Size: Over 200kWOrange County2025September Monthly Peak | Program Specific | 1-in-2 | Size: Over 200kW | Orange County | 2025 | September Monthly Peak | 9 | 140.996 | 136.3904 | 131.6156 | 133.2022 | 146.2651 | 179.9663 | 214.0325 | 234.5612 | 254.2336 | 263.8412 | 272.2592 | 273.2818 | 271.2821 | 270.3115 | 262.3398 | 245.5868 | 228.3055 | 210.2959 | 200.4842 | 198.647 | 188.989 | 177.3588 | 163.8833 | 154.8456 | -1.4422 | -1.8318 | -1.2073 | -1.8874 | -2.1663 | -1.6303 | -2.5912 | -1.8376 | -1.5569 | -1.8193 | -2.7468 | -2.4838 | -0.70139 | 5.1907 | 20.8434 | 20.7021 | 19.6805 | 17.4904 | 5.3587 | 0.29916 | -1.0252 | -0.83876 | -0.40828 | -1.0229 | 75.0057 | 73.9082 | 73.0152 | 72.4224 | 71.892 | 71.0615 | 71.1331 | 71.1312 | 72.8065 | 77.1419 | 82.4694 | 87.4631 | 91.6865 | 94.4466 | 96.1309 | 96.8978 | 96.947 | 96.098 | 94.358 | 90.7451 | 86.7626 | 83.6108 | 81.4996 | 80.149 | 5.759 | 5.128 | 4.3297 | 2.5578 | 2.8298 | 3.9981 | 3.681 | 4.4396 | 4.2885 | 3.9573 | 3.6947 | 3.7461 | 3.8146 | 3.8829 | 3.7763 | 3.4698 | 3.4566 | 3.442 | 3.7479 | 3.1421 | 2.717 | 2.8401 | 2.3367 | 2.4409
Program Specific1-in-2Size: Over 200kWOrange County2025October Monthly Peak | Program Specific | 1-in-2 | Size: Over 200kW | Orange County | 2025 | October Monthly Peak | 10 | 115.9037 | 112.2634 | 109.4814 | 111.3653 | 122.531 | 150.6473 | 181.0991 | 198.6637 | 211.87 | 217.1565 | 223.9183 | 227.7575 | 227.7282 | 226.744 | 219.7621 | 205.3339 | 190.8446 | 182.4084 | 171.223 | 165.1217 | 157.8833 | 148.2563 | 137.6898 | 129.5177 | 2.0063 | 1.5054 | 1.225 | -0.12638 | -0.31035 | 0.50633 | 0.13056 | -0.075597 | -0.3495 | -1.069 | -1.4083 | -0.92757 | 0.88679 | 6.0998 | 18.8744 | 18.2193 | 17.6021 | 15.1859 | 3.4387 | 0.46056 | -0.21186 | 0.19968 | 0.81794 | 0.1978 | 66.7731 | 65.4771 | 64.4005 | 63.5278 | 62.6629 | 62.0122 | 61.7674 | 61.8978 | 63.3842 | 67.124 | 73.5144 | 79.8972 | 85.7942 | 88.943 | 89.9428 | 90.7165 | 91.0849 | 90.2199 | 87.7057 | 82.7255 | 78.8781 | 75.7724 | 73.2633 | 71.5765 | 4.8604 | 4.3335 | 3.6976 | 2.1955 | 2.4339 | 3.436 | 3.1977 | 3.8604 | 3.6692 | 3.344 | 3.1198 | 3.2054 | 3.2876 | 3.344 | 3.2477 | 2.9784 | 2.9665 | 3.0652 | 3.2863 | 2.6815 | 2.3303 | 2.4374 | 2.0156 | 2.0961
Program Specific1-in-2Size: Over 200kWOrange County2025November Monthly Peak | Program Specific | 1-in-2 | Size: Over 200kW | Orange County | 2025 | November Monthly Peak | 11 | 121.1935 | 117.5308 | 113.8241 | 114.0334 | 125.0572 | 152.7315 | 180.9744 | 197.7349 | 209.5136 | 215.4292 | 220.4627 | 222.9911 | 222.4447 | 221.3714 | 213.3149 | 198.8434 | 185.6611 | 180.105 | 170.194 | 164.4034 | 158.4017 | 149.393 | 138.2499 | 129.8161 | 3.5741 | 2.9714 | 2.2988 | 0.52806 | 0.36242 | 1.3524 | 1.1573 | 0.57667 | 0.069052 | -0.87257 | -1.016 | -0.41339 | 1.5038 | 6.7091 | 18.9277 | 18.0334 | 17.6192 | 15.0007 | 2.9178 | 0.55188 | 0.073499 | 0.60272 | 1.3369 | 0.66526 | 58.9303 | 58.0555 | 57.8551 | 57.4771 | 56.442 | 55.3519 | 55.8141 | 55.3979 | 59.1733 | 63.2346 | 68.1693 | 73.1426 | 76.0751 | 77.7566 | 78.8386 | 78.736 | 76.8083 | 73.6833 | 70.3083 | 67.3852 | 65.4735 | 64.6319 | 63.6084 | 62.9565 | 5.3057 | 4.7363 | 4.0133 | 2.347 | 2.5933 | 3.6367 | 3.336 | 4.0113 | 3.7879 | 3.4632 | 3.2067 | 3.2763 | 3.3525 | 3.4083 | 3.2911 | 3.0111 | 3.0128 | 3.1595 | 3.4101 | 2.7872 | 2.4408 | 2.564 | 2.1128 | 2.1933
Program Specific1-in-2Size: Over 200kWOrange County2025December Monthly Peak | Program Specific | 1-in-2 | Size: Over 200kW | Orange County | 2025 | December Monthly Peak | 12 | 115.3729 | 111.7183 | 108.9056 | 110.6893 | 121.3582 | 146.7461 | 175.0914 | 188.2985 | 197.8374 | 198.547 | 199.6879 | 198.4441 | 194.8951 | 191.8854 | 185.0938 | 173.3708 | 163.777 | 160.7917 | 152.4932 | 148.7066 | 144.265 | 137.4236 | 128.744 | 121.9711 | 3.4025 | 2.8245 | 2.1994 | 0.51257 | 0.3517 | 1.2994 | 1.1197 | 0.54915 | 0.065204 | -0.80419 | -0.92025 | -0.36788 | 1.3175 | 5.8155 | 16.4236 | 15.7232 | 15.5424 | 13.3921 | 2.6143 | 0.49919 | 0.06694 | 0.55443 | 1.245 | 0.62506 | 50.0036 | 49.4176 | 48.6263 | 48.2054 | 47.705 | 47.1155 | 46.7235 | 46.52 | 47.3485 | 50.7282 | 54.4327 | 57.6262 | 60.1801 | 61.5417 | 62.138 | 62.4073 | 62.0957 | 60.1416 | 57.2985 | 54.7644 | 52.8413 | 51.0512 | 49.4623 | 48.0626 | 5.0508 | 4.502 | 3.8399 | 2.2781 | 2.5166 | 3.4942 | 3.2275 | 3.8199 | 3.5768 | 3.1918 | 2.9045 | 2.9156 | 2.9373 | 2.9543 | 2.8557 | 2.6254 | 2.6577 | 2.8207 | 3.0555 | 2.5211 | 2.223 | 2.3586 | 1.9675 | 2.0607
Program Specific1-in-2Size: Over 200kWOrange County2025Typical Event Day | Program Specific | 1-in-2 | Size: Over 200kW | Orange County | 2025 | Typical Event Day | 8 | 142.1731 | 136.971 | 132.7925 | 133.2624 | 146.1352 | 177.7889 | 208.3286 | 229.1292 | 245.5875 | 253.9721 | 263.59 | 265.0922 | 263.4315 | 261.5768 | 254.4815 | 239.7506 | 223.5266 | 206.5431 | 194.8889 | 191.6807 | 186.3864 | 175.8961 | 162.9302 | 154.528 | -0.9294 | -1.3467 | -0.85562 | -1.6554 | -1.9238 | -1.3146 | -2.1639 | -1.5661 | -1.3567 | -1.6841 | -2.5251 | -2.2311 | -0.45227 | 5.2929 | 20.4385 | 20.3527 | 19.4493 | 17.1806 | 5.0355 | 0.32164 | -0.90906 | -0.68857 | -0.22174 | -0.85228 | 74.4718 | 73.3146 | 72.2388 | 71.3101 | 70.5648 | 69.7329 | 69.3578 | 69.8338 | 72.2671 | 76.9746 | 82.2101 | 86.9175 | 90.4898 | 92.7813 | 94.4417 | 95.2034 | 95.1317 | 94.0479 | 92.3109 | 89.3393 | 85.5081 | 82.0543 | 79.744 | 78.0016 | 5.7907 | 5.1353 | 4.356 | 2.5517 | 2.8193 | 3.9386 | 3.5728 | 4.3245 | 4.1309 | 3.7985 | 3.567 | 3.6236 | 3.6938 | 3.7468 | 3.6528 | 3.3777 | 3.3747 | 3.371 | 3.633 | 3.0234 | 2.672 | 2.8087 | 2.3166 | 2.429
Program Specific1-in-10Size: Over 200kWSouth of Lugo2015January Monthly Peak | Program Specific | 1-in-10 | Size: Over 200kW | South of Lugo | 2015 | January Monthly Peak | 1 | 104.089 | 101.1859 | 98.3868 | 98.8099 | 104.9884 | 119.7828 | 148.1011 | 167.1092 | 179.756 | 187.671 | 189.5133 | 188.3906 | 185.1916 | 184.6314 | 179.9442 | 170.6093 | 165.6817 | 165.822 | 158.2655 | 154.7185 | 146.3676 | 135.6723 | 118.8387 | 111.5674 | -2.0859 | -1.798 | -2.013 | -2.1802 | -2.6231 | -1.9332 | -2.5186 | -2.5064 | -4.884 | -3.7445 | -2.8182 | -1.9164 | -2.8024 | 0.71038 | 7.3566 | 6.9502 | 4.4068 | 4.8444 | -1.4484 | -1.6851 | -0.29532 | -0.78963 | -0.5281 | -0.44736 | 45.7488 | 45.941 | 45.2506 | 44.5678 | 44.4311 | 44.1857 | 43.1399 | 42.8849 | 43.8256 | 46.5944 | 48.6018 | 50.5925 | 52.6577 | 53.7223 | 54.6387 | 54.8489 | 54.4753 | 53.558 | 51.9752 | 51.0266 | 50.0487 | 49.76 | 49.5919 | 48.5491 | 2.967 | 3.4398 | 3.2595 | 3.7635 | 4.05 | 3.0411 | 3.4736 | 3.613 | 4.3498 | 5.0486 | 5.0627 | 4.4958 | 3.7946 | 3.8954 | 3.8756 | 3.825 | 3.8828 | 4.268 | 4.0959 | 3.461 | 4.075 | 3.5758 | 3.5372 | 3.3276
Program Specific1-in-10Size: Over 200kWSouth of Lugo2015February Monthly Peak | Program Specific | 1-in-10 | Size: Over 200kW | South of Lugo | 2015 | February Monthly Peak | 2 | 102.4734 | 99.7096 | 97.0027 | 97.6657 | 103.3794 | 118.1922 | 143.5168 | 159.7154 | 171.4028 | 181.1512 | 185.6637 | 187.2295 | 185.6438 | 186.4433 | 182.2 | 172.9836 | 166.2858 | 165.2882 | 157.2348 | 151.8491 | 143.6058 | 133.2336 | 118.0338 | 110.6596 | -2.0535 | -1.7717 | -1.9847 | -2.155 | -2.5829 | -1.9075 | -2.4406 | -2.3955 | -4.6571 | -3.6144 | -2.7609 | -1.9046 | -2.8092 | 0.71735 | 7.4488 | 7.0469 | 4.4228 | 4.8288 | -1.439 | -1.6538 | -0.28975 | -0.77544 | -0.52453 | -0.44372 | 51.6447 | 50.9723 | 50.206 | 49.1421 | 48.4768 | 48.1987 | 47.3366 | 47.1926 | 48.6879 | 52.3788 | 56.2608 | 60.0484 | 61.9134 | 63.2386 | 63.9472 | 64.0557 | 63.1468 | 62.1217 | 60.054 | 58.0606 | 56.6088 | 55.3829 | 54.4129 | 53.0133 | 2.921 | 3.3896 | 3.2137 | 3.72 | 3.9879 | 3.0007 | 3.3661 | 3.4532 | 4.1476 | 4.8733 | 4.9598 | 4.4681 | 3.8039 | 3.9336 | 3.9242 | 3.8782 | 3.897 | 4.2543 | 4.0693 | 3.3968 | 3.9981 | 3.5115 | 3.5133 | 3.3005
Program Specific1-in-10Size: Over 200kWSouth of Lugo2015March Monthly Peak | Program Specific | 1-in-10 | Size: Over 200kW | South of Lugo | 2015 | March Monthly Peak | 3 | 110.4807 | 107.2794 | 102.4405 | 103.0434 | 108.7537 | 124.611 | 148.6386 | 168.7938 | 185.0921 | 198.134 | 206.7486 | 210.8259 | 209.722 | 212.2732 | 210.2354 | 202.2592 | 193.0192 | 182.2746 | 167.4838 | 164.9223 | 157.3819 | 146.4653 | 129.8567 | 119.5727 | -2.214 | -1.9062 | -2.0959 | -2.2736 | -2.7171 | -2.0111 | -2.5277 | -2.5317 | -5.029 | -3.9533 | -3.0744 | -2.1446 | -3.1736 | 0.81674 | 8.5949 | 8.2396 | 5.1339 | 5.3251 | -1.5328 | -1.7962 | -0.31755 | -0.85245 | -0.57707 | -0.47946 | 61.1564 | 59.5159 | 58.8411 | 58.6455 | 57.753 | 55.8626 | 55.3251 | 56.0158 | 59.1539 | 64.0511 | 69.2004 | 73.8712 | 77.1629 | 78.5074 | 78.7667 | 79.1337 | 78.132 | 76.6862 | 75.0275 | 72.4745 | 69.6987 | 66.5005 | 63.5747 | 61.4744 | 3.1492 | 3.647 | 3.3938 | 3.9248 | 4.1952 | 3.1637 | 3.4862 | 3.6494 | 4.4789 | 5.3301 | 5.5231 | 5.0312 | 4.2972 | 4.4786 | 4.528 | 4.5346 | 4.5235 | 4.6915 | 4.3345 | 3.6892 | 4.3817 | 3.8603 | 3.8652 | 3.5664
Program Specific1-in-10Size: Over 200kWSouth of Lugo2015April Monthly Peak | Program Specific | 1-in-10 | Size: Over 200kW | South of Lugo | 2015 | April Monthly Peak | 4 | 113.3655 | 109.6913 | 104.6006 | 105.2315 | 111.0073 | 127.7652 | 153.7375 | 177.1309 | 197.3513 | 213.4013 | 224.4007 | 229.3096 | 228.9503 | 231.84 | 229.5303 | 220.7159 | 209.6946 | 196.9602 | 179.0294 | 174.8082 | 165.2497 | 152.8602 | 134.7169 | 123.7722 | -2.8436 | -3.1883 | -2.8751 | -2.682 | -2.73 | -2.2301 | -3.0753 | -2.7147 | -3.6948 | -4.0531 | -3.6937 | -2.7065 | -2.9398 | 0.48018 | 8.6476 | 8.3923 | 6.4757 | 5.8046 | -0.55579 | -1.9375 | -1.6423 | -2.082 | -1.9949 | -1.9429 | 70.8429 | 69.745 | 68.1534 | 66.5131 | 65.11 | 64.2412 | 63.7809 | 63.8764 | 66.561 | 72.1406 | 77.2151 | 82.3949 | 85.7239 | 87.2719 | 86.3088 | 86.0992 | 86.1572 | 86.0162 | 84.5797 | 80.4234 | 75.5045 | 71.171 | 68.7752 | 67.5608 | 2.9918 | 3.4524 | 3.2084 | 3.7109 | 3.9646 | 3.0032 | 3.3384 | 3.5457 | 4.4214 | 5.3151 | 5.5501 | 5.0664 | 4.3433 | 4.5286 | 4.5769 | 4.5814 | 4.5498 | 4.6935 | 4.2897 | 3.6203 | 4.2595 | 3.73 | 3.7125 | 3.4178
Program Specific1-in-10Size: Over 200kWSouth of Lugo2015May Monthly Peak | Program Specific | 1-in-10 | Size: Over 200kW | South of Lugo | 2015 | May Monthly Peak | 5 | 119.1499 | 116.113 | 110.6459 | 111.1798 | 117.8014 | 134.9063 | 160.2657 | 187.978 | 210.3524 | 228.1215 | 239.0309 | 241.7786 | 238.688 | 240.1412 | 237.2836 | 227.3949 | 215.1469 | 201.1202 | 183.6544 | 175.8697 | 169.4324 | 156.9117 | 140.2974 | 129.9393 | -2.9239 | -3.2334 | -2.9574 | -2.7925 | -2.9021 | -2.3356 | -3.1541 | -2.8743 | -4.13 | -4.3563 | -3.8935 | -2.8111 | -3.1239 | 0.5434 | 9.0218 | 8.7128 | 6.5446 | 5.9217 | -0.68997 | -1.9457 | -1.5391 | -2.0052 | -1.9206 | -1.8759 | 67.7882 | 66.9575 | 65.271 | 64.3372 | 63.8348 | 63.1435 | 63.3748 | 63.5511 | 66.8552 | 72.798 | 77.9556 | 81.8068 | 83.8998 | 84.9876 | 86.8129 | 87.9514 | 88.2854 | 87.3448 | 85.9625 | 83.3692 | 80.0825 | 76.0832 | 73.0082 | 70.9398 | 3.1547 | 3.6664 | 3.4049 | 3.9334 | 4.221 | 3.1814 | 3.4915 | 3.7751 | 4.728 | 5.7002 | 5.9312 | 5.3594 | 4.5428 | 4.7061 | 4.747 | 4.7354 | 4.6833 | 4.8083 | 4.4149 | 3.6542 | 4.3816 | 3.8414 | 3.8789 | 3.5998
Program Specific1-in-10Size: Over 200kWSouth of Lugo2015June Monthly Peak | Program Specific | 1-in-10 | Size: Over 200kW | South of Lugo | 2015 | June Monthly Peak | 6 | 124.8409 | 120.743 | 115.7881 | 115.6929 | 123.6548 | 141.9083 | 165.8134 | 190.7051 | 209.8637 | 224.5807 | 233.8554 | 235.8751 | 230.7443 | 232.0433 | 230.1563 | 221.8477 | 211.413 | 199.5172 | 183.2451 | 176.2916 | 171.4574 | 160.1201 | 145.0737 | 134.607 | -2.9344 | -3.0827 | -2.928 | -2.8247 | -3.0562 | -2.4186 | -3.1613 | -2.9032 | -4.4838 | -4.3329 | -3.733 | -2.6637 | -3.1283 | 0.60958 | 8.9022 | 8.6237 | 6.2454 | 5.864 | -0.9156 | -1.9434 | -1.2791 | -1.7901 | -1.6778 | -1.6208 | 65.9083 | 65.3344 | 64.844 | 64.4226 | 62.9419 | 62.1611 | 62.3545 | 64.1404 | 67.1086 | 71.5232 | 76.4928 | 80.4917 | 82.3776 | 82.7949 | 83.7803 | 83.9588 | 85.179 | 84.7778 | 84.6465 | 83.0494 | 78.7375 | 74.6485 | 71.7695 | 69.9502 | 3.3382 | 3.8504 | 3.5984 | 4.1337 | 4.4746 | 3.3797 | 3.6482 | 3.8678 | 4.7638 | 5.6674 | 5.8603 | 5.2803 | 4.4351 | 4.5924 | 4.65 | 4.6657 | 4.6477 | 4.8172 | 4.4487 | 3.6993 | 4.4779 | 3.9588 | 4.0507 | 3.7661
Program Specific1-in-10Size: Over 200kWSouth of Lugo2015July Monthly Peak | Program Specific | 1-in-10 | Size: Over 200kW | South of Lugo | 2015 | July Monthly Peak | 7 | 126.8823 | 123.0547 | 118.7906 | 118.9795 | 127.8161 | 146.6074 | 173.3159 | 197.9834 | 214.6781 | 227.5398 | 238.6281 | 239.9511 | 234.6906 | 234.7673 | 232.2927 | 226.3204 | 215.8937 | 203.7249 | 187.0197 | 179.3758 | 175.1862 | 163.2718 | 147.1711 | 136.8268 | -3.2245 | -3.6675 | -3.3196 | -3.059 | -3.1401 | -2.5716 | -3.5009 | -3.0385 | -3.9007 | -4.3074 | -3.9526 | -2.8576 | -2.9784 | 0.45899 | 8.703 | 8.5652 | 6.7276 | 6.0074 | -0.50669 | -1.9904 | -1.8317 | -2.3071 | -2.2789 | -2.2524 | 69.5213 | 68.8485 | 68.5786 | 68.3665 | 68.0278 | 67.7366 | 67.3339 | 67.5092 | 70.3677 | 74.4183 | 78.0947 | 79.7501 | 80.6587 | 82.4912 | 84.6199 | 85.6182 | 87.7802 | 86.553 | 84.3736 | 81.7963 | 78.5098 | 75.8436 | 74.0186 | 72.6488 | 3.3441 | 3.8679 | 3.6388 | 4.1902 | 4.5589 | 3.4416 | 3.7586 | 3.9579 | 4.8032 | 5.6598 | 5.8942 | 5.2946 | 4.4464 | 4.5798 | 4.6259 | 4.6916 | 4.6782 | 4.8484 | 4.4753 | 3.7101 | 4.5097 | 3.9789 | 4.0504 | 3.7734
Program Specific1-in-10Size: Over 200kWSouth of Lugo2015August Monthly Peak | Program Specific | 1-in-10 | Size: Over 200kW | South of Lugo | 2015 | August Monthly Peak | 8 | 123.7961 | 120.5532 | 116.6155 | 117.0477 | 125.5027 | 145.237 | 174.2781 | 198.063 | 214.9244 | 230.5997 | 244.0468 | 246.661 | 242.046 | 243.3273 | 240.1209 | 231.3076 | 219.5317 | 207.0521 | 189.7042 | 182.8517 | 175.5475 | 162.6682 | 144.9679 | 134.8652 | -3.3207 | -3.974 | -3.4881 | -3.1214 | -3.0695 | -2.601 | -3.6665 | -3.0579 | -3.3971 | -4.3034 | -4.1509 | -3.0501 | -2.9165 | 0.35479 | 8.7808 | 8.5783 | 7.1041 | 6.1204 | -0.19299 | -2.0388 | -2.2246 | -2.6536 | -2.6652 | -2.6611 | 70.6814 | 70.2455 | 70.0524 | 69.7398 | 69.3437 | 69.2015 | 69.1054 | 69.3441 | 71.5922 | 75.2716 | 78.6531 | 82.3472 | 85.2047 | 86.9986 | 87.3372 | 88.2228 | 88.8591 | 89.023 | 88.2944 | 84.7838 | 79.4028 | 75.8696 | 73.6358 | 72.1636 | 3.2633 | 3.7898 | 3.5727 | 4.1227 | 4.477 | 3.4099 | 3.78 | 3.96 | 4.8094 | 5.7367 | 6.0289 | 5.4434 | 4.5864 | 4.7474 | 4.7825 | 4.7956 | 4.7577 | 4.9282 | 4.5401 | 3.7825 | 4.5196 | 3.9647 | 3.9903 | 3.7198
Program Specific1-in-10Size: Over 200kWSouth of Lugo2015September Monthly Peak | Program Specific | 1-in-10 | Size: Over 200kW | South of Lugo | 2015 | September Monthly Peak | 9 | 127.3249 | 124.2055 | 119.3521 | 119.8657 | 129.2992 | 151.2441 | 186.2801 | 215.0108 | 239.4188 | 259.0398 | 272.6837 | 274.1827 | 269.0798 | 270.1556 | 264.4115 | 251.8975 | 238.3687 | 222.2648 | 202.3661 | 196.9285 | 184.746 | 169.3175 | 149.9138 | 139.0118 | -3.7996 | -4.9337 | -4.0716 | -3.4418 | -3.1321 | -2.8277 | -4.2531 | -3.3617 | -2.5744 | -4.6855 | -4.8973 | -3.6578 | -2.8733 | 0.10685 | 9.1619 | 8.9328 | 8.3244 | 6.6042 | 0.52614 | -2.2185 | -3.2164 | -3.5521 | -3.6855 | -3.7148 | 74.3657 | 73.1934 | 72.6089 | 72.3687 | 71.5589 | 71.0513 | 70.8339 | 71.2253 | 73.4875 | 77.5077 | 81.8967 | 87.5579 | 92.0186 | 95.3982 | 95.9851 | 95.5477 | 95.0328 | 93.6783 | 92.4532 | 90.0079 | 86.2978 | 80.9499 | 77.6633 | 75.6451 | 3.4606 | 4.026 | 3.7702 | 4.3533 | 4.7559 | 3.6613 | 4.1659 | 4.4325 | 5.5241 | 6.6446 | 6.9458 | 6.2389 | 5.2571 | 5.4348 | 5.43 | 5.3849 | 5.3265 | 5.4548 | 4.9937 | 4.2003 | 4.9044 | 4.2551 | 4.2547 | 3.9534
Program Specific1-in-10Size: Over 200kWSouth of Lugo2015October Monthly Peak | Program Specific | 1-in-10 | Size: Over 200kW | South of Lugo | 2015 | October Monthly Peak | 10 | 106.6228 | 103.0722 | 99.9616 | 100.8822 | 106.3263 | 122.8786 | 149.3821 | 169.3922 | 187.7723 | 204.8364 | 216.1826 | 221.6244 | 222.8345 | 225.4375 | 221.0507 | 210.3307 | 198.719 | 192.9458 | 178.4596 | 168.3345 | 156.3197 | 143.4027 | 126.6533 | 117.9268 | -2.8078 | -3.2845 | -2.9217 | -2.6567 | -2.6046 | -2.1849 | -3.0992 | -2.6099 | -3.1222 | -3.8417 | -3.6436 | -2.7053 | -2.7347 | 0.36764 | 8.1524 | 7.8558 | 6.3478 | 5.6986 | -0.28648 | -1.8738 | -1.8605 | -2.2305 | -2.2009 | -2.1929 | 71.9074 | 71.425 | 70.594 | 69.7565 | 68.6117 | 68.3773 | 68.5444 | 68.7712 | 69.7501 | 72.4225 | 76.5918 | 81.6183 | 85.0766 | 86.6276 | 87.1309 | 87.3398 | 86.3682 | 83.5967 | 80.0738 | 77.6091 | 75.5027 | 74.0791 | 72.8373 | 71.8278 | 2.8075 | 3.2367 | 3.0591 | 3.5494 | 3.7888 | 2.8818 | 3.2364 | 3.383 | 4.1972 | 5.0901 | 5.3346 | 4.8855 | 4.2177 | 4.3935 | 4.3978 | 4.3559 | 4.3018 | 4.5874 | 4.2663 | 3.4783 | 4.0201 | 3.4913 | 3.4823 | 3.249
Program Specific1-in-10Size: Over 200kWSouth of Lugo2015November Monthly Peak | Program Specific | 1-in-10 | Size: Over 200kW | South of Lugo | 2015 | November Monthly Peak | 11 | 105.3963 | 101.0665 | 97.9609 | 99.9727 | 105.6423 | 122.1431 | 144.5788 | 163.0131 | 180.9684 | 195.3258 | 205.3545 | 209.3574 | 208.6252 | 210.0956 | 206.3784 | 196.5412 | 186.6432 | 181.0131 | 168.3576 | 159.4051 | 149.2495 | 138.1873 | 121.6127 | 113.1273 | -2.2023 | -1.9897 | -2.1211 | -2.2639 | -2.6324 | -1.9985 | -2.5322 | -2.454 | -4.6574 | -3.8654 | -3.1091 | -2.1876 | -3.0758 | 0.74501 | 8.3249 | 7.9161 | 5.1 | 5.2961 | -1.3679 | -1.7413 | -0.50181 | -0.98724 | -0.75438 | -0.67806 | 64.5812 | 62.8932 | 62.1987 | 60.6045 | 59.4443 | 58.7504 | 58.189 | 59.4997 | 62.2222 | 67.1536 | 72.7173 | 76.781 | 78.8238 | 80.4859 | 81.2991 | 80.8217 | 79.2905 | 77.1608 | 75.1707 | 72.6927 | 70.8743 | 69.3276 | 67.4973 | 66.3791 | 2.9458 | 3.3688 | 3.1822 | 3.7336 | 3.9958 | 3.0406 | 3.3249 | 3.4558 | 4.2938 | 5.1522 | 5.3789 | 4.8988 | 4.1915 | 4.3462 | 4.3583 | 4.3205 | 4.2888 | 4.5682 | 4.2722 | 3.4963 | 4.0743 | 3.5711 | 3.5492 | 3.3084
Program Specific1-in-10Size: Over 200kWSouth of Lugo2015December Monthly Peak | Program Specific | 1-in-10 | Size: Over 200kW | South of Lugo | 2015 | December Monthly Peak | 12 | 101.5141 | 98.7227 | 96.1132 | 97.0897 | 102.485 | 115.8051 | 140.5092 | 157.8271 | 170.2668 | 177.0924 | 178.3461 | 176.3872 | 172.1516 | 169.483 | 165.4414 | 157.6971 | 154.739 | 154.8096 | 147.7186 | 143.9855 | 136.5001 | 128.9463 | 113.2929 | 106.9333 | -2.0343 | -1.7542 | -1.9665 | -2.1422 | -2.5605 | -1.869 | -2.3895 | -2.3672 | -4.6262 | -3.5334 | -2.6521 | -1.7943 | -2.6051 | 0.6521 | 6.7636 | 6.4242 | 4.1157 | 4.5227 | -1.3519 | -1.5682 | -0.27541 | -0.75049 | -0.50346 | -0.42878 | 47.0274 | 46.4327 | 45.5575 | 44.8471 | 44.2937 | 43.0162 | 43.9875 | 44.6732 | 45.9721 | 47.6746 | 49.9565 | 51.777 | 53.0477 | 52.5862 | 52.4708 | 52.2052 | 51.9058 | 50.7355 | 49.4243 | 48.6421 | 47.6142 | 47.0454 | 46.3489 | 45.9611 | 2.8936 | 3.3561 | 3.1842 | 3.698 | 3.9534 | 2.9401 | 3.2956 | 3.4123 | 4.1201 | 4.7641 | 4.7644 | 4.2093 | 3.5274 | 3.5758 | 3.5632 | 3.5355 | 3.6264 | 3.9846 | 3.823 | 3.2209 | 3.8003 | 3.3985 | 3.3722 | 3.1894
Program Specific1-in-10Size: Over 200kWSouth of Lugo2015Typical Event Day | Program Specific | 1-in-10 | Size: Over 200kW | South of Lugo | 2015 | Typical Event Day | 8 | 123.4805 | 120.2856 | 116.374 | 116.8107 | 125.246 | 144.897 | 173.6694 | 197.0709 | 213.5394 | 228.989 | 242.2929 | 244.9088 | 240.272 | 241.5617 | 238.3936 | 229.6617 | 217.9994 | 205.6714 | 188.6007 | 181.8485 | 174.735 | 162.0021 | 144.4925 | 134.4482 | -3.2594 | -3.8498 | -3.4115 | -3.0811 | -3.0674 | -2.5788 | -3.6095 | -3.0371 | -3.5284 | -4.292 | -4.0884 | -2.9945 | -2.9419 | 0.38865 | 8.7826 | 8.5702 | 6.9752 | 6.0751 | -0.28871 | -2.0247 | -2.0967 | -2.5354 | -2.5293 | -2.5195 | 70.1192 | 69.4054 | 69.021 | 68.7244 | 67.9681 | 67.5376 | 67.4069 | 68.0547 | 70.639 | 74.6802 | 78.7843 | 82.5367 | 85.0649 | 86.9207 | 87.9306 | 88.3369 | 89.2128 | 88.508 | 87.4419 | 84.9093 | 80.737 | 76.8279 | 74.2718 | 72.6019 | 3.2516 | 3.7775 | 3.5616 | 4.1101 | 4.4633 | 3.3984 | 3.7629 | 3.9361 | 4.7735 | 5.6908 | 5.9794 | 5.3992 | 4.5481 | 4.7081 | 4.7432 | 4.7566 | 4.7196 | 4.8903 | 4.5091 | 3.7579 | 4.4941 | 3.9444 | 3.9731 | 3.7045
Program Specific1-in-10Size: Over 200kWSouth of Lugo2016January Monthly Peak | Program Specific | 1-in-10 | Size: Over 200kW | South of Lugo | 2016 | January Monthly Peak | 1 | 104.089 | 101.1859 | 98.3868 | 98.8099 | 104.9884 | 119.7828 | 148.1011 | 167.1092 | 179.756 | 187.671 | 189.5133 | 188.3906 | 185.1916 | 184.6314 | 179.9442 | 170.6093 | 165.6817 | 165.822 | 158.2655 | 154.7185 | 146.3676 | 135.6723 | 118.8387 | 111.5674 | -2.0859 | -1.798 | -2.013 | -2.1802 | -2.6231 | -1.9332 | -2.5186 | -2.5064 | -4.884 | -3.7445 | -2.8182 | -1.9164 | -2.8024 | 0.71038 | 7.3566 | 6.9502 | 4.4068 | 4.8444 | -1.4484 | -1.6851 | -0.29532 | -0.78963 | -0.5281 | -0.44736 | 45.7488 | 45.941 | 45.2505 | 44.5678 | 44.4311 | 44.1857 | 43.1399 | 42.8849 | 43.8257 | 46.5944 | 48.6018 | 50.5925 | 52.6577 | 53.7223 | 54.6387 | 54.8489 | 54.4753 | 53.558 | 51.9752 | 51.0266 | 50.0487 | 49.76 | 49.5919 | 48.5491 | 2.967 | 3.4398 | 3.2595 | 3.7635 | 4.05 | 3.0411 | 3.4736 | 3.613 | 4.3498 | 5.0486 | 5.0627 | 4.4958 | 3.7946 | 3.8954 | 3.8756 | 3.825 | 3.8828 | 4.268 | 4.0959 | 3.461 | 4.075 | 3.5758 | 3.5372 | 3.3276
Program Specific1-in-10Size: Over 200kWSouth of Lugo2016February Monthly Peak | Program Specific | 1-in-10 | Size: Over 200kW | South of Lugo | 2016 | February Monthly Peak | 2 | 102.4734 | 99.7096 | 97.0027 | 97.6657 | 103.3794 | 118.1922 | 143.5168 | 159.7154 | 171.4028 | 181.1512 | 185.6637 | 187.2295 | 185.6438 | 186.4433 | 182.2 | 172.9836 | 166.2858 | 165.2882 | 157.2348 | 151.8491 | 143.6058 | 133.2336 | 118.0338 | 110.6596 | -2.0535 | -1.7717 | -1.9847 | -2.155 | -2.5829 | -1.9075 | -2.4406 | -2.3955 | -4.6571 | -3.6144 | -2.7609 | -1.9046 | -2.8092 | 0.71735 | 7.4488 | 7.0469 | 4.4228 | 4.8288 | -1.439 | -1.6538 | -0.28975 | -0.77544 | -0.52453 | -0.44372 | 51.6447 | 50.9723 | 50.206 | 49.1421 | 48.4768 | 48.1987 | 47.3366 | 47.1926 | 48.6879 | 52.3788 | 56.2608 | 60.0484 | 61.9134 | 63.2386 | 63.9472 | 64.0557 | 63.1468 | 62.1217 | 60.054 | 58.0606 | 56.6088 | 55.3829 | 54.4129 | 53.0133 | 2.921 | 3.3896 | 3.2137 | 3.72 | 3.9879 | 3.0007 | 3.3661 | 3.4532 | 4.1476 | 4.8733 | 4.9598 | 4.4681 | 3.8039 | 3.9336 | 3.9242 | 3.8782 | 3.897 | 4.2543 | 4.0693 | 3.3968 | 3.9981 | 3.5115 | 3.5133 | 3.3005
Program Specific1-in-10Size: Over 200kWSouth of Lugo2016March Monthly Peak | Program Specific | 1-in-10 | Size: Over 200kW | South of Lugo | 2016 | March Monthly Peak | 3 | 110.4807 | 107.2794 | 102.4405 | 103.0434 | 108.7537 | 124.6109 | 148.6386 | 168.7938 | 185.0921 | 198.134 | 206.7486 | 210.8259 | 209.722 | 212.2732 | 210.2354 | 202.2592 | 193.0192 | 182.2746 | 167.4838 | 164.9223 | 157.3819 | 146.4653 | 129.8567 | 119.5727 | -2.214 | -1.9062 | -2.0959 | -2.2736 | -2.7171 | -2.0111 | -2.5277 | -2.5317 | -5.029 | -3.9533 | -3.0744 | -2.1446 | -3.1736 | 0.81674 | 8.5949 | 8.2396 | 5.1339 | 5.3251 | -1.5328 | -1.7962 | -0.31755 | -0.85245 | -0.57707 | -0.47946 | 61.1564 | 59.5159 | 58.8411 | 58.6455 | 57.7531 | 55.8626 | 55.3251 | 56.0158 | 59.1539 | 64.0511 | 69.2004 | 73.8712 | 77.1629 | 78.5074 | 78.7667 | 79.1337 | 78.132 | 76.6862 | 75.0275 | 72.4745 | 69.6987 | 66.5006 | 63.5747 | 61.4744 | 3.1492 | 3.647 | 3.3938 | 3.9248 | 4.1952 | 3.1637 | 3.4862 | 3.6494 | 4.4789 | 5.3301 | 5.5231 | 5.0312 | 4.2972 | 4.4786 | 4.528 | 4.5346 | 4.5235 | 4.6915 | 4.3345 | 3.6892 | 4.3817 | 3.8603 | 3.8652 | 3.5664
Program Specific1-in-10Size: Over 200kWSouth of Lugo2016April Monthly Peak | Program Specific | 1-in-10 | Size: Over 200kW | South of Lugo | 2016 | April Monthly Peak | 4 | 113.3655 | 109.6913 | 104.6006 | 105.2315 | 111.0073 | 127.7652 | 153.7375 | 177.1309 | 197.3513 | 213.4013 | 224.4007 | 229.3096 | 228.9503 | 231.84 | 229.5303 | 220.7159 | 209.6946 | 196.9602 | 179.0294 | 174.8081 | 165.2496 | 152.8602 | 134.7169 | 123.7722 | -2.8436 | -3.1883 | -2.8751 | -2.682 | -2.73 | -2.2301 | -3.0753 | -2.7147 | -3.6948 | -4.0531 | -3.6937 | -2.7065 | -2.9398 | 0.48018 | 8.6476 | 8.3923 | 6.4757 | 5.8046 | -0.55579 | -1.9375 | -1.6423 | -2.082 | -1.9949 | -1.9429 | 70.8429 | 69.745 | 68.1534 | 66.5131 | 65.11 | 64.2412 | 63.7809 | 63.8764 | 66.561 | 72.1406 | 77.2151 | 82.3949 | 85.7239 | 87.2719 | 86.3088 | 86.0992 | 86.1572 | 86.0162 | 84.5797 | 80.4234 | 75.5045 | 71.171 | 68.7752 | 67.5608 | 2.9918 | 3.4524 | 3.2084 | 3.7109 | 3.9646 | 3.0032 | 3.3384 | 3.5457 | 4.4214 | 5.3151 | 5.5501 | 5.0664 | 4.3433 | 4.5286 | 4.5769 | 4.5814 | 4.5498 | 4.6935 | 4.2897 | 3.6203 | 4.2595 | 3.73 | 3.7125 | 3.4178
Program Specific1-in-10Size: Over 200kWSouth of Lugo2016May Monthly Peak | Program Specific | 1-in-10 | Size: Over 200kW | South of Lugo | 2016 | May Monthly Peak | 5 | 119.1499 | 116.113 | 110.6459 | 111.1798 | 117.8014 | 134.9063 | 160.2657 | 187.978 | 210.3524 | 228.1215 | 239.0309 | 241.7786 | 238.688 | 240.1412 | 237.2836 | 227.3949 | 215.1469 | 201.1202 | 183.6545 | 175.8697 | 169.4324 | 156.9117 | 140.2974 | 129.9393 | -2.9239 | -3.2334 | -2.9574 | -2.7925 | -2.9021 | -2.3356 | -3.1541 | -2.8743 | -4.13 | -4.3563 | -3.8935 | -2.8111 | -3.1239 | 0.5434 | 9.0218 | 8.7128 | 6.5446 | 5.9217 | -0.68998 | -1.9457 | -1.5391 | -2.0052 | -1.9206 | -1.8759 | 67.7882 | 66.9575 | 65.271 | 64.3372 | 63.8348 | 63.1435 | 63.3748 | 63.5511 | 66.8552 | 72.798 | 77.9556 | 81.8068 | 83.8998 | 84.9876 | 86.8129 | 87.9514 | 88.2854 | 87.3448 | 85.9625 | 83.3692 | 80.0825 | 76.0832 | 73.0081 | 70.9398 | 3.1547 | 3.6664 | 3.4049 | 3.9334 | 4.221 | 3.1814 | 3.4915 | 3.7751 | 4.728 | 5.7002 | 5.9312 | 5.3594 | 4.5428 | 4.7061 | 4.747 | 4.7354 | 4.6833 | 4.8083 | 4.4149 | 3.6542 | 4.3816 | 3.8414 | 3.8789 | 3.5998
Program Specific1-in-10Size: Over 200kWSouth of Lugo2016June Monthly Peak | Program Specific | 1-in-10 | Size: Over 200kW | South of Lugo | 2016 | June Monthly Peak | 6 | 124.8409 | 120.743 | 115.7881 | 115.6929 | 123.6548 | 141.9083 | 165.8134 | 190.7051 | 209.8637 | 224.5807 | 233.8553 | 235.8751 | 230.7443 | 232.0433 | 230.1563 | 221.8477 | 211.413 | 199.5172 | 183.2451 | 176.2916 | 171.4574 | 160.1201 | 145.0737 | 134.6069 | -2.9344 | -3.0827 | -2.928 | -2.8247 | -3.0562 | -2.4186 | -3.1613 | -2.9032 | -4.4838 | -4.3329 | -3.733 | -2.6637 | -3.1283 | 0.60958 | 8.9022 | 8.6237 | 6.2454 | 5.864 | -0.9156 | -1.9434 | -1.2791 | -1.7901 | -1.6778 | -1.6208 | 65.9083 | 65.3344 | 64.844 | 64.4226 | 62.9418 | 62.1611 | 62.3545 | 64.1404 | 67.1085 | 71.5232 | 76.4928 | 80.4917 | 82.3776 | 82.7949 | 83.7803 | 83.9588 | 85.179 | 84.7778 | 84.6465 | 83.0494 | 78.7375 | 74.6485 | 71.7695 | 69.9502 | 3.3382 | 3.8504 | 3.5984 | 4.1337 | 4.4746 | 3.3797 | 3.6482 | 3.8678 | 4.7638 | 5.6674 | 5.8603 | 5.2803 | 4.4351 | 4.5924 | 4.65 | 4.6657 | 4.6477 | 4.8172 | 4.4487 | 3.6993 | 4.4779 | 3.9588 | 4.0507 | 3.7661
Program Specific1-in-10Size: Over 200kWSouth of Lugo2016July Monthly Peak | Program Specific | 1-in-10 | Size: Over 200kW | South of Lugo | 2016 | July Monthly Peak | 7 | 126.8823 | 123.0547 | 118.7906 | 118.9795 | 127.8161 | 146.6074 | 173.3159 | 197.9834 | 214.6781 | 227.5398 | 238.6281 | 239.9511 | 234.6906 | 234.7673 | 232.2927 | 226.3204 | 215.8937 | 203.7249 | 187.0197 | 179.3757 | 175.1862 | 163.2718 | 147.1711 | 136.8268 | -3.2245 | -3.6675 | -3.3196 | -3.059 | -3.1401 | -2.5716 | -3.5009 | -3.0385 | -3.9007 | -4.3074 | -3.9526 | -2.8576 | -2.9784 | 0.45899 | 8.703 | 8.5652 | 6.7276 | 6.0074 | -0.50669 | -1.9904 | -1.8317 | -2.3071 | -2.2789 | -2.2524 | 69.5213 | 68.8485 | 68.5786 | 68.3665 | 68.0278 | 67.7366 | 67.3339 | 67.5092 | 70.3677 | 74.4183 | 78.0947 | 79.7501 | 80.6587 | 82.4912 | 84.6199 | 85.6182 | 87.7802 | 86.553 | 84.3736 | 81.7963 | 78.5098 | 75.8436 | 74.0186 | 72.6488 | 3.3441 | 3.8679 | 3.6388 | 4.1902 | 4.5589 | 3.4416 | 3.7586 | 3.9579 | 4.8032 | 5.6598 | 5.8942 | 5.2946 | 4.4464 | 4.5798 | 4.6259 | 4.6916 | 4.6782 | 4.8484 | 4.4753 | 3.7101 | 4.5097 | 3.9789 | 4.0504 | 3.7734
Program Specific1-in-10Size: Over 200kWSouth of Lugo2016August Monthly Peak | Program Specific | 1-in-10 | Size: Over 200kW | South of Lugo | 2016 | August Monthly Peak | 8 | 123.7961 | 120.5532 | 116.6155 | 117.0477 | 125.5027 | 145.237 | 174.2781 | 198.063 | 214.9244 | 230.5997 | 244.0468 | 246.661 | 242.0461 | 243.3273 | 240.1209 | 231.3076 | 219.5317 | 207.0521 | 189.7042 | 182.8517 | 175.5475 | 162.6682 | 144.9679 | 134.8652 | -3.3207 | -3.974 | -3.4881 | -3.1214 | -3.0695 | -2.601 | -3.6665 | -3.0579 | -3.3971 | -4.3034 | -4.1509 | -3.0501 | -2.9165 | 0.35479 | 8.7808 | 8.5783 | 7.1041 | 6.1204 | -0.19299 | -2.0388 | -2.2246 | -2.6536 | -2.6652 | -2.6611 | 70.6814 | 70.2455 | 70.0524 | 69.7398 | 69.3437 | 69.2015 | 69.1054 | 69.3441 | 71.5922 | 75.2716 | 78.6531 | 82.3472 | 85.2047 | 86.9986 | 87.3372 | 88.2228 | 88.8591 | 89.023 | 88.2944 | 84.7838 | 79.4028 | 75.8696 | 73.6358 | 72.1636 | 3.2633 | 3.7898 | 3.5727 | 4.1227 | 4.477 | 3.4099 | 3.78 | 3.96 | 4.8094 | 5.7367 | 6.0289 | 5.4434 | 4.5864 | 4.7474 | 4.7825 | 4.7956 | 4.7577 | 4.9282 | 4.5401 | 3.7825 | 4.5196 | 3.9647 | 3.9903 | 3.7198
Program Specific1-in-10Size: Over 200kWSouth of Lugo2016September Monthly Peak | Program Specific | 1-in-10 | Size: Over 200kW | South of Lugo | 2016 | September Monthly Peak | 9 | 127.3249 | 124.2055 | 119.3521 | 119.8657 | 129.2991 | 151.2441 | 186.2801 | 215.0108 | 239.4188 | 259.0398 | 272.6837 | 274.1827 | 269.0798 | 270.1556 | 264.4115 | 251.8975 | 238.3687 | 222.2648 | 202.3661 | 196.9285 | 184.746 | 169.3175 | 149.9139 | 139.0118 | -3.7996 | -4.9337 | -4.0716 | -3.4418 | -3.1321 | -2.8277 | -4.2531 | -3.3617 | -2.5744 | -4.6855 | -4.8973 | -3.6578 | -2.8733 | 0.10685 | 9.1619 | 8.9328 | 8.3244 | 6.6042 | 0.52614 | -2.2185 | -3.2164 | -3.5521 | -3.6855 | -3.7148 | 74.3657 | 73.1934 | 72.6089 | 72.3687 | 71.5589 | 71.0513 | 70.8339 | 71.2253 | 73.4875 | 77.5077 | 81.8968 | 87.5579 | 92.0186 | 95.3982 | 95.9851 | 95.5477 | 95.0328 | 93.6783 | 92.4532 | 90.0079 | 86.2978 | 80.9499 | 77.6633 | 75.6451 | 3.4606 | 4.026 | 3.7702 | 4.3533 | 4.7559 | 3.6613 | 4.1659 | 4.4325 | 5.5241 | 6.6446 | 6.9458 | 6.2389 | 5.2571 | 5.4348 | 5.43 | 5.3849 | 5.3265 | 5.4548 | 4.9937 | 4.2003 | 4.9044 | 4.2551 | 4.2547 | 3.9534
Program Specific1-in-10Size: Over 200kWSouth of Lugo2016October Monthly Peak | Program Specific | 1-in-10 | Size: Over 200kW | South of Lugo | 2016 | October Monthly Peak | 10 | 106.6228 | 103.0722 | 99.9616 | 100.8822 | 106.3263 | 122.8786 | 149.3821 | 169.3922 | 187.7723 | 204.8364 | 216.1826 | 221.6244 | 222.8345 | 225.4375 | 221.0507 | 210.3307 | 198.719 | 192.9458 | 178.4596 | 168.3345 | 156.3197 | 143.4027 | 126.6533 | 117.9268 | -2.8078 | -3.2845 | -2.9217 | -2.6567 | -2.6046 | -2.1849 | -3.0992 | -2.6099 | -3.1222 | -3.8417 | -3.6436 | -2.7053 | -2.7347 | 0.36764 | 8.1524 | 7.8558 | 6.3478 | 5.6986 | -0.28648 | -1.8738 | -1.8605 | -2.2305 | -2.2009 | -2.1929 | 71.9074 | 71.425 | 70.594 | 69.7565 | 68.6117 | 68.3773 | 68.5444 | 68.7712 | 69.7501 | 72.4225 | 76.5918 | 81.6183 | 85.0766 | 86.6276 | 87.1309 | 87.3398 | 86.3682 | 83.5967 | 80.0738 | 77.6091 | 75.5027 | 74.0791 | 72.8373 | 71.8279 | 2.8075 | 3.2367 | 3.0591 | 3.5494 | 3.7888 | 2.8818 | 3.2364 | 3.383 | 4.1972 | 5.0901 | 5.3346 | 4.8855 | 4.2177 | 4.3935 | 4.3978 | 4.3559 | 4.3018 | 4.5874 | 4.2663 | 3.4783 | 4.0201 | 3.4913 | 3.4823 | 3.249
Program Specific1-in-10Size: Over 200kWSouth of Lugo2016November Monthly Peak | Program Specific | 1-in-10 | Size: Over 200kW | South of Lugo | 2016 | November Monthly Peak | 11 | 105.3963 | 101.0665 | 97.9609 | 99.9727 | 105.6423 | 122.1431 | 144.5788 | 163.0131 | 180.9684 | 195.3258 | 205.3545 | 209.3574 | 208.6252 | 210.0956 | 206.3784 | 196.5412 | 186.6432 | 181.0132 | 168.3576 | 159.4051 | 149.2495 | 138.1873 | 121.6127 | 113.1273 | -2.2023 | -1.9897 | -2.1211 | -2.2639 | -2.6324 | -1.9985 | -2.5322 | -2.454 | -4.6574 | -3.8654 | -3.1091 | -2.1876 | -3.0758 | 0.74501 | 8.3249 | 7.9161 | 5.1 | 5.2961 | -1.3679 | -1.7413 | -0.50181 | -0.98724 | -0.75438 | -0.67806 | 64.5812 | 62.8931 | 62.1987 | 60.6045 | 59.4443 | 58.7504 | 58.189 | 59.4997 | 62.2222 | 67.1536 | 72.7173 | 76.781 | 78.8238 | 80.4859 | 81.2991 | 80.8217 | 79.2905 | 77.1608 | 75.1707 | 72.6927 | 70.8743 | 69.3276 | 67.4973 | 66.3791 | 2.9458 | 3.3688 | 3.1822 | 3.7336 | 3.9958 | 3.0406 | 3.3249 | 3.4558 | 4.2938 | 5.1522 | 5.3789 | 4.8988 | 4.1915 | 4.3462 | 4.3583 | 4.3205 | 4.2888 | 4.5682 | 4.2722 | 3.4963 | 4.0743 | 3.5711 | 3.5492 | 3.3084
Program Specific1-in-10Size: Over 200kWSouth of Lugo2016December Monthly Peak | Program Specific | 1-in-10 | Size: Over 200kW | South of Lugo | 2016 | December Monthly Peak | 12 | 101.5141 | 98.7227 | 96.1132 | 97.0897 | 102.485 | 115.8051 | 140.5092 | 157.8271 | 170.2668 | 177.0924 | 178.3461 | 176.3872 | 172.1516 | 169.483 | 165.4414 | 157.6971 | 154.739 | 154.8096 | 147.7186 | 143.9855 | 136.5001 | 128.9463 | 113.2929 | 106.9333 | -2.0343 | -1.7542 | -1.9665 | -2.1422 | -2.5605 | -1.869 | -2.3895 | -2.3672 | -4.6262 | -3.5334 | -2.6521 | -1.7943 | -2.6051 | 0.6521 | 6.7636 | 6.4242 | 4.1157 | 4.5227 | -1.3519 | -1.5682 | -0.27541 | -0.75049 | -0.50346 | -0.42878 | 47.0274 | 46.4327 | 45.5575 | 44.8471 | 44.2937 | 43.0162 | 43.9875 | 44.6732 | 45.9721 | 47.6746 | 49.9565 | 51.777 | 53.0477 | 52.5862 | 52.4708 | 52.2052 | 51.9058 | 50.7355 | 49.4243 | 48.6421 | 47.6142 | 47.0454 | 46.3489 | 45.9611 | 2.8936 | 3.3561 | 3.1842 | 3.698 | 3.9534 | 2.9401 | 3.2956 | 3.4123 | 4.1201 | 4.7641 | 4.7644 | 4.2093 | 3.5274 | 3.5758 | 3.5632 | 3.5355 | 3.6264 | 3.9846 | 3.823 | 3.2209 | 3.8003 | 3.3985 | 3.3722 | 3.1894
Program Specific1-in-10Size: Over 200kWSouth of Lugo2016Typical Event Day | Program Specific | 1-in-10 | Size: Over 200kW | South of Lugo | 2016 | Typical Event Day | 8 | 123.4805 | 120.2856 | 116.374 | 116.8107 | 125.2459 | 144.8971 | 173.6694 | 197.0709 | 213.5394 | 228.989 | 242.2929 | 244.9088 | 240.272 | 241.5617 | 238.3936 | 229.6617 | 217.9994 | 205.6714 | 188.6007 | 181.8485 | 174.735 | 162.0021 | 144.4925 | 134.4482 | -3.2594 | -3.8498 | -3.4115 | -3.0811 | -3.0674 | -2.5788 | -3.6095 | -3.0371 | -3.5284 | -4.292 | -4.0884 | -2.9945 | -2.9419 | 0.38865 | 8.7826 | 8.5702 | 6.9752 | 6.0751 | -0.28871 | -2.0247 | -2.0967 | -2.5354 | -2.5293 | -2.5195 | 70.1192 | 69.4054 | 69.021 | 68.7244 | 67.9681 | 67.5376 | 67.4069 | 68.0547 | 70.639 | 74.6802 | 78.7843 | 82.5367 | 85.0649 | 86.9207 | 87.9306 | 88.3369 | 89.2128 | 88.508 | 87.4419 | 84.9093 | 80.737 | 76.8279 | 74.2718 | 72.6019 | 3.2516 | 3.7775 | 3.5616 | 4.1101 | 4.4633 | 3.3984 | 3.7629 | 3.9361 | 4.7735 | 5.6908 | 5.9794 | 5.3992 | 4.5481 | 4.7081 | 4.7432 | 4.7566 | 4.7196 | 4.8903 | 4.5091 | 3.7579 | 4.4941 | 3.9444 | 3.9731 | 3.7045
Program Specific1-in-10Size: Over 200kWSouth of Lugo2017January Monthly Peak | Program Specific | 1-in-10 | Size: Over 200kW | South of Lugo | 2017 | January Monthly Peak | 1 | 104.089 | 101.1859 | 98.3868 | 98.8099 | 104.9884 | 119.7828 | 148.1011 | 167.1092 | 179.756 | 187.671 | 189.5133 | 188.3906 | 185.1916 | 184.6314 | 179.9442 | 170.6093 | 165.6818 | 165.822 | 158.2655 | 154.7185 | 146.3676 | 135.6723 | 118.8387 | 111.5674 | -2.0859 | -1.798 | -2.013 | -2.1802 | -2.6231 | -1.9332 | -2.5186 | -2.5064 | -4.884 | -3.7445 | -2.8182 | -1.9164 | -2.8024 | 0.71038 | 7.3566 | 6.9502 | 4.4068 | 4.8444 | -1.4484 | -1.6851 | -0.29532 | -0.78963 | -0.5281 | -0.44736 | 45.7488 | 45.941 | 45.2506 | 44.5678 | 44.4311 | 44.1857 | 43.1399 | 42.8849 | 43.8257 | 46.5944 | 48.6018 | 50.5925 | 52.6577 | 53.7223 | 54.6387 | 54.8489 | 54.4753 | 53.558 | 51.9752 | 51.0266 | 50.0487 | 49.76 | 49.5919 | 48.5491 | 2.967 | 3.4398 | 3.2595 | 3.7635 | 4.05 | 3.0411 | 3.4736 | 3.613 | 4.3498 | 5.0486 | 5.0627 | 4.4958 | 3.7946 | 3.8954 | 3.8756 | 3.825 | 3.8828 | 4.268 | 4.0959 | 3.461 | 4.075 | 3.5758 | 3.5372 | 3.3276
Program Specific1-in-10Size: Over 200kWSouth of Lugo2017February Monthly Peak | Program Specific | 1-in-10 | Size: Over 200kW | South of Lugo | 2017 | February Monthly Peak | 2 | 102.4734 | 99.7096 | 97.0027 | 97.6657 | 103.3794 | 118.1922 | 143.5168 | 159.7154 | 171.4028 | 181.1512 | 185.6637 | 187.2295 | 185.6438 | 186.4433 | 182.2 | 172.9836 | 166.2858 | 165.2882 | 157.2348 | 151.8491 | 143.6058 | 133.2336 | 118.0338 | 110.6596 | -2.0535 | -1.7717 | -1.9847 | -2.155 | -2.5829 | -1.9075 | -2.4406 | -2.3955 | -4.6571 | -3.6144 | -2.7609 | -1.9046 | -2.8092 | 0.71735 | 7.4488 | 7.0469 | 4.4228 | 4.8288 | -1.439 | -1.6538 | -0.28975 | -0.77544 | -0.52453 | -0.44372 | 51.6447 | 50.9723 | 50.206 | 49.1421 | 48.4768 | 48.1987 | 47.3366 | 47.1926 | 48.6879 | 52.3788 | 56.2608 | 60.0484 | 61.9134 | 63.2386 | 63.9472 | 64.0557 | 63.1468 | 62.1217 | 60.054 | 58.0606 | 56.6088 | 55.3829 | 54.4129 | 53.0133 | 2.921 | 3.3896 | 3.2137 | 3.72 | 3.9879 | 3.0007 | 3.3661 | 3.4532 | 4.1476 | 4.8733 | 4.9598 | 4.4681 | 3.8039 | 3.9336 | 3.9242 | 3.8782 | 3.897 | 4.2543 | 4.0693 | 3.3968 | 3.9981 | 3.5115 | 3.5133 | 3.3005
Program Specific1-in-10Size: Over 200kWSouth of Lugo2017March Monthly Peak | Program Specific | 1-in-10 | Size: Over 200kW | South of Lugo | 2017 | March Monthly Peak | 3 | 110.4807 | 107.2794 | 102.4405 | 103.0433 | 108.7537 | 124.6109 | 148.6386 | 168.7938 | 185.0921 | 198.134 | 206.7486 | 210.8259 | 209.7221 | 212.2732 | 210.2354 | 202.2592 | 193.0192 | 182.2746 | 167.4838 | 164.9223 | 157.3819 | 146.4653 | 129.8567 | 119.5727 | -2.214 | -1.9062 | -2.0959 | -2.2736 | -2.7171 | -2.0111 | -2.5277 | -2.5317 | -5.029 | -3.9533 | -3.0744 | -2.1446 | -3.1736 | 0.81674 | 8.5949 | 8.2396 | 5.1339 | 5.3251 | -1.5328 | -1.7962 | -0.31755 | -0.85245 | -0.57707 | -0.47946 | 61.1564 | 59.5159 | 58.8411 | 58.6455 | 57.753 | 55.8626 | 55.3251 | 56.0158 | 59.1539 | 64.0511 | 69.2004 | 73.8712 | 77.1629 | 78.5074 | 78.7667 | 79.1337 | 78.132 | 76.6862 | 75.0275 | 72.4745 | 69.6987 | 66.5005 | 63.5747 | 61.4743 | 3.1492 | 3.647 | 3.3938 | 3.9248 | 4.1952 | 3.1637 | 3.4862 | 3.6494 | 4.4789 | 5.3301 | 5.5231 | 5.0312 | 4.2972 | 4.4786 | 4.528 | 4.5346 | 4.5235 | 4.6915 | 4.3345 | 3.6892 | 4.3817 | 3.8603 | 3.8652 | 3.5664
Program Specific1-in-10Size: Over 200kWSouth of Lugo2017April Monthly Peak | Program Specific | 1-in-10 | Size: Over 200kW | South of Lugo | 2017 | April Monthly Peak | 4 | 113.3655 | 109.6913 | 104.6006 | 105.2315 | 111.0073 | 127.7652 | 153.7375 | 177.1309 | 197.3513 | 213.4013 | 224.4007 | 229.3096 | 228.9503 | 231.84 | 229.5303 | 220.7159 | 209.6946 | 196.9602 | 179.0294 | 174.8081 | 165.2496 | 152.8602 | 134.7169 | 123.7722 | -2.8436 | -3.1883 | -2.8751 | -2.682 | -2.73 | -2.2301 | -3.0753 | -2.7147 | -3.6948 | -4.0531 | -3.6937 | -2.7065 | -2.9398 | 0.48018 | 8.6476 | 8.3923 | 6.4757 | 5.8046 | -0.55579 | -1.9375 | -1.6423 | -2.082 | -1.9949 | -1.9429 | 70.8429 | 69.745 | 68.1534 | 66.5131 | 65.11 | 64.2412 | 63.7809 | 63.8764 | 66.561 | 72.1406 | 77.2151 | 82.3949 | 85.7239 | 87.2719 | 86.3088 | 86.0992 | 86.1572 | 86.0162 | 84.5797 | 80.4234 | 75.5045 | 71.171 | 68.7752 | 67.5608 | 2.9918 | 3.4524 | 3.2084 | 3.7109 | 3.9646 | 3.0032 | 3.3384 | 3.5457 | 4.4214 | 5.3151 | 5.5501 | 5.0664 | 4.3433 | 4.5286 | 4.5769 | 4.5814 | 4.5498 | 4.6935 | 4.2897 | 3.6203 | 4.2595 | 3.73 | 3.7125 | 3.4178
Program Specific1-in-10Size: Over 200kWSouth of Lugo2017May Monthly Peak | Program Specific | 1-in-10 | Size: Over 200kW | South of Lugo | 2017 | May Monthly Peak | 5 | 119.1499 | 116.113 | 110.6459 | 111.1798 | 117.8014 | 134.9063 | 160.2657 | 187.978 | 210.3524 | 228.1215 | 239.0309 | 241.7786 | 238.688 | 240.1412 | 237.2835 | 227.3949 | 215.1469 | 201.1202 | 183.6544 | 175.8697 | 169.4324 | 156.9117 | 140.2974 | 129.9393 | -2.9239 | -3.2334 | -2.9574 | -2.7925 | -2.9021 | -2.3356 | -3.1541 | -2.8743 | -4.13 | -4.3563 | -3.8935 | -2.8111 | -3.1239 | 0.5434 | 9.0218 | 8.7128 | 6.5446 | 5.9217 | -0.68998 | -1.9457 | -1.5391 | -2.0052 | -1.9206 | -1.8759 | 67.7882 | 66.9575 | 65.271 | 64.3372 | 63.8348 | 63.1435 | 63.3748 | 63.5511 | 66.8552 | 72.798 | 77.9556 | 81.8068 | 83.8998 | 84.9876 | 86.8129 | 87.9514 | 88.2854 | 87.3448 | 85.9625 | 83.3692 | 80.0825 | 76.0832 | 73.0081 | 70.9398 | 3.1547 | 3.6664 | 3.4049 | 3.9334 | 4.221 | 3.1814 | 3.4915 | 3.7751 | 4.728 | 5.7002 | 5.9312 | 5.3594 | 4.5428 | 4.7061 | 4.747 | 4.7354 | 4.6833 | 4.8083 | 4.4149 | 3.6542 | 4.3816 | 3.8414 | 3.8789 | 3.5998
Program Specific1-in-10Size: Over 200kWSouth of Lugo2017June Monthly Peak | Program Specific | 1-in-10 | Size: Over 200kW | South of Lugo | 2017 | June Monthly Peak | 6 | 124.8409 | 120.743 | 115.7881 | 115.6928 | 123.6548 | 141.9083 | 165.8134 | 190.7051 | 209.8637 | 224.5807 | 233.8553 | 235.875 | 230.7443 | 232.0433 | 230.1563 | 221.8477 | 211.413 | 199.5171 | 183.2451 | 176.2916 | 171.4574 | 160.1201 | 145.0737 | 134.607 | -2.9344 | -3.0827 | -2.928 | -2.8247 | -3.0562 | -2.4186 | -3.1613 | -2.9032 | -4.4838 | -4.3329 | -3.733 | -2.6637 | -3.1283 | 0.60958 | 8.9022 | 8.6237 | 6.2454 | 5.864 | -0.9156 | -1.9434 | -1.2791 | -1.7901 | -1.6778 | -1.6208 | 65.9083 | 65.3344 | 64.844 | 64.4226 | 62.9418 | 62.1611 | 62.3545 | 64.1404 | 67.1085 | 71.5232 | 76.4928 | 80.4917 | 82.3776 | 82.7949 | 83.7803 | 83.9588 | 85.179 | 84.7778 | 84.6465 | 83.0494 | 78.7375 | 74.6485 | 71.7695 | 69.9502 | 3.3382 | 3.8504 | 3.5984 | 4.1337 | 4.4746 | 3.3797 | 3.6482 | 3.8678 | 4.7638 | 5.6674 | 5.8603 | 5.2803 | 4.4351 | 4.5924 | 4.65 | 4.6657 | 4.6477 | 4.8172 | 4.4487 | 3.6993 | 4.4779 | 3.9588 | 4.0507 | 3.7661
Program Specific1-in-10Size: Over 200kWSouth of Lugo2017July Monthly Peak | Program Specific | 1-in-10 | Size: Over 200kW | South of Lugo | 2017 | July Monthly Peak | 7 | 126.8823 | 123.0547 | 118.7906 | 118.9795 | 127.8161 | 146.6074 | 173.3159 | 197.9834 | 214.6781 | 227.5398 | 238.6281 | 239.9511 | 234.6907 | 234.7673 | 232.2927 | 226.3204 | 215.8937 | 203.7249 | 187.0197 | 179.3757 | 175.1862 | 163.2718 | 147.1711 | 136.8268 | -3.2245 | -3.6675 | -3.3196 | -3.059 | -3.1401 | -2.5716 | -3.5009 | -3.0385 | -3.9007 | -4.3074 | -3.9526 | -2.8576 | -2.9784 | 0.45899 | 8.703 | 8.5652 | 6.7276 | 6.0074 | -0.50669 | -1.9904 | -1.8317 | -2.3071 | -2.2789 | -2.2524 | 69.5213 | 68.8485 | 68.5786 | 68.3665 | 68.0278 | 67.7366 | 67.3339 | 67.5092 | 70.3677 | 74.4183 | 78.0947 | 79.7501 | 80.6587 | 82.4912 | 84.6199 | 85.6182 | 87.7802 | 86.553 | 84.3736 | 81.7963 | 78.5098 | 75.8436 | 74.0186 | 72.6488 | 3.3441 | 3.8679 | 3.6388 | 4.1902 | 4.5589 | 3.4416 | 3.7586 | 3.9579 | 4.8032 | 5.6598 | 5.8942 | 5.2946 | 4.4464 | 4.5798 | 4.6259 | 4.6916 | 4.6782 | 4.8484 | 4.4753 | 3.7101 | 4.5097 | 3.9789 | 4.0504 | 3.7734
Program Specific1-in-10Size: Over 200kWSouth of Lugo2017August Monthly Peak | Program Specific | 1-in-10 | Size: Over 200kW | South of Lugo | 2017 | August Monthly Peak | 8 | 123.7961 | 120.5532 | 116.6155 | 117.0477 | 125.5027 | 145.237 | 174.2781 | 198.063 | 214.9244 | 230.5997 | 244.0468 | 246.661 | 242.046 | 243.3273 | 240.1209 | 231.3076 | 219.5317 | 207.0521 | 189.7042 | 182.8517 | 175.5475 | 162.6682 | 144.9679 | 134.8652 | -3.3207 | -3.974 | -3.4881 | -3.1214 | -3.0695 | -2.601 | -3.6665 | -3.0579 | -3.3971 | -4.3034 | -4.1509 | -3.0501 | -2.9165 | 0.35479 | 8.7808 | 8.5783 | 7.1041 | 6.1204 | -0.19299 | -2.0388 | -2.2246 | -2.6536 | -2.6652 | -2.6611 | 70.6814 | 70.2455 | 70.0524 | 69.7398 | 69.3437 | 69.2015 | 69.1054 | 69.3441 | 71.5922 | 75.2716 | 78.6531 | 82.3472 | 85.2047 | 86.9986 | 87.3372 | 88.2228 | 88.8591 | 89.023 | 88.2944 | 84.7838 | 79.4028 | 75.8696 | 73.6358 | 72.1636 | 3.2633 | 3.7898 | 3.5727 | 4.1227 | 4.477 | 3.4099 | 3.78 | 3.96 | 4.8094 | 5.7367 | 6.0289 | 5.4434 | 4.5864 | 4.7474 | 4.7825 | 4.7956 | 4.7577 | 4.9282 | 4.5401 | 3.7825 | 4.5196 | 3.9647 | 3.9903 | 3.7198
Program Specific1-in-10Size: Over 200kWSouth of Lugo2017September Monthly Peak | Program Specific | 1-in-10 | Size: Over 200kW | South of Lugo | 2017 | September Monthly Peak | 9 | 127.3249 | 124.2055 | 119.3521 | 119.8657 | 129.2991 | 151.2441 | 186.2801 | 215.0108 | 239.4188 | 259.0398 | 272.6837 | 274.1827 | 269.0798 | 270.1557 | 264.4116 | 251.8975 | 238.3687 | 222.2648 | 202.3661 | 196.9285 | 184.746 | 169.3175 | 149.9138 | 139.0118 | -3.7996 | -4.9337 | -4.0716 | -3.4418 | -3.1321 | -2.8277 | -4.2531 | -3.3617 | -2.5744 | -4.6855 | -4.8973 | -3.6578 | -2.8733 | 0.10685 | 9.1619 | 8.9328 | 8.3244 | 6.6042 | 0.52614 | -2.2185 | -3.2164 | -3.5521 | -3.6855 | -3.7148 | 74.3656 | 73.1934 | 72.6089 | 72.3687 | 71.5589 | 71.0513 | 70.8339 | 71.2253 | 73.4875 | 77.5077 | 81.8968 | 87.5579 | 92.0186 | 95.3982 | 95.9851 | 95.5477 | 95.0328 | 93.6783 | 92.4532 | 90.0079 | 86.2978 | 80.9499 | 77.6633 | 75.6451 | 3.4606 | 4.026 | 3.7702 | 4.3533 | 4.7559 | 3.6613 | 4.1659 | 4.4325 | 5.5241 | 6.6446 | 6.9458 | 6.2389 | 5.2571 | 5.4348 | 5.43 | 5.3849 | 5.3265 | 5.4548 | 4.9937 | 4.2003 | 4.9044 | 4.2551 | 4.2547 | 3.9534
Program Specific1-in-10Size: Over 200kWSouth of Lugo2017October Monthly Peak | Program Specific | 1-in-10 | Size: Over 200kW | South of Lugo | 2017 | October Monthly Peak | 10 | 106.6228 | 103.0722 | 99.9616 | 100.8822 | 106.3263 | 122.8786 | 149.3821 | 169.3922 | 187.7723 | 204.8364 | 216.1826 | 221.6244 | 222.8345 | 225.4375 | 221.0507 | 210.3307 | 198.719 | 192.9458 | 178.4596 | 168.3345 | 156.3197 | 143.4027 | 126.6533 | 117.9268 | -2.8078 | -3.2845 | -2.9217 | -2.6567 | -2.6046 | -2.1849 | -3.0992 | -2.6099 | -3.1222 | -3.8417 | -3.6436 | -2.7053 | -2.7347 | 0.36764 | 8.1524 | 7.8558 | 6.3478 | 5.6986 | -0.28648 | -1.8738 | -1.8605 | -2.2305 | -2.2009 | -2.1929 | 71.9074 | 71.425 | 70.594 | 69.7565 | 68.6117 | 68.3773 | 68.5444 | 68.7712 | 69.7501 | 72.4225 | 76.5918 | 81.6183 | 85.0766 | 86.6276 | 87.1309 | 87.3398 | 86.3682 | 83.5967 | 80.0738 | 77.6091 | 75.5027 | 74.0791 | 72.8373 | 71.8279 | 2.8075 | 3.2367 | 3.0591 | 3.5494 | 3.7888 | 2.8818 | 3.2364 | 3.383 | 4.1972 | 5.0901 | 5.3346 | 4.8855 | 4.2177 | 4.3935 | 4.3978 | 4.3559 | 4.3018 | 4.5874 | 4.2663 | 3.4783 | 4.0201 | 3.4913 | 3.4823 | 3.249
Program Specific1-in-10Size: Over 200kWSouth of Lugo2017November Monthly Peak | Program Specific | 1-in-10 | Size: Over 200kW | South of Lugo | 2017 | November Monthly Peak | 11 | 105.3963 | 101.0665 | 97.9609 | 99.9727 | 105.6423 | 122.1431 | 144.5788 | 163.0131 | 180.9684 | 195.3258 | 205.3545 | 209.3574 | 208.6252 | 210.0956 | 206.3784 | 196.5412 | 186.6432 | 181.0132 | 168.3576 | 159.4051 | 149.2495 | 138.1873 | 121.6127 | 113.1273 | -2.2023 | -1.9897 | -2.1211 | -2.2639 | -2.6324 | -1.9985 | -2.5322 | -2.454 | -4.6574 | -3.8654 | -3.1091 | -2.1876 | -3.0758 | 0.74501 | 8.3249 | 7.9161 | 5.1 | 5.2961 | -1.3679 | -1.7413 | -0.50181 | -0.98724 | -0.75438 | -0.67806 | 64.5812 | 62.8932 | 62.1987 | 60.6045 | 59.4443 | 58.7504 | 58.189 | 59.4997 | 62.2222 | 67.1536 | 72.7173 | 76.781 | 78.8238 | 80.4859 | 81.2991 | 80.8217 | 79.2905 | 77.1608 | 75.1707 | 72.6927 | 70.8743 | 69.3276 | 67.4973 | 66.3791 | 2.9458 | 3.3688 | 3.1822 | 3.7336 | 3.9958 | 3.0406 | 3.3249 | 3.4558 | 4.2938 | 5.1522 | 5.3789 | 4.8988 | 4.1915 | 4.3462 | 4.3583 | 4.3205 | 4.2888 | 4.5682 | 4.2722 | 3.4963 | 4.0743 | 3.5711 | 3.5492 | 3.3084
Program Specific1-in-10Size: Over 200kWSouth of Lugo2017December Monthly Peak | Program Specific | 1-in-10 | Size: Over 200kW | South of Lugo | 2017 | December Monthly Peak | 12 | 101.5141 | 98.7227 | 96.1132 | 97.0897 | 102.485 | 115.8051 | 140.5092 | 157.8271 | 170.2668 | 177.0925 | 178.3461 | 176.3872 | 172.1516 | 169.483 | 165.4414 | 157.6971 | 154.739 | 154.8096 | 147.7186 | 143.9855 | 136.5001 | 128.9463 | 113.2929 | 106.9333 | -2.0343 | -1.7542 | -1.9665 | -2.1422 | -2.5605 | -1.869 | -2.3895 | -2.3672 | -4.6262 | -3.5334 | -2.6521 | -1.7943 | -2.6051 | 0.6521 | 6.7636 | 6.4242 | 4.1157 | 4.5227 | -1.3519 | -1.5682 | -0.27541 | -0.75049 | -0.50346 | -0.42878 | 47.0274 | 46.4327 | 45.5575 | 44.8471 | 44.2937 | 43.0162 | 43.9875 | 44.6732 | 45.9721 | 47.6746 | 49.9565 | 51.777 | 53.0477 | 52.5862 | 52.4708 | 52.2052 | 51.9058 | 50.7355 | 49.4243 | 48.6421 | 47.6142 | 47.0454 | 46.3489 | 45.9611 | 2.8936 | 3.3561 | 3.1842 | 3.698 | 3.9534 | 2.9401 | 3.2956 | 3.4123 | 4.1201 | 4.7641 | 4.7644 | 4.2093 | 3.5274 | 3.5758 | 3.5632 | 3.5355 | 3.6264 | 3.9846 | 3.823 | 3.2209 | 3.8003 | 3.3985 | 3.3722 | 3.1894
Program Specific1-in-10Size: Over 200kWSouth of Lugo2017Typical Event Day | Program Specific | 1-in-10 | Size: Over 200kW | South of Lugo | 2017 | Typical Event Day | 8 | 123.4805 | 120.2856 | 116.374 | 116.8107 | 125.246 | 144.897 | 173.6694 | 197.0709 | 213.5394 | 228.989 | 242.2929 | 244.9088 | 240.272 | 241.5617 | 238.3936 | 229.6617 | 217.9994 | 205.6714 | 188.6007 | 181.8485 | 174.735 | 162.0021 | 144.4925 | 134.4482 | -3.2594 | -3.8498 | -3.4115 | -3.0811 | -3.0674 | -2.5788 | -3.6095 | -3.0371 | -3.5284 | -4.292 | -4.0884 | -2.9945 | -2.9419 | 0.38865 | 8.7826 | 8.5702 | 6.9752 | 6.0751 | -0.28871 | -2.0247 | -2.0967 | -2.5354 | -2.5293 | -2.5195 | 70.1192 | 69.4054 | 69.021 | 68.7244 | 67.9681 | 67.5376 | 67.4069 | 68.0547 | 70.639 | 74.6802 | 78.7843 | 82.5367 | 85.0649 | 86.9207 | 87.9306 | 88.3369 | 89.2128 | 88.508 | 87.4419 | 84.9093 | 80.737 | 76.8279 | 74.2718 | 72.6019 | 3.2516 | 3.7775 | 3.5616 | 4.1101 | 4.4633 | 3.3984 | 3.7629 | 3.9361 | 4.7735 | 5.6908 | 5.9794 | 5.3992 | 4.5481 | 4.7081 | 4.7432 | 4.7566 | 4.7196 | 4.8903 | 4.5091 | 3.7579 | 4.4941 | 3.9444 | 3.9731 | 3.7045
Program Specific1-in-10Size: Over 200kWSouth of Lugo2018January Monthly Peak | Program Specific | 1-in-10 | Size: Over 200kW | South of Lugo | 2018 | January Monthly Peak | 1 | 104.089 | 101.1859 | 98.3868 | 98.8099 | 104.9884 | 119.7828 | 148.1011 | 167.1092 | 179.756 | 187.671 | 189.5133 | 188.3906 | 185.1916 | 184.6314 | 179.9442 | 170.6092 | 165.6818 | 165.822 | 158.2655 | 154.7185 | 146.3676 | 135.6723 | 118.8387 | 111.5674 | -2.0859 | -1.798 | -2.013 | -2.1802 | -2.6231 | -1.9332 | -2.5186 | -2.5064 | -4.884 | -3.7445 | -2.8182 | -1.9164 | -2.8024 | 0.71038 | 7.3566 | 6.9502 | 4.4068 | 4.8444 | -1.4484 | -1.6851 | -0.29532 | -0.78963 | -0.5281 | -0.44736 | 45.7488 | 45.941 | 45.2505 | 44.5678 | 44.4311 | 44.1857 | 43.1399 | 42.8849 | 43.8256 | 46.5944 | 48.6018 | 50.5925 | 52.6577 | 53.7223 | 54.6387 | 54.8489 | 54.4753 | 53.558 | 51.9752 | 51.0266 | 50.0487 | 49.76 | 49.5919 | 48.5491 | 2.967 | 3.4398 | 3.2595 | 3.7635 | 4.05 | 3.0411 | 3.4736 | 3.613 | 4.3498 | 5.0486 | 5.0627 | 4.4958 | 3.7946 | 3.8954 | 3.8756 | 3.825 | 3.8828 | 4.268 | 4.0959 | 3.461 | 4.075 | 3.5758 | 3.5372 | 3.3276
Program Specific1-in-10Size: Over 200kWSouth of Lugo2018February Monthly Peak | Program Specific | 1-in-10 | Size: Over 200kW | South of Lugo | 2018 | February Monthly Peak | 2 | 102.4734 | 99.7096 | 97.0027 | 97.6657 | 103.3794 | 118.1922 | 143.5168 | 159.7154 | 171.4029 | 181.1512 | 185.6637 | 187.2295 | 185.6438 | 186.4433 | 182.2 | 172.9836 | 166.2858 | 165.2882 | 157.2348 | 151.8491 | 143.6058 | 133.2336 | 118.0338 | 110.6596 | -2.0535 | -1.7717 | -1.9847 | -2.155 | -2.5829 | -1.9075 | -2.4406 | -2.3955 | -4.6571 | -3.6144 | -2.7609 | -1.9046 | -2.8092 | 0.71735 | 7.4488 | 7.0469 | 4.4228 | 4.8288 | -1.439 | -1.6538 | -0.28975 | -0.77544 | -0.52453 | -0.44372 | 51.6447 | 50.9723 | 50.206 | 49.1421 | 48.4768 | 48.1987 | 47.3366 | 47.1926 | 48.6879 | 52.3788 | 56.2608 | 60.0484 | 61.9134 | 63.2386 | 63.9472 | 64.0557 | 63.1468 | 62.1217 | 60.054 | 58.0606 | 56.6088 | 55.3829 | 54.4129 | 53.0133 | 2.921 | 3.3896 | 3.2137 | 3.72 | 3.9879 | 3.0007 | 3.3661 | 3.4532 | 4.1476 | 4.8733 | 4.9598 | 4.4681 | 3.8039 | 3.9336 | 3.9242 | 3.8782 | 3.897 | 4.2543 | 4.0693 | 3.3968 | 3.9981 | 3.5115 | 3.5133 | 3.3005
Program Specific1-in-10Size: Over 200kWSouth of Lugo2018March Monthly Peak | Program Specific | 1-in-10 | Size: Over 200kW | South of Lugo | 2018 | March Monthly Peak | 3 | 110.4807 | 107.2794 | 102.4405 | 103.0434 | 108.7537 | 124.6109 | 148.6386 | 168.7938 | 185.0921 | 198.134 | 206.7486 | 210.8259 | 209.722 | 212.2732 | 210.2354 | 202.2592 | 193.0192 | 182.2746 | 167.4838 | 164.9223 | 157.3819 | 146.4653 | 129.8567 | 119.5727 | -2.214 | -1.9062 | -2.0959 | -2.2736 | -2.7171 | -2.0111 | -2.5277 | -2.5317 | -5.029 | -3.9533 | -3.0744 | -2.1446 | -3.1736 | 0.81674 | 8.5949 | 8.2396 | 5.1339 | 5.3251 | -1.5328 | -1.7962 | -0.31755 | -0.85245 | -0.57707 | -0.47946 | 61.1564 | 59.5159 | 58.8411 | 58.6455 | 57.753 | 55.8626 | 55.3251 | 56.0158 | 59.1539 | 64.0511 | 69.2004 | 73.8712 | 77.1629 | 78.5074 | 78.7667 | 79.1337 | 78.132 | 76.6862 | 75.0275 | 72.4745 | 69.6987 | 66.5006 | 63.5747 | 61.4743 | 3.1492 | 3.647 | 3.3938 | 3.9248 | 4.1952 | 3.1637 | 3.4862 | 3.6494 | 4.4789 | 5.3301 | 5.5231 | 5.0312 | 4.2972 | 4.4786 | 4.528 | 4.5346 | 4.5235 | 4.6915 | 4.3345 | 3.6892 | 4.3817 | 3.8603 | 3.8652 | 3.5664
Program Specific1-in-10Size: Over 200kWSouth of Lugo2018April Monthly Peak | Program Specific | 1-in-10 | Size: Over 200kW | South of Lugo | 2018 | April Monthly Peak | 4 | 113.3655 | 109.6913 | 104.6006 | 105.2315 | 111.0073 | 127.7652 | 153.7375 | 177.1309 | 197.3513 | 213.4013 | 224.4007 | 229.3096 | 228.9503 | 231.84 | 229.5303 | 220.7159 | 209.6946 | 196.9602 | 179.0294 | 174.8081 | 165.2497 | 152.8602 | 134.7169 | 123.7722 | -2.8436 | -3.1883 | -2.8751 | -2.682 | -2.73 | -2.2301 | -3.0753 | -2.7147 | -3.6948 | -4.0531 | -3.6937 | -2.7065 | -2.9398 | 0.48018 | 8.6476 | 8.3923 | 6.4757 | 5.8046 | -0.55579 | -1.9375 | -1.6423 | -2.082 | -1.9949 | -1.9429 | 70.8429 | 69.745 | 68.1534 | 66.5131 | 65.11 | 64.2412 | 63.7809 | 63.8764 | 66.561 | 72.1405 | 77.2151 | 82.3949 | 85.7239 | 87.2719 | 86.3088 | 86.0992 | 86.1572 | 86.0162 | 84.5797 | 80.4234 | 75.5045 | 71.171 | 68.7752 | 67.5608 | 2.9918 | 3.4524 | 3.2084 | 3.7109 | 3.9646 | 3.0032 | 3.3384 | 3.5457 | 4.4214 | 5.3151 | 5.5501 | 5.0664 | 4.3433 | 4.5286 | 4.5769 | 4.5814 | 4.5498 | 4.6935 | 4.2897 | 3.6203 | 4.2595 | 3.73 | 3.7125 | 3.4178
Program Specific1-in-10Size: Over 200kWSouth of Lugo2018May Monthly Peak | Program Specific | 1-in-10 | Size: Over 200kW | South of Lugo | 2018 | May Monthly Peak | 5 | 119.1499 | 116.113 | 110.6459 | 111.1798 | 117.8014 | 134.9063 | 160.2658 | 187.978 | 210.3524 | 228.1215 | 239.0309 | 241.7787 | 238.688 | 240.1412 | 237.2836 | 227.3949 | 215.1469 | 201.1202 | 183.6545 | 175.8697 | 169.4324 | 156.9117 | 140.2974 | 129.9393 | -2.9239 | -3.2334 | -2.9574 | -2.7925 | -2.9021 | -2.3356 | -3.1541 | -2.8743 | -4.13 | -4.3563 | -3.8935 | -2.8111 | -3.1239 | 0.5434 | 9.0218 | 8.7128 | 6.5446 | 5.9217 | -0.68998 | -1.9457 | -1.5391 | -2.0052 | -1.9206 | -1.8759 | 67.7882 | 66.9575 | 65.271 | 64.3372 | 63.8348 | 63.1435 | 63.3748 | 63.5511 | 66.8552 | 72.798 | 77.9556 | 81.8068 | 83.8998 | 84.9876 | 86.8129 | 87.9514 | 88.2854 | 87.3448 | 85.9625 | 83.3692 | 80.0825 | 76.0832 | 73.0082 | 70.9398 | 3.1547 | 3.6664 | 3.4049 | 3.9334 | 4.221 | 3.1814 | 3.4915 | 3.7751 | 4.728 | 5.7002 | 5.9312 | 5.3594 | 4.5428 | 4.7061 | 4.747 | 4.7354 | 4.6833 | 4.8083 | 4.4149 | 3.6542 | 4.3816 | 3.8414 | 3.8789 | 3.5998
Program Specific1-in-10Size: Over 200kWSouth of Lugo2018June Monthly Peak | Program Specific | 1-in-10 | Size: Over 200kW | South of Lugo | 2018 | June Monthly Peak | 6 | 124.8409 | 120.743 | 115.7881 | 115.6929 | 123.6548 | 141.9083 | 165.8133 | 190.7051 | 209.8637 | 224.5807 | 233.8554 | 235.8751 | 230.7443 | 232.0433 | 230.1563 | 221.8477 | 211.413 | 199.5171 | 183.2451 | 176.2916 | 171.4574 | 160.1201 | 145.0737 | 134.6069 | -2.9344 | -3.0827 | -2.928 | -2.8247 | -3.0562 | -2.4186 | -3.1613 | -2.9032 | -4.4838 | -4.3329 | -3.733 | -2.6637 | -3.1283 | 0.60958 | 8.9022 | 8.6237 | 6.2454 | 5.864 | -0.9156 | -1.9434 | -1.2791 | -1.7901 | -1.6778 | -1.6208 | 65.9083 | 65.3344 | 64.844 | 64.4226 | 62.9419 | 62.1611 | 62.3545 | 64.1404 | 67.1086 | 71.5232 | 76.4928 | 80.4917 | 82.3776 | 82.7949 | 83.7803 | 83.9588 | 85.179 | 84.7778 | 84.6465 | 83.0494 | 78.7375 | 74.6485 | 71.7695 | 69.9502 | 3.3382 | 3.8504 | 3.5984 | 4.1337 | 4.4746 | 3.3797 | 3.6482 | 3.8678 | 4.7638 | 5.6674 | 5.8603 | 5.2803 | 4.4351 | 4.5924 | 4.65 | 4.6657 | 4.6477 | 4.8172 | 4.4487 | 3.6993 | 4.4779 | 3.9588 | 4.0507 | 3.7661
Program Specific1-in-10Size: Over 200kWSouth of Lugo2018July Monthly Peak | Program Specific | 1-in-10 | Size: Over 200kW | South of Lugo | 2018 | July Monthly Peak | 7 | 126.8823 | 123.0547 | 118.7906 | 118.9795 | 127.8161 | 146.6074 | 173.3159 | 197.9834 | 214.6781 | 227.5398 | 238.6281 | 239.9511 | 234.6906 | 234.7673 | 232.2927 | 226.3204 | 215.8937 | 203.7249 | 187.0197 | 179.3757 | 175.1862 | 163.2718 | 147.1711 | 136.8268 | -3.2245 | -3.6675 | -3.3196 | -3.059 | -3.1401 | -2.5716 | -3.5009 | -3.0385 | -3.9007 | -4.3074 | -3.9526 | -2.8576 | -2.9784 | 0.45899 | 8.703 | 8.5652 | 6.7276 | 6.0074 | -0.50669 | -1.9904 | -1.8317 | -2.3071 | -2.2789 | -2.2524 | 69.5213 | 68.8485 | 68.5786 | 68.3665 | 68.0278 | 67.7366 | 67.3339 | 67.5092 | 70.3677 | 74.4183 | 78.0947 | 79.7501 | 80.6587 | 82.4912 | 84.6199 | 85.6182 | 87.7802 | 86.553 | 84.3736 | 81.7963 | 78.5098 | 75.8436 | 74.0186 | 72.6488 | 3.3441 | 3.8679 | 3.6388 | 4.1902 | 4.5589 | 3.4416 | 3.7586 | 3.9579 | 4.8032 | 5.6598 | 5.8942 | 5.2946 | 4.4464 | 4.5798 | 4.6259 | 4.6916 | 4.6782 | 4.8484 | 4.4753 | 3.7101 | 4.5097 | 3.9789 | 4.0504 | 3.7734
Program Specific1-in-10Size: Over 200kWSouth of Lugo2018August Monthly Peak | Program Specific | 1-in-10 | Size: Over 200kW | South of Lugo | 2018 | August Monthly Peak | 8 | 123.7961 | 120.5532 | 116.6155 | 117.0477 | 125.5027 | 145.237 | 174.2781 | 198.063 | 214.9244 | 230.5996 | 244.0468 | 246.661 | 242.0461 | 243.3273 | 240.1209 | 231.3076 | 219.5317 | 207.0521 | 189.7042 | 182.8517 | 175.5475 | 162.6682 | 144.9679 | 134.8652 | -3.3207 | -3.974 | -3.4881 | -3.1214 | -3.0695 | -2.601 | -3.6665 | -3.0579 | -3.3971 | -4.3034 | -4.1509 | -3.0501 | -2.9165 | 0.35479 | 8.7808 | 8.5783 | 7.1041 | 6.1204 | -0.19299 | -2.0388 | -2.2246 | -2.6536 | -2.6652 | -2.6611 | 70.6814 | 70.2455 | 70.0524 | 69.7398 | 69.3437 | 69.2015 | 69.1054 | 69.3441 | 71.5922 | 75.2716 | 78.6531 | 82.3472 | 85.2047 | 86.9986 | 87.3372 | 88.2228 | 88.8591 | 89.023 | 88.2944 | 84.7838 | 79.4028 | 75.8696 | 73.6358 | 72.1636 | 3.2633 | 3.7898 | 3.5727 | 4.1227 | 4.477 | 3.4099 | 3.78 | 3.96 | 4.8094 | 5.7367 | 6.0289 | 5.4434 | 4.5864 | 4.7474 | 4.7825 | 4.7956 | 4.7577 | 4.9282 | 4.5401 | 3.7825 | 4.5196 | 3.9647 | 3.9903 | 3.7198
Program Specific1-in-10Size: Over 200kWSouth of Lugo2018September Monthly Peak | Program Specific | 1-in-10 | Size: Over 200kW | South of Lugo | 2018 | September Monthly Peak | 9 | 127.3249 | 124.2055 | 119.3521 | 119.8657 | 129.2991 | 151.2441 | 186.2801 | 215.0108 | 239.4188 | 259.0398 | 272.6838 | 274.1827 | 269.0798 | 270.1557 | 264.4116 | 251.8975 | 238.3687 | 222.2648 | 202.3661 | 196.9285 | 184.746 | 169.3175 | 149.9138 | 139.0118 | -3.7996 | -4.9337 | -4.0716 | -3.4418 | -3.1321 | -2.8277 | -4.2531 | -3.3617 | -2.5744 | -4.6855 | -4.8973 | -3.6578 | -2.8733 | 0.10685 | 9.1619 | 8.9328 | 8.3244 | 6.6042 | 0.52614 | -2.2185 | -3.2164 | -3.5521 | -3.6855 | -3.7148 | 74.3657 | 73.1934 | 72.6089 | 72.3687 | 71.5589 | 71.0513 | 70.8339 | 71.2253 | 73.4875 | 77.5077 | 81.8968 | 87.5579 | 92.0186 | 95.3982 | 95.9851 | 95.5477 | 95.0328 | 93.6783 | 92.4532 | 90.0079 | 86.2978 | 80.9499 | 77.6633 | 75.6451 | 3.4606 | 4.026 | 3.7702 | 4.3533 | 4.7559 | 3.6613 | 4.1659 | 4.4325 | 5.5241 | 6.6446 | 6.9458 | 6.2389 | 5.2571 | 5.4348 | 5.43 | 5.3849 | 5.3265 | 5.4548 | 4.9937 | 4.2003 | 4.9044 | 4.2551 | 4.2547 | 3.9534
Program Specific1-in-10Size: Over 200kWSouth of Lugo2018October Monthly Peak | Program Specific | 1-in-10 | Size: Over 200kW | South of Lugo | 2018 | October Monthly Peak | 10 | 106.6228 | 103.0722 | 99.9616 | 100.8822 | 106.3263 | 122.8786 | 149.3821 | 169.3922 | 187.7723 | 204.8364 | 216.1826 | 221.6244 | 222.8345 | 225.4375 | 221.0507 | 210.3307 | 198.719 | 192.9458 | 178.4596 | 168.3345 | 156.3197 | 143.4027 | 126.6533 | 117.9268 | -2.8078 | -3.2845 | -2.9217 | -2.6567 | -2.6046 | -2.1849 | -3.0992 | -2.6099 | -3.1222 | -3.8417 | -3.6436 | -2.7053 | -2.7347 | 0.36764 | 8.1524 | 7.8558 | 6.3478 | 5.6986 | -0.28648 | -1.8738 | -1.8605 | -2.2305 | -2.2009 | -2.1929 | 71.9074 | 71.425 | 70.594 | 69.7564 | 68.6117 | 68.3773 | 68.5444 | 68.7712 | 69.7501 | 72.4225 | 76.5918 | 81.6183 | 85.0766 | 86.6276 | 87.1309 | 87.3398 | 86.3682 | 83.5967 | 80.0738 | 77.6091 | 75.5027 | 74.0791 | 72.8373 | 71.8278 | 2.8075 | 3.2367 | 3.0591 | 3.5494 | 3.7888 | 2.8818 | 3.2364 | 3.383 | 4.1972 | 5.0901 | 5.3346 | 4.8855 | 4.2177 | 4.3935 | 4.3978 | 4.3559 | 4.3018 | 4.5874 | 4.2663 | 3.4783 | 4.0201 | 3.4913 | 3.4823 | 3.249
Program Specific1-in-10Size: Over 200kWSouth of Lugo2018November Monthly Peak | Program Specific | 1-in-10 | Size: Over 200kW | South of Lugo | 2018 | November Monthly Peak | 11 | 105.3963 | 101.0665 | 97.9609 | 99.9727 | 105.6423 | 122.1431 | 144.5788 | 163.0131 | 180.9684 | 195.3258 | 205.3545 | 209.3574 | 208.6252 | 210.0956 | 206.3784 | 196.5412 | 186.6432 | 181.0132 | 168.3576 | 159.4051 | 149.2495 | 138.1873 | 121.6127 | 113.1273 | -2.2023 | -1.9897 | -2.1211 | -2.2639 | -2.6324 | -1.9985 | -2.5322 | -2.454 | -4.6574 | -3.8654 | -3.1091 | -2.1876 | -3.0758 | 0.74501 | 8.3249 | 7.9161 | 5.1 | 5.2961 | -1.3679 | -1.7413 | -0.50181 | -0.98724 | -0.75438 | -0.67806 | 64.5812 | 62.8931 | 62.1987 | 60.6045 | 59.4443 | 58.7504 | 58.189 | 59.4997 | 62.2222 | 67.1536 | 72.7173 | 76.781 | 78.8238 | 80.4859 | 81.2991 | 80.8217 | 79.2905 | 77.1608 | 75.1707 | 72.6927 | 70.8743 | 69.3276 | 67.4973 | 66.3791 | 2.9458 | 3.3688 | 3.1822 | 3.7336 | 3.9958 | 3.0406 | 3.3249 | 3.4558 | 4.2938 | 5.1522 | 5.3789 | 4.8988 | 4.1915 | 4.3462 | 4.3583 | 4.3205 | 4.2888 | 4.5682 | 4.2722 | 3.4963 | 4.0743 | 3.5711 | 3.5492 | 3.3084
Program Specific1-in-10Size: Over 200kWSouth of Lugo2018December Monthly Peak | Program Specific | 1-in-10 | Size: Over 200kW | South of Lugo | 2018 | December Monthly Peak | 12 | 101.5141 | 98.7227 | 96.1132 | 97.0897 | 102.485 | 115.8051 | 140.5092 | 157.8271 | 170.2667 | 177.0925 | 178.3461 | 176.3872 | 172.1516 | 169.483 | 165.4414 | 157.6971 | 154.739 | 154.8096 | 147.7186 | 143.9855 | 136.5001 | 128.9463 | 113.2929 | 106.9333 | -2.0343 | -1.7542 | -1.9665 | -2.1422 | -2.5605 | -1.869 | -2.3895 | -2.3672 | -4.6262 | -3.5334 | -2.6521 | -1.7943 | -2.6051 | 0.6521 | 6.7636 | 6.4242 | 4.1157 | 4.5227 | -1.3519 | -1.5682 | -0.27541 | -0.75049 | -0.50346 | -0.42878 | 47.0274 | 46.4327 | 45.5575 | 44.8471 | 44.2937 | 43.0162 | 43.9875 | 44.6732 | 45.9721 | 47.6746 | 49.9565 | 51.777 | 53.0477 | 52.5862 | 52.4708 | 52.2052 | 51.9058 | 50.7355 | 49.4242 | 48.6421 | 47.6142 | 47.0454 | 46.3489 | 45.9611 | 2.8936 | 3.3561 | 3.1842 | 3.698 | 3.9534 | 2.9401 | 3.2956 | 3.4123 | 4.1201 | 4.7641 | 4.7644 | 4.2093 | 3.5274 | 3.5758 | 3.5632 | 3.5355 | 3.6264 | 3.9846 | 3.823 | 3.2209 | 3.8003 | 3.3985 | 3.3722 | 3.1894
Program Specific1-in-10Size: Over 200kWSouth of Lugo2018Typical Event Day | Program Specific | 1-in-10 | Size: Over 200kW | South of Lugo | 2018 | Typical Event Day | 8 | 123.4805 | 120.2856 | 116.374 | 116.8107 | 125.246 | 144.897 | 173.6694 | 197.0709 | 213.5394 | 228.989 | 242.2929 | 244.9087 | 240.272 | 241.5617 | 238.3936 | 229.6617 | 217.9994 | 205.6714 | 188.6007 | 181.8485 | 174.735 | 162.0021 | 144.4925 | 134.4482 | -3.2594 | -3.8498 | -3.4115 | -3.0811 | -3.0674 | -2.5788 | -3.6095 | -3.0371 | -3.5284 | -4.292 | -4.0884 | -2.9945 | -2.9419 | 0.38865 | 8.7826 | 8.5702 | 6.9752 | 6.0751 | -0.28871 | -2.0247 | -2.0967 | -2.5354 | -2.5293 | -2.5195 | 70.1192 | 69.4054 | 69.021 | 68.7244 | 67.9681 | 67.5376 | 67.4069 | 68.0547 | 70.639 | 74.6802 | 78.7843 | 82.5367 | 85.0649 | 86.9207 | 87.9306 | 88.3369 | 89.2128 | 88.508 | 87.4419 | 84.9093 | 80.737 | 76.8279 | 74.2718 | 72.6019 | 3.2516 | 3.7775 | 3.5616 | 4.1101 | 4.4633 | 3.3984 | 3.7629 | 3.9361 | 4.7735 | 5.6908 | 5.9794 | 5.3992 | 4.5481 | 4.7081 | 4.7432 | 4.7566 | 4.7196 | 4.8903 | 4.5091 | 3.7579 | 4.4941 | 3.9444 | 3.9731 | 3.7045
Program Specific1-in-10Size: Over 200kWSouth of Lugo2019January Monthly Peak | Program Specific | 1-in-10 | Size: Over 200kW | South of Lugo | 2019 | January Monthly Peak | 1 | 104.089 | 101.1859 | 98.3868 | 98.8099 | 104.9884 | 119.7828 | 148.1011 | 167.1092 | 179.756 | 187.671 | 189.5133 | 188.3906 | 185.1916 | 184.6314 | 179.9442 | 170.6092 | 165.6818 | 165.822 | 158.2655 | 154.7185 | 146.3676 | 135.6723 | 118.8387 | 111.5674 | -2.0859 | -1.798 | -2.013 | -2.1802 | -2.6231 | -1.9332 | -2.5186 | -2.5064 | -4.884 | -3.7445 | -2.8182 | -1.9164 | -2.8024 | 0.71038 | 7.3566 | 6.9502 | 4.4068 | 4.8444 | -1.4484 | -1.6851 | -0.29532 | -0.78963 | -0.5281 | -0.44736 | 45.7488 | 45.941 | 45.2505 | 44.5678 | 44.4311 | 44.1857 | 43.1399 | 42.8849 | 43.8256 | 46.5944 | 48.6018 | 50.5925 | 52.6577 | 53.7223 | 54.6387 | 54.8489 | 54.4753 | 53.558 | 51.9752 | 51.0266 | 50.0487 | 49.76 | 49.5919 | 48.5491 | 2.967 | 3.4398 | 3.2595 | 3.7635 | 4.05 | 3.0411 | 3.4736 | 3.613 | 4.3498 | 5.0486 | 5.0627 | 4.4958 | 3.7946 | 3.8954 | 3.8756 | 3.825 | 3.8828 | 4.268 | 4.0959 | 3.461 | 4.075 | 3.5758 | 3.5372 | 3.3276
Program Specific1-in-10Size: Over 200kWSouth of Lugo2019February Monthly Peak | Program Specific | 1-in-10 | Size: Over 200kW | South of Lugo | 2019 | February Monthly Peak | 2 | 102.4734 | 99.7096 | 97.0027 | 97.6657 | 103.3794 | 118.1922 | 143.5168 | 159.7154 | 171.4029 | 181.1512 | 185.6637 | 187.2295 | 185.6438 | 186.4433 | 182.2 | 172.9836 | 166.2858 | 165.2882 | 157.2348 | 151.8491 | 143.6058 | 133.2336 | 118.0338 | 110.6596 | -2.0535 | -1.7717 | -1.9847 | -2.155 | -2.5829 | -1.9075 | -2.4406 | -2.3955 | -4.6571 | -3.6144 | -2.7609 | -1.9046 | -2.8092 | 0.71735 | 7.4488 | 7.0469 | 4.4228 | 4.8288 | -1.439 | -1.6538 | -0.28975 | -0.77544 | -0.52453 | -0.44372 | 51.6447 | 50.9723 | 50.206 | 49.1421 | 48.4768 | 48.1987 | 47.3366 | 47.1926 | 48.6879 | 52.3788 | 56.2608 | 60.0484 | 61.9134 | 63.2386 | 63.9472 | 64.0557 | 63.1468 | 62.1217 | 60.054 | 58.0606 | 56.6088 | 55.3829 | 54.4129 | 53.0133 | 2.921 | 3.3896 | 3.2137 | 3.72 | 3.9879 | 3.0007 | 3.3661 | 3.4532 | 4.1476 | 4.8733 | 4.9598 | 4.4681 | 3.8039 | 3.9336 | 3.9242 | 3.8782 | 3.897 | 4.2543 | 4.0693 | 3.3968 | 3.9981 | 3.5115 | 3.5133 | 3.3005
Program Specific1-in-10Size: Over 200kWSouth of Lugo2019March Monthly Peak | Program Specific | 1-in-10 | Size: Over 200kW | South of Lugo | 2019 | March Monthly Peak | 3 | 110.4807 | 107.2794 | 102.4405 | 103.0434 | 108.7537 | 124.6109 | 148.6386 | 168.7938 | 185.0921 | 198.134 | 206.7486 | 210.8259 | 209.722 | 212.2732 | 210.2354 | 202.2592 | 193.0192 | 182.2746 | 167.4838 | 164.9223 | 157.3819 | 146.4653 | 129.8567 | 119.5727 | -2.214 | -1.9062 | -2.0959 | -2.2736 | -2.7171 | -2.0111 | -2.5277 | -2.5317 | -5.029 | -3.9533 | -3.0744 | -2.1446 | -3.1736 | 0.81674 | 8.5949 | 8.2396 | 5.1339 | 5.3251 | -1.5328 | -1.7962 | -0.31755 | -0.85245 | -0.57707 | -0.47946 | 61.1564 | 59.5159 | 58.8411 | 58.6455 | 57.753 | 55.8626 | 55.3251 | 56.0158 | 59.1539 | 64.0511 | 69.2004 | 73.8712 | 77.1629 | 78.5074 | 78.7667 | 79.1337 | 78.132 | 76.6862 | 75.0275 | 72.4745 | 69.6987 | 66.5005 | 63.5747 | 61.4743 | 3.1492 | 3.647 | 3.3938 | 3.9248 | 4.1952 | 3.1637 | 3.4862 | 3.6494 | 4.4789 | 5.3301 | 5.5231 | 5.0312 | 4.2972 | 4.4786 | 4.528 | 4.5346 | 4.5235 | 4.6915 | 4.3345 | 3.6892 | 4.3817 | 3.8603 | 3.8652 | 3.5664
Program Specific1-in-10Size: Over 200kWSouth of Lugo2019April Monthly Peak | Program Specific | 1-in-10 | Size: Over 200kW | South of Lugo | 2019 | April Monthly Peak | 4 | 113.3655 | 109.6913 | 104.6006 | 105.2315 | 111.0073 | 127.7652 | 153.7375 | 177.1309 | 197.3513 | 213.4013 | 224.4007 | 229.3096 | 228.9503 | 231.84 | 229.5303 | 220.7159 | 209.6946 | 196.9602 | 179.0294 | 174.8081 | 165.2496 | 152.8602 | 134.7169 | 123.7722 | -2.8436 | -3.1883 | -2.8751 | -2.682 | -2.73 | -2.2301 | -3.0753 | -2.7147 | -3.6948 | -4.0531 | -3.6937 | -2.7065 | -2.9398 | 0.48018 | 8.6476 | 8.3923 | 6.4757 | 5.8046 | -0.55579 | -1.9375 | -1.6423 | -2.082 | -1.9949 | -1.9429 | 70.8429 | 69.745 | 68.1534 | 66.5131 | 65.11 | 64.2412 | 63.7809 | 63.8764 | 66.561 | 72.1406 | 77.2151 | 82.3949 | 85.7239 | 87.2719 | 86.3088 | 86.0992 | 86.1572 | 86.0162 | 84.5797 | 80.4234 | 75.5045 | 71.171 | 68.7752 | 67.5608 | 2.9918 | 3.4524 | 3.2084 | 3.7109 | 3.9646 | 3.0032 | 3.3384 | 3.5457 | 4.4214 | 5.3151 | 5.5501 | 5.0664 | 4.3433 | 4.5286 | 4.5769 | 4.5814 | 4.5498 | 4.6935 | 4.2897 | 3.6203 | 4.2595 | 3.73 | 3.7125 | 3.4178
Program Specific1-in-10Size: Over 200kWSouth of Lugo2019May Monthly Peak | Program Specific | 1-in-10 | Size: Over 200kW | South of Lugo | 2019 | May Monthly Peak | 5 | 119.1499 | 116.113 | 110.6459 | 111.1798 | 117.8014 | 134.9063 | 160.2657 | 187.978 | 210.3524 | 228.1215 | 239.0309 | 241.7786 | 238.688 | 240.1412 | 237.2836 | 227.3949 | 215.1469 | 201.1202 | 183.6545 | 175.8697 | 169.4324 | 156.9117 | 140.2974 | 129.9393 | -2.9239 | -3.2334 | -2.9574 | -2.7925 | -2.9021 | -2.3356 | -3.1541 | -2.8743 | -4.13 | -4.3563 | -3.8935 | -2.8111 | -3.1239 | 0.5434 | 9.0218 | 8.7128 | 6.5446 | 5.9217 | -0.68998 | -1.9457 | -1.5391 | -2.0052 | -1.9206 | -1.8759 | 67.7882 | 66.9575 | 65.271 | 64.3372 | 63.8348 | 63.1435 | 63.3748 | 63.5511 | 66.8552 | 72.798 | 77.9556 | 81.8068 | 83.8998 | 84.9876 | 86.8129 | 87.9514 | 88.2854 | 87.3448 | 85.9625 | 83.3692 | 80.0825 | 76.0832 | 73.0081 | 70.9398 | 3.1547 | 3.6664 | 3.4049 | 3.9334 | 4.221 | 3.1814 | 3.4915 | 3.7751 | 4.728 | 5.7002 | 5.9312 | 5.3594 | 4.5428 | 4.7061 | 4.747 | 4.7354 | 4.6833 | 4.8083 | 4.4149 | 3.6542 | 4.3816 | 3.8414 | 3.8789 | 3.5998
Program Specific1-in-10Size: Over 200kWSouth of Lugo2019June Monthly Peak | Program Specific | 1-in-10 | Size: Over 200kW | South of Lugo | 2019 | June Monthly Peak | 6 | 124.8409 | 120.743 | 115.7881 | 115.6928 | 123.6548 | 141.9083 | 165.8134 | 190.7051 | 209.8637 | 224.5807 | 233.8553 | 235.8751 | 230.7443 | 232.0433 | 230.1563 | 221.8477 | 211.413 | 199.5171 | 183.2451 | 176.2916 | 171.4574 | 160.1201 | 145.0737 | 134.6069 | -2.9344 | -3.0827 | -2.928 | -2.8247 | -3.0562 | -2.4186 | -3.1613 | -2.9032 | -4.4838 | -4.3329 | -3.733 | -2.6637 | -3.1283 | 0.60958 | 8.9022 | 8.6237 | 6.2454 | 5.864 | -0.9156 | -1.9434 | -1.2791 | -1.7901 | -1.6778 | -1.6208 | 65.9083 | 65.3344 | 64.844 | 64.4226 | 62.9419 | 62.1611 | 62.3545 | 64.1404 | 67.1085 | 71.5232 | 76.4928 | 80.4917 | 82.3776 | 82.7949 | 83.7803 | 83.9588 | 85.179 | 84.7778 | 84.6465 | 83.0494 | 78.7375 | 74.6485 | 71.7695 | 69.9502 | 3.3382 | 3.8504 | 3.5984 | 4.1337 | 4.4746 | 3.3797 | 3.6482 | 3.8678 | 4.7638 | 5.6674 | 5.8603 | 5.2803 | 4.4351 | 4.5924 | 4.65 | 4.6657 | 4.6477 | 4.8172 | 4.4487 | 3.6993 | 4.4779 | 3.9588 | 4.0507 | 3.7661
Program Specific1-in-10Size: Over 200kWSouth of Lugo2019July Monthly Peak | Program Specific | 1-in-10 | Size: Over 200kW | South of Lugo | 2019 | July Monthly Peak | 7 | 126.8823 | 123.0547 | 118.7906 | 118.9795 | 127.8161 | 146.6074 | 173.3159 | 197.9834 | 214.6781 | 227.5398 | 238.6281 | 239.9511 | 234.6906 | 234.7673 | 232.2927 | 226.3204 | 215.8937 | 203.7249 | 187.0197 | 179.3757 | 175.1862 | 163.2718 | 147.1711 | 136.8268 | -3.2245 | -3.6675 | -3.3196 | -3.059 | -3.1401 | -2.5716 | -3.5009 | -3.0385 | -3.9007 | -4.3074 | -3.9526 | -2.8576 | -2.9784 | 0.45899 | 8.703 | 8.5652 | 6.7276 | 6.0074 | -0.50669 | -1.9904 | -1.8317 | -2.3071 | -2.2789 | -2.2524 | 69.5213 | 68.8485 | 68.5786 | 68.3665 | 68.0278 | 67.7366 | 67.3339 | 67.5092 | 70.3677 | 74.4183 | 78.0947 | 79.7501 | 80.6587 | 82.4912 | 84.6199 | 85.6182 | 87.7802 | 86.553 | 84.3736 | 81.7963 | 78.5098 | 75.8436 | 74.0186 | 72.6488 | 3.3441 | 3.8679 | 3.6388 | 4.1902 | 4.5589 | 3.4416 | 3.7586 | 3.9579 | 4.8032 | 5.6598 | 5.8942 | 5.2946 | 4.4464 | 4.5798 | 4.6259 | 4.6916 | 4.6782 | 4.8484 | 4.4753 | 3.7101 | 4.5097 | 3.9789 | 4.0504 | 3.7734
Program Specific1-in-10Size: Over 200kWSouth of Lugo2019August Monthly Peak | Program Specific | 1-in-10 | Size: Over 200kW | South of Lugo | 2019 | August Monthly Peak | 8 | 123.7961 | 120.5532 | 116.6155 | 117.0477 | 125.5027 | 145.237 | 174.2781 | 198.063 | 214.9244 | 230.5997 | 244.0468 | 246.661 | 242.0461 | 243.3273 | 240.1209 | 231.3076 | 219.5317 | 207.0521 | 189.7042 | 182.8517 | 175.5475 | 162.6682 | 144.9679 | 134.8652 | -3.3207 | -3.974 | -3.4881 | -3.1214 | -3.0695 | -2.601 | -3.6665 | -3.0579 | -3.3971 | -4.3034 | -4.1509 | -3.0501 | -2.9165 | 0.35479 | 8.7808 | 8.5783 | 7.1041 | 6.1204 | -0.19299 | -2.0388 | -2.2246 | -2.6536 | -2.6652 | -2.6611 | 70.6814 | 70.2455 | 70.0524 | 69.7398 | 69.3437 | 69.2015 | 69.1054 | 69.3441 | 71.5922 | 75.2716 | 78.6531 | 82.3472 | 85.2047 | 86.9986 | 87.3372 | 88.2228 | 88.8591 | 89.023 | 88.2944 | 84.7838 | 79.4028 | 75.8696 | 73.6358 | 72.1636 | 3.2633 | 3.7898 | 3.5727 | 4.1227 | 4.477 | 3.4099 | 3.78 | 3.96 | 4.8094 | 5.7367 | 6.0289 | 5.4434 | 4.5864 | 4.7474 | 4.7825 | 4.7956 | 4.7577 | 4.9282 | 4.5401 | 3.7825 | 4.5196 | 3.9647 | 3.9903 | 3.7198
Program Specific1-in-10Size: Over 200kWSouth of Lugo2019September Monthly Peak | Program Specific | 1-in-10 | Size: Over 200kW | South of Lugo | 2019 | September Monthly Peak | 9 | 127.3249 | 124.2055 | 119.3521 | 119.8657 | 129.2991 | 151.2441 | 186.2801 | 215.0108 | 239.4188 | 259.0398 | 272.6838 | 274.1827 | 269.0798 | 270.1556 | 264.4116 | 251.8975 | 238.3687 | 222.2648 | 202.3661 | 196.9285 | 184.746 | 169.3175 | 149.9138 | 139.0118 | -3.7996 | -4.9337 | -4.0716 | -3.4418 | -3.1321 | -2.8277 | -4.2531 | -3.3617 | -2.5744 | -4.6855 | -4.8973 | -3.6578 | -2.8733 | 0.10685 | 9.1619 | 8.9328 | 8.3244 | 6.6042 | 0.52614 | -2.2185 | -3.2164 | -3.5521 | -3.6855 | -3.7148 | 74.3657 | 73.1934 | 72.6089 | 72.3687 | 71.5589 | 71.0513 | 70.8339 | 71.2253 | 73.4875 | 77.5077 | 81.8967 | 87.5579 | 92.0186 | 95.3982 | 95.9851 | 95.5477 | 95.0328 | 93.6783 | 92.4532 | 90.0079 | 86.2978 | 80.9499 | 77.6633 | 75.6451 | 3.4606 | 4.026 | 3.7702 | 4.3533 | 4.7559 | 3.6613 | 4.1659 | 4.4325 | 5.5241 | 6.6446 | 6.9458 | 6.2389 | 5.2571 | 5.4348 | 5.43 | 5.3849 | 5.3265 | 5.4548 | 4.9937 | 4.2003 | 4.9044 | 4.2551 | 4.2547 | 3.9534
Program Specific1-in-10Size: Over 200kWSouth of Lugo2019October Monthly Peak | Program Specific | 1-in-10 | Size: Over 200kW | South of Lugo | 2019 | October Monthly Peak | 10 | 106.6228 | 103.0722 | 99.9616 | 100.8822 | 106.3263 | 122.8786 | 149.3821 | 169.3922 | 187.7723 | 204.8364 | 216.1826 | 221.6244 | 222.8345 | 225.4375 | 221.0507 | 210.3307 | 198.719 | 192.9458 | 178.4596 | 168.3345 | 156.3197 | 143.4027 | 126.6533 | 117.9268 | -2.8078 | -3.2845 | -2.9217 | -2.6567 | -2.6046 | -2.1849 | -3.0992 | -2.6099 | -3.1222 | -3.8417 | -3.6436 | -2.7053 | -2.7347 | 0.36764 | 8.1524 | 7.8558 | 6.3478 | 5.6986 | -0.28648 | -1.8738 | -1.8605 | -2.2305 | -2.2009 | -2.1929 | 71.9074 | 71.425 | 70.594 | 69.7565 | 68.6117 | 68.3773 | 68.5444 | 68.7712 | 69.7501 | 72.4225 | 76.5918 | 81.6183 | 85.0766 | 86.6276 | 87.1309 | 87.3398 | 86.3682 | 83.5967 | 80.0738 | 77.6091 | 75.5027 | 74.0791 | 72.8373 | 71.8279 | 2.8075 | 3.2367 | 3.0591 | 3.5494 | 3.7888 | 2.8818 | 3.2364 | 3.383 | 4.1972 | 5.0901 | 5.3346 | 4.8855 | 4.2177 | 4.3935 | 4.3978 | 4.3559 | 4.3018 | 4.5874 | 4.2663 | 3.4783 | 4.0201 | 3.4913 | 3.4823 | 3.249
Program Specific1-in-10Size: Over 200kWSouth of Lugo2019November Monthly Peak | Program Specific | 1-in-10 | Size: Over 200kW | South of Lugo | 2019 | November Monthly Peak | 11 | 105.3963 | 101.0665 | 97.9609 | 99.9727 | 105.6423 | 122.1431 | 144.5788 | 163.0131 | 180.9684 | 195.3258 | 205.3545 | 209.3574 | 208.6252 | 210.0956 | 206.3784 | 196.5412 | 186.6432 | 181.0132 | 168.3576 | 159.4051 | 149.2495 | 138.1873 | 121.6127 | 113.1273 | -2.2023 | -1.9897 | -2.1211 | -2.2639 | -2.6324 | -1.9985 | -2.5322 | -2.454 | -4.6574 | -3.8654 | -3.1091 | -2.1876 | -3.0758 | 0.74501 | 8.3249 | 7.9161 | 5.1 | 5.2961 | -1.3679 | -1.7413 | -0.50181 | -0.98724 | -0.75438 | -0.67806 | 64.5812 | 62.8931 | 62.1987 | 60.6045 | 59.4443 | 58.7504 | 58.189 | 59.4997 | 62.2222 | 67.1536 | 72.7173 | 76.781 | 78.8238 | 80.4859 | 81.2991 | 80.8217 | 79.2905 | 77.1608 | 75.1707 | 72.6927 | 70.8743 | 69.3276 | 67.4973 | 66.3791 | 2.9458 | 3.3688 | 3.1822 | 3.7336 | 3.9958 | 3.0406 | 3.3249 | 3.4558 | 4.2938 | 5.1522 | 5.3789 | 4.8988 | 4.1915 | 4.3462 | 4.3583 | 4.3205 | 4.2888 | 4.5682 | 4.2722 | 3.4963 | 4.0743 | 3.5711 | 3.5492 | 3.3084
Program Specific1-in-10Size: Over 200kWSouth of Lugo2019December Monthly Peak | Program Specific | 1-in-10 | Size: Over 200kW | South of Lugo | 2019 | December Monthly Peak | 12 | 101.5141 | 98.7227 | 96.1132 | 97.0897 | 102.485 | 115.8051 | 140.5092 | 157.8271 | 170.2668 | 177.0925 | 178.3461 | 176.3872 | 172.1516 | 169.483 | 165.4414 | 157.6971 | 154.739 | 154.8096 | 147.7186 | 143.9855 | 136.5001 | 128.9463 | 113.2929 | 106.9333 | -2.0343 | -1.7542 | -1.9665 | -2.1422 | -2.5605 | -1.869 | -2.3895 | -2.3672 | -4.6262 | -3.5334 | -2.6521 | -1.7943 | -2.6051 | 0.6521 | 6.7636 | 6.4242 | 4.1157 | 4.5227 | -1.3519 | -1.5682 | -0.27541 | -0.75049 | -0.50346 | -0.42878 | 47.0274 | 46.4327 | 45.5575 | 44.8471 | 44.2937 | 43.0162 | 43.9875 | 44.6732 | 45.9721 | 47.6746 | 49.9565 | 51.777 | 53.0477 | 52.5862 | 52.4708 | 52.2052 | 51.9058 | 50.7355 | 49.4243 | 48.6421 | 47.6142 | 47.0454 | 46.3489 | 45.9611 | 2.8936 | 3.3561 | 3.1842 | 3.698 | 3.9534 | 2.9401 | 3.2956 | 3.4123 | 4.1201 | 4.7641 | 4.7644 | 4.2093 | 3.5274 | 3.5758 | 3.5632 | 3.5355 | 3.6264 | 3.9846 | 3.823 | 3.2209 | 3.8003 | 3.3985 | 3.3722 | 3.1894
Program Specific1-in-10Size: Over 200kWSouth of Lugo2019Typical Event Day | Program Specific | 1-in-10 | Size: Over 200kW | South of Lugo | 2019 | Typical Event Day | 8 | 123.4805 | 120.2856 | 116.374 | 116.8107 | 125.246 | 144.897 | 173.6694 | 197.0709 | 213.5394 | 228.989 | 242.2929 | 244.9087 | 240.272 | 241.5617 | 238.3937 | 229.6618 | 217.9994 | 205.6714 | 188.6007 | 181.8485 | 174.735 | 162.0021 | 144.4925 | 134.4482 | -3.2594 | -3.8498 | -3.4115 | -3.0811 | -3.0674 | -2.5788 | -3.6095 | -3.0371 | -3.5284 | -4.292 | -4.0884 | -2.9945 | -2.9419 | 0.38865 | 8.7826 | 8.5702 | 6.9752 | 6.0751 | -0.28871 | -2.0247 | -2.0967 | -2.5354 | -2.5293 | -2.5195 | 70.1192 | 69.4054 | 69.021 | 68.7244 | 67.9681 | 67.5376 | 67.4069 | 68.0547 | 70.639 | 74.6802 | 78.7843 | 82.5367 | 85.0649 | 86.9207 | 87.9306 | 88.3369 | 89.2128 | 88.508 | 87.4419 | 84.9093 | 80.737 | 76.8279 | 74.2718 | 72.6019 | 3.2516 | 3.7775 | 3.5616 | 4.1101 | 4.4633 | 3.3984 | 3.7629 | 3.9361 | 4.7735 | 5.6908 | 5.9794 | 5.3992 | 4.5481 | 4.7081 | 4.7432 | 4.7566 | 4.7196 | 4.8903 | 4.5091 | 3.7579 | 4.4941 | 3.9444 | 3.9731 | 3.7045
Program Specific1-in-10Size: Over 200kWSouth of Lugo2020January Monthly Peak | Program Specific | 1-in-10 | Size: Over 200kW | South of Lugo | 2020 | January Monthly Peak | 1 | 104.089 | 101.1859 | 98.3868 | 98.8099 | 104.9884 | 119.7828 | 148.1011 | 167.1092 | 179.756 | 187.671 | 189.5133 | 188.3906 | 185.1916 | 184.6314 | 179.9442 | 170.6093 | 165.6818 | 165.822 | 158.2655 | 154.7185 | 146.3676 | 135.6723 | 118.8387 | 111.5674 | -2.0859 | -1.798 | -2.013 | -2.1802 | -2.6231 | -1.9332 | -2.5186 | -2.5064 | -4.884 | -3.7445 | -2.8182 | -1.9164 | -2.8024 | 0.71038 | 7.3566 | 6.9502 | 4.4068 | 4.8444 | -1.4484 | -1.6851 | -0.29532 | -0.78963 | -0.5281 | -0.44736 | 45.7488 | 45.941 | 45.2505 | 44.5678 | 44.4311 | 44.1857 | 43.1399 | 42.8849 | 43.8256 | 46.5944 | 48.6018 | 50.5925 | 52.6577 | 53.7223 | 54.6387 | 54.8489 | 54.4753 | 53.558 | 51.9752 | 51.0266 | 50.0487 | 49.76 | 49.5919 | 48.5491 | 2.967 | 3.4398 | 3.2595 | 3.7635 | 4.05 | 3.0411 | 3.4736 | 3.613 | 4.3498 | 5.0486 | 5.0627 | 4.4958 | 3.7946 | 3.8954 | 3.8756 | 3.825 | 3.8828 | 4.268 | 4.0959 | 3.461 | 4.075 | 3.5758 | 3.5372 | 3.3276
Program Specific1-in-10Size: Over 200kWSouth of Lugo2020February Monthly Peak | Program Specific | 1-in-10 | Size: Over 200kW | South of Lugo | 2020 | February Monthly Peak | 2 | 102.4734 | 99.7096 | 97.0027 | 97.6657 | 103.3794 | 118.1922 | 143.5168 | 159.7154 | 171.4029 | 181.1512 | 185.6637 | 187.2295 | 185.6438 | 186.4433 | 182.2 | 172.9836 | 166.2858 | 165.2882 | 157.2348 | 151.8491 | 143.6058 | 133.2336 | 118.0338 | 110.6596 | -2.0535 | -1.7717 | -1.9847 | -2.155 | -2.5829 | -1.9075 | -2.4406 | -2.3955 | -4.6571 | -3.6144 | -2.7609 | -1.9046 | -2.8092 | 0.71735 | 7.4488 | 7.0469 | 4.4228 | 4.8288 | -1.439 | -1.6538 | -0.28975 | -0.77544 | -0.52453 | -0.44372 | 51.6447 | 50.9723 | 50.206 | 49.1421 | 48.4768 | 48.1987 | 47.3366 | 47.1926 | 48.6879 | 52.3788 | 56.2608 | 60.0484 | 61.9134 | 63.2386 | 63.9472 | 64.0557 | 63.1468 | 62.1217 | 60.054 | 58.0606 | 56.6088 | 55.3829 | 54.4129 | 53.0133 | 2.921 | 3.3896 | 3.2137 | 3.72 | 3.9879 | 3.0007 | 3.3661 | 3.4532 | 4.1476 | 4.8733 | 4.9598 | 4.4681 | 3.8039 | 3.9336 | 3.9242 | 3.8782 | 3.897 | 4.2543 | 4.0693 | 3.3968 | 3.9981 | 3.5115 | 3.5133 | 3.3005
Program Specific1-in-10Size: Over 200kWSouth of Lugo2020March Monthly Peak | Program Specific | 1-in-10 | Size: Over 200kW | South of Lugo | 2020 | March Monthly Peak | 3 | 110.4807 | 107.2794 | 102.4405 | 103.0433 | 108.7537 | 124.6109 | 148.6386 | 168.7938 | 185.0921 | 198.134 | 206.7486 | 210.8259 | 209.7221 | 212.2732 | 210.2354 | 202.2592 | 193.0192 | 182.2746 | 167.4838 | 164.9223 | 157.3819 | 146.4653 | 129.8567 | 119.5727 | -2.214 | -1.9062 | -2.0959 | -2.2736 | -2.7171 | -2.0111 | -2.5277 | -2.5317 | -5.029 | -3.9533 | -3.0744 | -2.1446 | -3.1736 | 0.81674 | 8.5949 | 8.2396 | 5.1339 | 5.3251 | -1.5328 | -1.7962 | -0.31755 | -0.85245 | -0.57707 | -0.47946 | 61.1564 | 59.5159 | 58.8411 | 58.6455 | 57.753 | 55.8626 | 55.3251 | 56.0158 | 59.1539 | 64.0511 | 69.2004 | 73.8712 | 77.1629 | 78.5074 | 78.7667 | 79.1337 | 78.132 | 76.6862 | 75.0275 | 72.4745 | 69.6987 | 66.5005 | 63.5747 | 61.4744 | 3.1492 | 3.647 | 3.3938 | 3.9248 | 4.1952 | 3.1637 | 3.4862 | 3.6494 | 4.4789 | 5.3301 | 5.5231 | 5.0312 | 4.2972 | 4.4786 | 4.528 | 4.5346 | 4.5235 | 4.6915 | 4.3345 | 3.6892 | 4.3817 | 3.8603 | 3.8652 | 3.5664
Program Specific1-in-10Size: Over 200kWSouth of Lugo2020April Monthly Peak | Program Specific | 1-in-10 | Size: Over 200kW | South of Lugo | 2020 | April Monthly Peak | 4 | 113.3655 | 109.6913 | 104.6006 | 105.2315 | 111.0073 | 127.7652 | 153.7375 | 177.1309 | 197.3513 | 213.4013 | 224.4007 | 229.3096 | 228.9503 | 231.84 | 229.5303 | 220.7159 | 209.6946 | 196.9602 | 179.0294 | 174.8082 | 165.2496 | 152.8602 | 134.7169 | 123.7722 | -2.8436 | -3.1883 | -2.8751 | -2.682 | -2.73 | -2.2301 | -3.0753 | -2.7147 | -3.6948 | -4.0531 | -3.6937 | -2.7065 | -2.9398 | 0.48018 | 8.6476 | 8.3923 | 6.4757 | 5.8046 | -0.55579 | -1.9375 | -1.6423 | -2.082 | -1.9949 | -1.9429 | 70.8429 | 69.745 | 68.1534 | 66.5131 | 65.11 | 64.2412 | 63.7809 | 63.8764 | 66.561 | 72.1405 | 77.2151 | 82.3949 | 85.7239 | 87.2719 | 86.3088 | 86.0992 | 86.1572 | 86.0162 | 84.5797 | 80.4234 | 75.5045 | 71.171 | 68.7752 | 67.5608 | 2.9918 | 3.4524 | 3.2084 | 3.7109 | 3.9646 | 3.0032 | 3.3384 | 3.5457 | 4.4214 | 5.3151 | 5.5501 | 5.0664 | 4.3433 | 4.5286 | 4.5769 | 4.5814 | 4.5498 | 4.6935 | 4.2897 | 3.6203 | 4.2595 | 3.73 | 3.7125 | 3.4178
Program Specific1-in-10Size: Over 200kWSouth of Lugo2020May Monthly Peak | Program Specific | 1-in-10 | Size: Over 200kW | South of Lugo | 2020 | May Monthly Peak | 5 | 119.1499 | 116.113 | 110.6459 | 111.1798 | 117.8014 | 134.9063 | 160.2657 | 187.978 | 210.3524 | 228.1215 | 239.0309 | 241.7786 | 238.688 | 240.1412 | 237.2836 | 227.3949 | 215.1469 | 201.1202 | 183.6544 | 175.8697 | 169.4324 | 156.9117 | 140.2974 | 129.9393 | -2.9239 | -3.2334 | -2.9574 | -2.7925 | -2.9021 | -2.3356 | -3.1541 | -2.8743 | -4.13 | -4.3563 | -3.8935 | -2.8111 | -3.1239 | 0.5434 | 9.0218 | 8.7128 | 6.5446 | 5.9217 | -0.68998 | -1.9457 | -1.5391 | -2.0052 | -1.9206 | -1.8759 | 67.7882 | 66.9575 | 65.271 | 64.3372 | 63.8348 | 63.1435 | 63.3748 | 63.5511 | 66.8552 | 72.798 | 77.9556 | 81.8068 | 83.8998 | 84.9876 | 86.8129 | 87.9514 | 88.2854 | 87.3448 | 85.9625 | 83.3692 | 80.0825 | 76.0832 | 73.0082 | 70.9398 | 3.1547 | 3.6664 | 3.4049 | 3.9334 | 4.221 | 3.1814 | 3.4915 | 3.7751 | 4.728 | 5.7002 | 5.9312 | 5.3594 | 4.5428 | 4.7061 | 4.747 | 4.7354 | 4.6833 | 4.8083 | 4.4149 | 3.6542 | 4.3816 | 3.8414 | 3.8789 | 3.5998
Program Specific1-in-10Size: Over 200kWSouth of Lugo2020June Monthly Peak | Program Specific | 1-in-10 | Size: Over 200kW | South of Lugo | 2020 | June Monthly Peak | 6 | 124.8409 | 120.743 | 115.7881 | 115.6929 | 123.6548 | 141.9083 | 165.8134 | 190.7051 | 209.8637 | 224.5807 | 233.8554 | 235.8751 | 230.7443 | 232.0433 | 230.1563 | 221.8477 | 211.413 | 199.5172 | 183.2451 | 176.2916 | 171.4574 | 160.1201 | 145.0737 | 134.6069 | -2.9344 | -3.0827 | -2.928 | -2.8247 | -3.0562 | -2.4186 | -3.1613 | -2.9032 | -4.4838 | -4.3329 | -3.733 | -2.6637 | -3.1283 | 0.60958 | 8.9022 | 8.6237 | 6.2454 | 5.864 | -0.9156 | -1.9434 | -1.2791 | -1.7901 | -1.6778 | -1.6208 | 65.9083 | 65.3344 | 64.844 | 64.4226 | 62.9418 | 62.1611 | 62.3545 | 64.1404 | 67.1086 | 71.5232 | 76.4928 | 80.4917 | 82.3776 | 82.7949 | 83.7803 | 83.9588 | 85.179 | 84.7778 | 84.6465 | 83.0494 | 78.7375 | 74.6485 | 71.7695 | 69.9502 | 3.3382 | 3.8504 | 3.5984 | 4.1337 | 4.4746 | 3.3797 | 3.6482 | 3.8678 | 4.7638 | 5.6674 | 5.8603 | 5.2803 | 4.4351 | 4.5924 | 4.65 | 4.6657 | 4.6477 | 4.8172 | 4.4487 | 3.6993 | 4.4779 | 3.9588 | 4.0507 | 3.7661
Program Specific1-in-10Size: Over 200kWSouth of Lugo2020July Monthly Peak | Program Specific | 1-in-10 | Size: Over 200kW | South of Lugo | 2020 | July Monthly Peak | 7 | 126.8823 | 123.0547 | 118.7906 | 118.9795 | 127.8161 | 146.6074 | 173.3159 | 197.9834 | 214.6781 | 227.5398 | 238.6281 | 239.9511 | 234.6906 | 234.7673 | 232.2927 | 226.3204 | 215.8937 | 203.7249 | 187.0197 | 179.3758 | 175.1862 | 163.2718 | 147.1711 | 136.8268 | -3.2245 | -3.6675 | -3.3196 | -3.059 | -3.1401 | -2.5716 | -3.5009 | -3.0385 | -3.9007 | -4.3074 | -3.9526 | -2.8576 | -2.9784 | 0.45899 | 8.703 | 8.5652 | 6.7276 | 6.0074 | -0.50669 | -1.9904 | -1.8317 | -2.3071 | -2.2789 | -2.2524 | 69.5213 | 68.8485 | 68.5786 | 68.3665 | 68.0278 | 67.7366 | 67.3339 | 67.5092 | 70.3677 | 74.4183 | 78.0947 | 79.7501 | 80.6587 | 82.4912 | 84.6199 | 85.6182 | 87.7802 | 86.553 | 84.3736 | 81.7963 | 78.5098 | 75.8436 | 74.0186 | 72.6488 | 3.3441 | 3.8679 | 3.6388 | 4.1902 | 4.5589 | 3.4416 | 3.7586 | 3.9579 | 4.8032 | 5.6598 | 5.8942 | 5.2946 | 4.4464 | 4.5798 | 4.6259 | 4.6916 | 4.6782 | 4.8484 | 4.4753 | 3.7101 | 4.5097 | 3.9789 | 4.0504 | 3.7734
Program Specific1-in-10Size: Over 200kWSouth of Lugo2020August Monthly Peak | Program Specific | 1-in-10 | Size: Over 200kW | South of Lugo | 2020 | August Monthly Peak | 8 | 123.7961 | 120.5532 | 116.6155 | 117.0477 | 125.5027 | 145.237 | 174.2781 | 198.063 | 214.9244 | 230.5996 | 244.0468 | 246.661 | 242.0461 | 243.3273 | 240.1209 | 231.3076 | 219.5317 | 207.0521 | 189.7042 | 182.8517 | 175.5475 | 162.6682 | 144.9679 | 134.8652 | -3.3207 | -3.974 | -3.4881 | -3.1214 | -3.0695 | -2.601 | -3.6665 | -3.0579 | -3.3971 | -4.3034 | -4.1509 | -3.0501 | -2.9165 | 0.35479 | 8.7808 | 8.5783 | 7.1041 | 6.1204 | -0.19299 | -2.0388 | -2.2246 | -2.6536 | -2.6652 | -2.6611 | 70.6814 | 70.2455 | 70.0524 | 69.7398 | 69.3437 | 69.2015 | 69.1054 | 69.3441 | 71.5922 | 75.2716 | 78.6531 | 82.3472 | 85.2047 | 86.9986 | 87.3372 | 88.2228 | 88.8591 | 89.023 | 88.2944 | 84.7838 | 79.4028 | 75.8696 | 73.6358 | 72.1636 | 3.2633 | 3.7898 | 3.5727 | 4.1227 | 4.477 | 3.4099 | 3.78 | 3.96 | 4.8094 | 5.7367 | 6.0289 | 5.4434 | 4.5864 | 4.7474 | 4.7825 | 4.7956 | 4.7577 | 4.9282 | 4.5401 | 3.7825 | 4.5196 | 3.9647 | 3.9903 | 3.7198
Program Specific1-in-10Size: Over 200kWSouth of Lugo2020September Monthly Peak | Program Specific | 1-in-10 | Size: Over 200kW | South of Lugo | 2020 | September Monthly Peak | 9 | 127.3249 | 124.2055 | 119.3521 | 119.8657 | 129.2992 | 151.2441 | 186.2801 | 215.0108 | 239.4188 | 259.0398 | 272.6837 | 274.1827 | 269.0798 | 270.1556 | 264.4116 | 251.8975 | 238.3687 | 222.2648 | 202.3661 | 196.9285 | 184.746 | 169.3175 | 149.9138 | 139.0118 | -3.7996 | -4.9337 | -4.0716 | -3.4418 | -3.1321 | -2.8277 | -4.2531 | -3.3617 | -2.5744 | -4.6855 | -4.8973 | -3.6578 | -2.8733 | 0.10685 | 9.1619 | 8.9328 | 8.3244 | 6.6042 | 0.52614 | -2.2185 | -3.2164 | -3.5521 | -3.6855 | -3.7148 | 74.3656 | 73.1934 | 72.6089 | 72.3687 | 71.5589 | 71.0513 | 70.8339 | 71.2253 | 73.4875 | 77.5077 | 81.8968 | 87.5579 | 92.0186 | 95.3982 | 95.9851 | 95.5477 | 95.0328 | 93.6783 | 92.4532 | 90.0079 | 86.2978 | 80.9499 | 77.6633 | 75.6451 | 3.4606 | 4.026 | 3.7702 | 4.3533 | 4.7559 | 3.6613 | 4.1659 | 4.4325 | 5.5241 | 6.6446 | 6.9458 | 6.2389 | 5.2571 | 5.4348 | 5.43 | 5.3849 | 5.3265 | 5.4548 | 4.9937 | 4.2003 | 4.9044 | 4.2551 | 4.2547 | 3.9534
Program Specific1-in-10Size: Over 200kWSouth of Lugo2020October Monthly Peak | Program Specific | 1-in-10 | Size: Over 200kW | South of Lugo | 2020 | October Monthly Peak | 10 | 106.6228 | 103.0722 | 99.9616 | 100.8822 | 106.3263 | 122.8786 | 149.3821 | 169.3922 | 187.7723 | 204.8364 | 216.1826 | 221.6244 | 222.8345 | 225.4375 | 221.0507 | 210.3307 | 198.719 | 192.9458 | 178.4596 | 168.3345 | 156.3197 | 143.4027 | 126.6533 | 117.9268 | -2.8078 | -3.2845 | -2.9217 | -2.6567 | -2.6046 | -2.1849 | -3.0992 | -2.6099 | -3.1222 | -3.8417 | -3.6436 | -2.7053 | -2.7347 | 0.36764 | 8.1524 | 7.8558 | 6.3478 | 5.6986 | -0.28648 | -1.8738 | -1.8605 | -2.2305 | -2.2009 | -2.1929 | 71.9074 | 71.425 | 70.594 | 69.7565 | 68.6117 | 68.3773 | 68.5444 | 68.7712 | 69.7501 | 72.4225 | 76.5918 | 81.6183 | 85.0766 | 86.6276 | 87.1309 | 87.3398 | 86.3682 | 83.5967 | 80.0738 | 77.6091 | 75.5027 | 74.0791 | 72.8373 | 71.8279 | 2.8075 | 3.2367 | 3.0591 | 3.5494 | 3.7888 | 2.8818 | 3.2364 | 3.383 | 4.1972 | 5.0901 | 5.3346 | 4.8855 | 4.2177 | 4.3935 | 4.3978 | 4.3559 | 4.3018 | 4.5874 | 4.2663 | 3.4783 | 4.0201 | 3.4913 | 3.4823 | 3.249
Program Specific1-in-10Size: Over 200kWSouth of Lugo2020November Monthly Peak | Program Specific | 1-in-10 | Size: Over 200kW | South of Lugo | 2020 | November Monthly Peak | 11 | 105.3963 | 101.0665 | 97.9609 | 99.9727 | 105.6423 | 122.1431 | 144.5788 | 163.0131 | 180.9684 | 195.3258 | 205.3545 | 209.3574 | 208.6252 | 210.0956 | 206.3784 | 196.5412 | 186.6432 | 181.0132 | 168.3576 | 159.4051 | 149.2495 | 138.1873 | 121.6127 | 113.1273 | -2.2023 | -1.9897 | -2.1211 | -2.2639 | -2.6324 | -1.9985 | -2.5322 | -2.454 | -4.6574 | -3.8654 | -3.1091 | -2.1876 | -3.0758 | 0.74501 | 8.3249 | 7.9161 | 5.1 | 5.2961 | -1.3679 | -1.7413 | -0.50181 | -0.98724 | -0.75438 | -0.67806 | 64.5812 | 62.8931 | 62.1987 | 60.6045 | 59.4443 | 58.7504 | 58.189 | 59.4997 | 62.2222 | 67.1536 | 72.7173 | 76.781 | 78.8238 | 80.4859 | 81.2991 | 80.8217 | 79.2905 | 77.1608 | 75.1707 | 72.6927 | 70.8743 | 69.3276 | 67.4973 | 66.3791 | 2.9458 | 3.3688 | 3.1822 | 3.7336 | 3.9958 | 3.0406 | 3.3249 | 3.4558 | 4.2938 | 5.1522 | 5.3789 | 4.8988 | 4.1915 | 4.3462 | 4.3583 | 4.3205 | 4.2888 | 4.5682 | 4.2722 | 3.4963 | 4.0743 | 3.5711 | 3.5492 | 3.3084
Program Specific1-in-10Size: Over 200kWSouth of Lugo2020December Monthly Peak | Program Specific | 1-in-10 | Size: Over 200kW | South of Lugo | 2020 | December Monthly Peak | 12 | 101.5141 | 98.7227 | 96.1132 | 97.0897 | 102.485 | 115.8051 | 140.5092 | 157.8271 | 170.2668 | 177.0925 | 178.3461 | 176.3872 | 172.1516 | 169.483 | 165.4414 | 157.6971 | 154.739 | 154.8096 | 147.7186 | 143.9855 | 136.5001 | 128.9463 | 113.2929 | 106.9333 | -2.0343 | -1.7542 | -1.9665 | -2.1422 | -2.5605 | -1.869 | -2.3895 | -2.3672 | -4.6262 | -3.5334 | -2.6521 | -1.7943 | -2.6051 | 0.6521 | 6.7636 | 6.4242 | 4.1157 | 4.5227 | -1.3519 | -1.5682 | -0.27541 | -0.75049 | -0.50346 | -0.42878 | 47.0274 | 46.4327 | 45.5575 | 44.8471 | 44.2937 | 43.0162 | 43.9875 | 44.6732 | 45.9721 | 47.6746 | 49.9565 | 51.777 | 53.0477 | 52.5862 | 52.4708 | 52.2052 | 51.9058 | 50.7355 | 49.4243 | 48.6421 | 47.6142 | 47.0454 | 46.3489 | 45.9611 | 2.8936 | 3.3561 | 3.1842 | 3.698 | 3.9534 | 2.9401 | 3.2956 | 3.4123 | 4.1201 | 4.7641 | 4.7644 | 4.2093 | 3.5274 | 3.5758 | 3.5632 | 3.5355 | 3.6264 | 3.9846 | 3.823 | 3.2209 | 3.8003 | 3.3985 | 3.3722 | 3.1894
Program Specific1-in-10Size: Over 200kWSouth of Lugo2020Typical Event Day | Program Specific | 1-in-10 | Size: Over 200kW | South of Lugo | 2020 | Typical Event Day | 8 | 123.4805 | 120.2856 | 116.374 | 116.8107 | 125.246 | 144.8971 | 173.6694 | 197.0709 | 213.5394 | 228.989 | 242.2929 | 244.9087 | 240.272 | 241.5617 | 238.3937 | 229.6617 | 217.9994 | 205.6714 | 188.6007 | 181.8485 | 174.735 | 162.0021 | 144.4925 | 134.4482 | -3.2594 | -3.8498 | -3.4115 | -3.0811 | -3.0674 | -2.5788 | -3.6095 | -3.0371 | -3.5284 | -4.292 | -4.0884 | -2.9945 | -2.9419 | 0.38865 | 8.7826 | 8.5702 | 6.9752 | 6.0751 | -0.28871 | -2.0247 | -2.0967 | -2.5354 | -2.5293 | -2.5195 | 70.1192 | 69.4054 | 69.021 | 68.7244 | 67.9681 | 67.5376 | 67.4069 | 68.0547 | 70.639 | 74.6802 | 78.7843 | 82.5367 | 85.0649 | 86.9207 | 87.9306 | 88.3369 | 89.2128 | 88.508 | 87.4419 | 84.9093 | 80.737 | 76.8279 | 74.2718 | 72.6019 | 3.2516 | 3.7775 | 3.5616 | 4.1101 | 4.4633 | 3.3984 | 3.7629 | 3.9361 | 4.7735 | 5.6908 | 5.9794 | 5.3992 | 4.5481 | 4.7081 | 4.7432 | 4.7566 | 4.7196 | 4.8903 | 4.5091 | 3.7579 | 4.4941 | 3.9444 | 3.9731 | 3.7045
Program Specific1-in-10Size: Over 200kWSouth of Lugo2021January Monthly Peak | Program Specific | 1-in-10 | Size: Over 200kW | South of Lugo | 2021 | January Monthly Peak | 1 | 104.089 | 101.1859 | 98.3868 | 98.8099 | 104.9884 | 119.7828 | 148.1011 | 167.1092 | 179.756 | 187.671 | 189.5133 | 188.3906 | 185.1916 | 184.6314 | 179.9442 | 170.6092 | 165.6817 | 165.822 | 158.2655 | 154.7185 | 146.3676 | 135.6723 | 118.8387 | 111.5674 | -2.0859 | -1.798 | -2.013 | -2.1802 | -2.6231 | -1.9332 | -2.5186 | -2.5064 | -4.884 | -3.7445 | -2.8182 | -1.9164 | -2.8024 | 0.71038 | 7.3566 | 6.9502 | 4.4068 | 4.8444 | -1.4484 | -1.6851 | -0.29532 | -0.78963 | -0.5281 | -0.44736 | 45.7488 | 45.941 | 45.2506 | 44.5678 | 44.4311 | 44.1857 | 43.1399 | 42.8849 | 43.8256 | 46.5944 | 48.6018 | 50.5925 | 52.6577 | 53.7223 | 54.6387 | 54.8489 | 54.4753 | 53.558 | 51.9752 | 51.0266 | 50.0487 | 49.76 | 49.5919 | 48.5491 | 2.967 | 3.4398 | 3.2595 | 3.7635 | 4.05 | 3.0411 | 3.4736 | 3.613 | 4.3498 | 5.0486 | 5.0627 | 4.4958 | 3.7946 | 3.8954 | 3.8756 | 3.825 | 3.8828 | 4.268 | 4.0959 | 3.461 | 4.075 | 3.5758 | 3.5372 | 3.3276
Program Specific1-in-10Size: Over 200kWSouth of Lugo2021February Monthly Peak | Program Specific | 1-in-10 | Size: Over 200kW | South of Lugo | 2021 | February Monthly Peak | 2 | 102.4734 | 99.7096 | 97.0027 | 97.6657 | 103.3794 | 118.1922 | 143.5168 | 159.7154 | 171.4029 | 181.1512 | 185.6637 | 187.2295 | 185.6438 | 186.4433 | 182.2 | 172.9836 | 166.2858 | 165.2882 | 157.2348 | 151.8491 | 143.6058 | 133.2336 | 118.0338 | 110.6596 | -2.0535 | -1.7717 | -1.9847 | -2.155 | -2.5829 | -1.9075 | -2.4406 | -2.3955 | -4.6571 | -3.6144 | -2.7609 | -1.9046 | -2.8092 | 0.71735 | 7.4488 | 7.0469 | 4.4228 | 4.8288 | -1.439 | -1.6538 | -0.28975 | -0.77544 | -0.52453 | -0.44372 | 51.6447 | 50.9723 | 50.206 | 49.1421 | 48.4768 | 48.1987 | 47.3366 | 47.1926 | 48.6879 | 52.3788 | 56.2608 | 60.0484 | 61.9134 | 63.2386 | 63.9472 | 64.0557 | 63.1468 | 62.1217 | 60.054 | 58.0606 | 56.6088 | 55.3829 | 54.4129 | 53.0133 | 2.921 | 3.3896 | 3.2137 | 3.72 | 3.9879 | 3.0007 | 3.3661 | 3.4532 | 4.1476 | 4.8733 | 4.9598 | 4.4681 | 3.8039 | 3.9336 | 3.9242 | 3.8782 | 3.897 | 4.2543 | 4.0693 | 3.3968 | 3.9981 | 3.5115 | 3.5133 | 3.3005
Program Specific1-in-10Size: Over 200kWSouth of Lugo2021March Monthly Peak | Program Specific | 1-in-10 | Size: Over 200kW | South of Lugo | 2021 | March Monthly Peak | 3 | 110.4807 | 107.2794 | 102.4405 | 103.0434 | 108.7537 | 124.6109 | 148.6386 | 168.7938 | 185.0921 | 198.134 | 206.7486 | 210.8259 | 209.722 | 212.2732 | 210.2354 | 202.2592 | 193.0192 | 182.2746 | 167.4838 | 164.9223 | 157.3819 | 146.4653 | 129.8567 | 119.5727 | -2.214 | -1.9062 | -2.0959 | -2.2736 | -2.7171 | -2.0111 | -2.5277 | -2.5317 | -5.029 | -3.9533 | -3.0744 | -2.1446 | -3.1736 | 0.81674 | 8.5949 | 8.2396 | 5.1339 | 5.3251 | -1.5328 | -1.7962 | -0.31755 | -0.85245 | -0.57707 | -0.47946 | 61.1564 | 59.5159 | 58.8411 | 58.6455 | 57.753 | 55.8626 | 55.3251 | 56.0158 | 59.1539 | 64.0511 | 69.2004 | 73.8712 | 77.1629 | 78.5074 | 78.7667 | 79.1337 | 78.132 | 76.6862 | 75.0275 | 72.4745 | 69.6987 | 66.5006 | 63.5747 | 61.4743 | 3.1492 | 3.647 | 3.3938 | 3.9248 | 4.1952 | 3.1637 | 3.4862 | 3.6494 | 4.4789 | 5.3301 | 5.5231 | 5.0312 | 4.2972 | 4.4786 | 4.528 | 4.5346 | 4.5235 | 4.6915 | 4.3345 | 3.6892 | 4.3817 | 3.8603 | 3.8652 | 3.5664
Program Specific1-in-10Size: Over 200kWSouth of Lugo2021April Monthly Peak | Program Specific | 1-in-10 | Size: Over 200kW | South of Lugo | 2021 | April Monthly Peak | 4 | 113.3655 | 109.6913 | 104.6006 | 105.2315 | 111.0073 | 127.7652 | 153.7375 | 177.1309 | 197.3513 | 213.4013 | 224.4007 | 229.3096 | 228.9503 | 231.84 | 229.5303 | 220.7159 | 209.6946 | 196.9602 | 179.0294 | 174.8082 | 165.2496 | 152.8602 | 134.7169 | 123.7722 | -2.8436 | -3.1883 | -2.8751 | -2.682 | -2.73 | -2.2301 | -3.0753 | -2.7147 | -3.6948 | -4.0531 | -3.6937 | -2.7065 | -2.9398 | 0.48018 | 8.6476 | 8.3923 | 6.4757 | 5.8046 | -0.55579 | -1.9375 | -1.6423 | -2.082 | -1.9949 | -1.9429 | 70.8429 | 69.745 | 68.1534 | 66.5131 | 65.11 | 64.2412 | 63.7809 | 63.8764 | 66.561 | 72.1406 | 77.2151 | 82.3949 | 85.7239 | 87.2719 | 86.3088 | 86.0992 | 86.1572 | 86.0162 | 84.5797 | 80.4234 | 75.5045 | 71.171 | 68.7752 | 67.5608 | 2.9918 | 3.4524 | 3.2084 | 3.7109 | 3.9646 | 3.0032 | 3.3384 | 3.5457 | 4.4214 | 5.3151 | 5.5501 | 5.0664 | 4.3433 | 4.5286 | 4.5769 | 4.5814 | 4.5498 | 4.6935 | 4.2897 | 3.6203 | 4.2595 | 3.73 | 3.7125 | 3.4178
Program Specific1-in-10Size: Over 200kWSouth of Lugo2021May Monthly Peak | Program Specific | 1-in-10 | Size: Over 200kW | South of Lugo | 2021 | May Monthly Peak | 5 | 119.1499 | 116.113 | 110.6459 | 111.1798 | 117.8014 | 134.9063 | 160.2657 | 187.978 | 210.3524 | 228.1215 | 239.0309 | 241.7787 | 238.688 | 240.1412 | 237.2836 | 227.3949 | 215.1469 | 201.1202 | 183.6545 | 175.8697 | 169.4324 | 156.9117 | 140.2974 | 129.9393 | -2.9239 | -3.2334 | -2.9574 | -2.7925 | -2.9021 | -2.3356 | -3.1541 | -2.8743 | -4.13 | -4.3563 | -3.8935 | -2.8111 | -3.1239 | 0.5434 | 9.0218 | 8.7128 | 6.5446 | 5.9217 | -0.68997 | -1.9457 | -1.5391 | -2.0052 | -1.9206 | -1.8759 | 67.7882 | 66.9575 | 65.271 | 64.3372 | 63.8348 | 63.1435 | 63.3748 | 63.5511 | 66.8552 | 72.798 | 77.9556 | 81.8068 | 83.8998 | 84.9876 | 86.8129 | 87.9514 | 88.2854 | 87.3448 | 85.9625 | 83.3692 | 80.0825 | 76.0832 | 73.0081 | 70.9398 | 3.1547 | 3.6664 | 3.4049 | 3.9334 | 4.221 | 3.1814 | 3.4915 | 3.7751 | 4.728 | 5.7002 | 5.9312 | 5.3594 | 4.5428 | 4.7061 | 4.747 | 4.7354 | 4.6833 | 4.8083 | 4.4149 | 3.6542 | 4.3816 | 3.8414 | 3.8789 | 3.5998
Program Specific1-in-10Size: Over 200kWSouth of Lugo2021June Monthly Peak | Program Specific | 1-in-10 | Size: Over 200kW | South of Lugo | 2021 | June Monthly Peak | 6 | 124.8409 | 120.743 | 115.7881 | 115.6928 | 123.6548 | 141.9083 | 165.8134 | 190.7051 | 209.8637 | 224.5807 | 233.8553 | 235.8751 | 230.7443 | 232.0433 | 230.1563 | 221.8477 | 211.413 | 199.5172 | 183.2451 | 176.2916 | 171.4574 | 160.1201 | 145.0737 | 134.6069 | -2.9344 | -3.0827 | -2.928 | -2.8247 | -3.0562 | -2.4186 | -3.1613 | -2.9032 | -4.4838 | -4.3329 | -3.733 | -2.6637 | -3.1283 | 0.60958 | 8.9022 | 8.6237 | 6.2454 | 5.864 | -0.9156 | -1.9434 | -1.2791 | -1.7901 | -1.6778 | -1.6208 | 65.9083 | 65.3344 | 64.844 | 64.4226 | 62.9419 | 62.1611 | 62.3545 | 64.1404 | 67.1085 | 71.5232 | 76.4928 | 80.4917 | 82.3776 | 82.7949 | 83.7803 | 83.9588 | 85.179 | 84.7778 | 84.6465 | 83.0494 | 78.7375 | 74.6485 | 71.7695 | 69.9502 | 3.3382 | 3.8504 | 3.5984 | 4.1337 | 4.4746 | 3.3797 | 3.6482 | 3.8678 | 4.7638 | 5.6674 | 5.8603 | 5.2803 | 4.4351 | 4.5924 | 4.65 | 4.6657 | 4.6477 | 4.8172 | 4.4487 | 3.6993 | 4.4779 | 3.9588 | 4.0507 | 3.7661
Program Specific1-in-10Size: Over 200kWSouth of Lugo2021July Monthly Peak | Program Specific | 1-in-10 | Size: Over 200kW | South of Lugo | 2021 | July Monthly Peak | 7 | 126.8823 | 123.0547 | 118.7906 | 118.9795 | 127.8161 | 146.6074 | 173.3159 | 197.9834 | 214.6781 | 227.5398 | 238.6281 | 239.9511 | 234.6906 | 234.7673 | 232.2927 | 226.3204 | 215.8937 | 203.7249 | 187.0197 | 179.3757 | 175.1862 | 163.2718 | 147.1711 | 136.8268 | -3.2245 | -3.6675 | -3.3196 | -3.059 | -3.1401 | -2.5716 | -3.5009 | -3.0385 | -3.9007 | -4.3074 | -3.9526 | -2.8576 | -2.9784 | 0.45899 | 8.703 | 8.5652 | 6.7276 | 6.0074 | -0.50669 | -1.9904 | -1.8317 | -2.3071 | -2.2789 | -2.2524 | 69.5213 | 68.8485 | 68.5786 | 68.3665 | 68.0278 | 67.7366 | 67.3339 | 67.5092 | 70.3677 | 74.4183 | 78.0947 | 79.7501 | 80.6587 | 82.4912 | 84.6199 | 85.6182 | 87.7802 | 86.553 | 84.3736 | 81.7963 | 78.5098 | 75.8436 | 74.0186 | 72.6488 | 3.3441 | 3.8679 | 3.6388 | 4.1902 | 4.5589 | 3.4416 | 3.7586 | 3.9579 | 4.8032 | 5.6598 | 5.8942 | 5.2946 | 4.4464 | 4.5798 | 4.6259 | 4.6916 | 4.6782 | 4.8484 | 4.4753 | 3.7101 | 4.5097 | 3.9789 | 4.0504 | 3.7734
Program Specific1-in-10Size: Over 200kWSouth of Lugo2021August Monthly Peak | Program Specific | 1-in-10 | Size: Over 200kW | South of Lugo | 2021 | August Monthly Peak | 8 | 123.7961 | 120.5532 | 116.6155 | 117.0477 | 125.5027 | 145.237 | 174.2781 | 198.063 | 214.9244 | 230.5997 | 244.0468 | 246.661 | 242.0461 | 243.3273 | 240.1209 | 231.3076 | 219.5317 | 207.0521 | 189.7042 | 182.8517 | 175.5475 | 162.6682 | 144.9679 | 134.8652 | -3.3207 | -3.974 | -3.4881 | -3.1214 | -3.0695 | -2.601 | -3.6665 | -3.0579 | -3.3971 | -4.3034 | -4.1509 | -3.0501 | -2.9165 | 0.35479 | 8.7808 | 8.5783 | 7.1041 | 6.1204 | -0.19299 | -2.0388 | -2.2246 | -2.6536 | -2.6652 | -2.6611 | 70.6814 | 70.2455 | 70.0524 | 69.7398 | 69.3437 | 69.2015 | 69.1054 | 69.3441 | 71.5922 | 75.2716 | 78.6531 | 82.3472 | 85.2047 | 86.9986 | 87.3372 | 88.2228 | 88.8591 | 89.023 | 88.2944 | 84.7838 | 79.4028 | 75.8696 | 73.6358 | 72.1636 | 3.2633 | 3.7898 | 3.5727 | 4.1227 | 4.477 | 3.4099 | 3.78 | 3.96 | 4.8094 | 5.7367 | 6.0289 | 5.4434 | 4.5864 | 4.7474 | 4.7825 | 4.7956 | 4.7577 | 4.9282 | 4.5401 | 3.7825 | 4.5196 | 3.9647 | 3.9903 | 3.7198
Program Specific1-in-10Size: Over 200kWSouth of Lugo2021September Monthly Peak | Program Specific | 1-in-10 | Size: Over 200kW | South of Lugo | 2021 | September Monthly Peak | 9 | 127.3249 | 124.2055 | 119.3521 | 119.8657 | 129.2991 | 151.2441 | 186.2801 | 215.0108 | 239.4188 | 259.0398 | 272.6837 | 274.1827 | 269.0798 | 270.1556 | 264.4116 | 251.8975 | 238.3687 | 222.2648 | 202.3661 | 196.9285 | 184.746 | 169.3175 | 149.9139 | 139.0118 | -3.7996 | -4.9337 | -4.0716 | -3.4418 | -3.1321 | -2.8277 | -4.2531 | -3.3617 | -2.5744 | -4.6855 | -4.8973 | -3.6578 | -2.8733 | 0.10685 | 9.1619 | 8.9328 | 8.3244 | 6.6042 | 0.52614 | -2.2185 | -3.2164 | -3.5521 | -3.6855 | -3.7148 | 74.3657 | 73.1934 | 72.6089 | 72.3687 | 71.5589 | 71.0513 | 70.8339 | 71.2253 | 73.4875 | 77.5077 | 81.8968 | 87.5579 | 92.0186 | 95.3982 | 95.9851 | 95.5477 | 95.0328 | 93.6783 | 92.4532 | 90.0079 | 86.2978 | 80.9499 | 77.6633 | 75.6451 | 3.4606 | 4.026 | 3.7702 | 4.3533 | 4.7559 | 3.6613 | 4.1659 | 4.4325 | 5.5241 | 6.6446 | 6.9458 | 6.2389 | 5.2571 | 5.4348 | 5.43 | 5.3849 | 5.3265 | 5.4548 | 4.9937 | 4.2003 | 4.9044 | 4.2551 | 4.2547 | 3.9534
Program Specific1-in-10Size: Over 200kWSouth of Lugo2021October Monthly Peak | Program Specific | 1-in-10 | Size: Over 200kW | South of Lugo | 2021 | October Monthly Peak | 10 | 106.6228 | 103.0722 | 99.9616 | 100.8822 | 106.3263 | 122.8786 | 149.3821 | 169.3922 | 187.7723 | 204.8364 | 216.1826 | 221.6244 | 222.8345 | 225.4375 | 221.0507 | 210.3307 | 198.719 | 192.9458 | 178.4596 | 168.3345 | 156.3197 | 143.4027 | 126.6533 | 117.9268 | -2.8078 | -3.2845 | -2.9217 | -2.6567 | -2.6046 | -2.1849 | -3.0992 | -2.6099 | -3.1222 | -3.8417 | -3.6436 | -2.7053 | -2.7347 | 0.36764 | 8.1524 | 7.8558 | 6.3478 | 5.6986 | -0.28648 | -1.8738 | -1.8605 | -2.2305 | -2.2009 | -2.1929 | 71.9074 | 71.425 | 70.594 | 69.7565 | 68.6117 | 68.3773 | 68.5444 | 68.7712 | 69.7501 | 72.4225 | 76.5918 | 81.6183 | 85.0766 | 86.6276 | 87.1309 | 87.3398 | 86.3682 | 83.5967 | 80.0738 | 77.6091 | 75.5027 | 74.0791 | 72.8373 | 71.8279 | 2.8075 | 3.2367 | 3.0591 | 3.5494 | 3.7888 | 2.8818 | 3.2364 | 3.383 | 4.1972 | 5.0901 | 5.3346 | 4.8855 | 4.2177 | 4.3935 | 4.3978 | 4.3559 | 4.3018 | 4.5874 | 4.2663 | 3.4783 | 4.0201 | 3.4913 | 3.4823 | 3.249
Program Specific1-in-10Size: Over 200kWSouth of Lugo2021November Monthly Peak | Program Specific | 1-in-10 | Size: Over 200kW | South of Lugo | 2021 | November Monthly Peak | 11 | 105.3963 | 101.0665 | 97.9609 | 99.9727 | 105.6423 | 122.1431 | 144.5788 | 163.0131 | 180.9684 | 195.3258 | 205.3545 | 209.3574 | 208.6252 | 210.0956 | 206.3784 | 196.5412 | 186.6432 | 181.0132 | 168.3576 | 159.4051 | 149.2495 | 138.1873 | 121.6127 | 113.1273 | -2.2023 | -1.9897 | -2.1211 | -2.2639 | -2.6324 | -1.9985 | -2.5322 | -2.454 | -4.6574 | -3.8654 | -3.1091 | -2.1876 | -3.0758 | 0.74501 | 8.3249 | 7.9161 | 5.1 | 5.2961 | -1.3679 | -1.7413 | -0.50181 | -0.98724 | -0.75438 | -0.67806 | 64.5812 | 62.8931 | 62.1987 | 60.6045 | 59.4443 | 58.7504 | 58.189 | 59.4997 | 62.2222 | 67.1536 | 72.7173 | 76.781 | 78.8238 | 80.4859 | 81.2991 | 80.8217 | 79.2905 | 77.1608 | 75.1707 | 72.6927 | 70.8743 | 69.3276 | 67.4973 | 66.3791 | 2.9458 | 3.3688 | 3.1822 | 3.7336 | 3.9958 | 3.0406 | 3.3249 | 3.4558 | 4.2938 | 5.1522 | 5.3789 | 4.8988 | 4.1915 | 4.3462 | 4.3583 | 4.3205 | 4.2888 | 4.5682 | 4.2722 | 3.4963 | 4.0743 | 3.5711 | 3.5492 | 3.3084
Program Specific1-in-10Size: Over 200kWSouth of Lugo2021December Monthly Peak | Program Specific | 1-in-10 | Size: Over 200kW | South of Lugo | 2021 | December Monthly Peak | 12 | 101.5141 | 98.7227 | 96.1132 | 97.0897 | 102.485 | 115.8051 | 140.5092 | 157.8271 | 170.2668 | 177.0925 | 178.3461 | 176.3872 | 172.1516 | 169.483 | 165.4414 | 157.6971 | 154.739 | 154.8096 | 147.7186 | 143.9855 | 136.5001 | 128.9463 | 113.2929 | 106.9333 | -2.0343 | -1.7542 | -1.9665 | -2.1422 | -2.5605 | -1.869 | -2.3895 | -2.3672 | -4.6262 | -3.5334 | -2.6521 | -1.7943 | -2.6051 | 0.6521 | 6.7636 | 6.4242 | 4.1157 | 4.5227 | -1.3519 | -1.5682 | -0.27541 | -0.75049 | -0.50346 | -0.42878 | 47.0274 | 46.4327 | 45.5575 | 44.8471 | 44.2937 | 43.0162 | 43.9875 | 44.6732 | 45.9721 | 47.6746 | 49.9565 | 51.777 | 53.0477 | 52.5862 | 52.4708 | 52.2052 | 51.9058 | 50.7355 | 49.4243 | 48.6421 | 47.6142 | 47.0454 | 46.3489 | 45.9611 | 2.8936 | 3.3561 | 3.1842 | 3.698 | 3.9534 | 2.9401 | 3.2956 | 3.4123 | 4.1201 | 4.7641 | 4.7644 | 4.2093 | 3.5274 | 3.5758 | 3.5632 | 3.5355 | 3.6264 | 3.9846 | 3.823 | 3.2209 | 3.8003 | 3.3985 | 3.3722 | 3.1894
Program Specific1-in-10Size: Over 200kWSouth of Lugo2021Typical Event Day | Program Specific | 1-in-10 | Size: Over 200kW | South of Lugo | 2021 | Typical Event Day | 8 | 123.4805 | 120.2856 | 116.374 | 116.8107 | 125.246 | 144.8971 | 173.6694 | 197.0709 | 213.5395 | 228.989 | 242.2929 | 244.9088 | 240.272 | 241.5617 | 238.3936 | 229.6618 | 217.9994 | 205.6714 | 188.6007 | 181.8485 | 174.735 | 162.0021 | 144.4925 | 134.4482 | -3.2594 | -3.8498 | -3.4115 | -3.0811 | -3.0674 | -2.5788 | -3.6095 | -3.0371 | -3.5284 | -4.292 | -4.0884 | -2.9945 | -2.9419 | 0.38865 | 8.7826 | 8.5702 | 6.9752 | 6.0751 | -0.28871 | -2.0247 | -2.0967 | -2.5354 | -2.5293 | -2.5195 | 70.1192 | 69.4054 | 69.021 | 68.7244 | 67.9681 | 67.5376 | 67.4069 | 68.0547 | 70.639 | 74.6802 | 78.7843 | 82.5367 | 85.0649 | 86.9207 | 87.9306 | 88.3369 | 89.2128 | 88.508 | 87.4419 | 84.9093 | 80.737 | 76.8279 | 74.2718 | 72.6019 | 3.2516 | 3.7775 | 3.5616 | 4.1101 | 4.4633 | 3.3984 | 3.7629 | 3.9361 | 4.7735 | 5.6908 | 5.9794 | 5.3992 | 4.5481 | 4.7081 | 4.7432 | 4.7566 | 4.7196 | 4.8903 | 4.5091 | 3.7579 | 4.4941 | 3.9444 | 3.9731 | 3.7045
Program Specific1-in-10Size: Over 200kWSouth of Lugo2022January Monthly Peak | Program Specific | 1-in-10 | Size: Over 200kW | South of Lugo | 2022 | January Monthly Peak | 1 | 104.089 | 101.1859 | 98.3868 | 98.8099 | 104.9884 | 119.7828 | 148.1011 | 167.1092 | 179.756 | 187.671 | 189.5133 | 188.3906 | 185.1916 | 184.6314 | 179.9442 | 170.6093 | 165.6817 | 165.822 | 158.2655 | 154.7185 | 146.3676 | 135.6723 | 118.8387 | 111.5674 | -2.0859 | -1.798 | -2.013 | -2.1802 | -2.6231 | -1.9332 | -2.5186 | -2.5064 | -4.884 | -3.7445 | -2.8182 | -1.9164 | -2.8024 | 0.71038 | 7.3566 | 6.9502 | 4.4068 | 4.8444 | -1.4484 | -1.6851 | -0.29532 | -0.78963 | -0.5281 | -0.44736 | 45.7488 | 45.941 | 45.2506 | 44.5678 | 44.4311 | 44.1857 | 43.1399 | 42.8849 | 43.8257 | 46.5944 | 48.6018 | 50.5925 | 52.6577 | 53.7223 | 54.6387 | 54.8489 | 54.4753 | 53.558 | 51.9752 | 51.0266 | 50.0487 | 49.76 | 49.5919 | 48.5491 | 2.967 | 3.4398 | 3.2595 | 3.7635 | 4.05 | 3.0411 | 3.4736 | 3.613 | 4.3498 | 5.0486 | 5.0627 | 4.4958 | 3.7946 | 3.8954 | 3.8756 | 3.825 | 3.8828 | 4.268 | 4.0959 | 3.461 | 4.075 | 3.5758 | 3.5372 | 3.3276
Program Specific1-in-10Size: Over 200kWSouth of Lugo2022February Monthly Peak | Program Specific | 1-in-10 | Size: Over 200kW | South of Lugo | 2022 | February Monthly Peak | 2 | 102.4734 | 99.7096 | 97.0027 | 97.6657 | 103.3794 | 118.1922 | 143.5168 | 159.7154 | 171.4028 | 181.1512 | 185.6637 | 187.2295 | 185.6438 | 186.4433 | 182.2 | 172.9836 | 166.2858 | 165.2882 | 157.2348 | 151.8491 | 143.6058 | 133.2336 | 118.0338 | 110.6596 | -2.0535 | -1.7717 | -1.9847 | -2.155 | -2.5829 | -1.9075 | -2.4406 | -2.3955 | -4.6571 | -3.6144 | -2.7609 | -1.9046 | -2.8092 | 0.71735 | 7.4488 | 7.0469 | 4.4228 | 4.8288 | -1.439 | -1.6538 | -0.28975 | -0.77544 | -0.52453 | -0.44372 | 51.6447 | 50.9723 | 50.206 | 49.1421 | 48.4768 | 48.1987 | 47.3366 | 47.1926 | 48.6879 | 52.3788 | 56.2608 | 60.0484 | 61.9134 | 63.2386 | 63.9472 | 64.0557 | 63.1468 | 62.1217 | 60.054 | 58.0606 | 56.6088 | 55.3829 | 54.4129 | 53.0133 | 2.921 | 3.3896 | 3.2137 | 3.72 | 3.9879 | 3.0007 | 3.3661 | 3.4532 | 4.1476 | 4.8733 | 4.9598 | 4.4681 | 3.8039 | 3.9336 | 3.9242 | 3.8782 | 3.897 | 4.2543 | 4.0693 | 3.3968 | 3.9981 | 3.5115 | 3.5133 | 3.3005
Program Specific1-in-10Size: Over 200kWSouth of Lugo2022March Monthly Peak | Program Specific | 1-in-10 | Size: Over 200kW | South of Lugo | 2022 | March Monthly Peak | 3 | 110.4807 | 107.2794 | 102.4405 | 103.0434 | 108.7537 | 124.6109 | 148.6386 | 168.7938 | 185.0921 | 198.134 | 206.7486 | 210.8259 | 209.722 | 212.2732 | 210.2354 | 202.2592 | 193.0192 | 182.2746 | 167.4838 | 164.9223 | 157.3819 | 146.4653 | 129.8567 | 119.5727 | -2.214 | -1.9062 | -2.0959 | -2.2736 | -2.7171 | -2.0111 | -2.5277 | -2.5317 | -5.029 | -3.9533 | -3.0744 | -2.1446 | -3.1736 | 0.81674 | 8.5949 | 8.2396 | 5.1339 | 5.3251 | -1.5328 | -1.7962 | -0.31755 | -0.85245 | -0.57707 | -0.47946 | 61.1564 | 59.5159 | 58.8411 | 58.6455 | 57.7531 | 55.8626 | 55.3251 | 56.0158 | 59.1539 | 64.0511 | 69.2004 | 73.8712 | 77.1629 | 78.5074 | 78.7667 | 79.1337 | 78.132 | 76.6862 | 75.0275 | 72.4745 | 69.6987 | 66.5005 | 63.5747 | 61.4743 | 3.1492 | 3.647 | 3.3938 | 3.9248 | 4.1952 | 3.1637 | 3.4862 | 3.6494 | 4.4789 | 5.3301 | 5.5231 | 5.0312 | 4.2972 | 4.4786 | 4.528 | 4.5346 | 4.5235 | 4.6915 | 4.3345 | 3.6892 | 4.3817 | 3.8603 | 3.8652 | 3.5664
Program Specific1-in-10Size: Over 200kWSouth of Lugo2022April Monthly Peak | Program Specific | 1-in-10 | Size: Over 200kW | South of Lugo | 2022 | April Monthly Peak | 4 | 113.3655 | 109.6913 | 104.6006 | 105.2315 | 111.0073 | 127.7652 | 153.7375 | 177.1309 | 197.3513 | 213.4013 | 224.4007 | 229.3096 | 228.9503 | 231.84 | 229.5303 | 220.7159 | 209.6946 | 196.9602 | 179.0294 | 174.8081 | 165.2496 | 152.8602 | 134.7169 | 123.7722 | -2.8436 | -3.1883 | -2.8751 | -2.682 | -2.73 | -2.2301 | -3.0753 | -2.7147 | -3.6948 | -4.0531 | -3.6937 | -2.7065 | -2.9398 | 0.48018 | 8.6476 | 8.3923 | 6.4757 | 5.8046 | -0.55579 | -1.9375 | -1.6423 | -2.082 | -1.9949 | -1.9429 | 70.8429 | 69.745 | 68.1534 | 66.5131 | 65.11 | 64.2412 | 63.7809 | 63.8764 | 66.561 | 72.1406 | 77.2151 | 82.3949 | 85.7239 | 87.2719 | 86.3088 | 86.0992 | 86.1572 | 86.0162 | 84.5797 | 80.4234 | 75.5045 | 71.171 | 68.7752 | 67.5608 | 2.9918 | 3.4524 | 3.2084 | 3.7109 | 3.9646 | 3.0032 | 3.3384 | 3.5457 | 4.4214 | 5.3151 | 5.5501 | 5.0664 | 4.3433 | 4.5286 | 4.5769 | 4.5814 | 4.5498 | 4.6935 | 4.2897 | 3.6203 | 4.2595 | 3.73 | 3.7125 | 3.4178
Program Specific1-in-10Size: Over 200kWSouth of Lugo2022May Monthly Peak | Program Specific | 1-in-10 | Size: Over 200kW | South of Lugo | 2022 | May Monthly Peak | 5 | 119.1499 | 116.113 | 110.6459 | 111.1798 | 117.8014 | 134.9063 | 160.2658 | 187.978 | 210.3524 | 228.1215 | 239.0309 | 241.7787 | 238.688 | 240.1412 | 237.2836 | 227.3949 | 215.1469 | 201.1202 | 183.6544 | 175.8697 | 169.4324 | 156.9117 | 140.2974 | 129.9393 | -2.9239 | -3.2334 | -2.9574 | -2.7925 | -2.9021 | -2.3356 | -3.1541 | -2.8743 | -4.13 | -4.3563 | -3.8935 | -2.8111 | -3.1239 | 0.5434 | 9.0218 | 8.7128 | 6.5446 | 5.9217 | -0.68997 | -1.9457 | -1.5391 | -2.0052 | -1.9206 | -1.8759 | 67.7882 | 66.9575 | 65.271 | 64.3372 | 63.8348 | 63.1435 | 63.3748 | 63.5511 | 66.8552 | 72.798 | 77.9556 | 81.8068 | 83.8998 | 84.9876 | 86.8129 | 87.9514 | 88.2854 | 87.3448 | 85.9625 | 83.3692 | 80.0825 | 76.0832 | 73.0082 | 70.9398 | 3.1547 | 3.6664 | 3.4049 | 3.9334 | 4.221 | 3.1814 | 3.4915 | 3.7751 | 4.728 | 5.7002 | 5.9312 | 5.3594 | 4.5428 | 4.7061 | 4.747 | 4.7354 | 4.6833 | 4.8083 | 4.4149 | 3.6542 | 4.3816 | 3.8414 | 3.8789 | 3.5998
Program Specific1-in-10Size: Over 200kWSouth of Lugo2022June Monthly Peak | Program Specific | 1-in-10 | Size: Over 200kW | South of Lugo | 2022 | June Monthly Peak | 6 | 124.8409 | 120.743 | 115.7881 | 115.6928 | 123.6548 | 141.9083 | 165.8134 | 190.7051 | 209.8637 | 224.5807 | 233.8553 | 235.8751 | 230.7443 | 232.0433 | 230.1563 | 221.8477 | 211.413 | 199.5172 | 183.2451 | 176.2916 | 171.4574 | 160.1201 | 145.0737 | 134.6069 | -2.9344 | -3.0827 | -2.928 | -2.8247 | -3.0562 | -2.4186 | -3.1613 | -2.9032 | -4.4838 | -4.3329 | -3.733 | -2.6637 | -3.1283 | 0.60958 | 8.9022 | 8.6237 | 6.2454 | 5.864 | -0.9156 | -1.9434 | -1.2791 | -1.7901 | -1.6778 | -1.6208 | 65.9083 | 65.3344 | 64.844 | 64.4226 | 62.9418 | 62.1611 | 62.3545 | 64.1404 | 67.1085 | 71.5232 | 76.4928 | 80.4917 | 82.3776 | 82.7949 | 83.7803 | 83.9588 | 85.179 | 84.7778 | 84.6465 | 83.0494 | 78.7375 | 74.6485 | 71.7695 | 69.9502 | 3.3382 | 3.8504 | 3.5984 | 4.1337 | 4.4746 | 3.3797 | 3.6482 | 3.8678 | 4.7638 | 5.6674 | 5.8603 | 5.2803 | 4.4351 | 4.5924 | 4.65 | 4.6657 | 4.6477 | 4.8172 | 4.4487 | 3.6993 | 4.4779 | 3.9588 | 4.0507 | 3.7661
Program Specific1-in-10Size: Over 200kWSouth of Lugo2022July Monthly Peak | Program Specific | 1-in-10 | Size: Over 200kW | South of Lugo | 2022 | July Monthly Peak | 7 | 126.8823 | 123.0547 | 118.7906 | 118.9795 | 127.8161 | 146.6074 | 173.3159 | 197.9834 | 214.6781 | 227.5398 | 238.6281 | 239.9511 | 234.6906 | 234.7673 | 232.2927 | 226.3204 | 215.8937 | 203.7249 | 187.0197 | 179.3758 | 175.1862 | 163.2718 | 147.1711 | 136.8268 | -3.2245 | -3.6675 | -3.3196 | -3.059 | -3.1401 | -2.5716 | -3.5009 | -3.0385 | -3.9007 | -4.3074 | -3.9526 | -2.8576 | -2.9784 | 0.45899 | 8.703 | 8.5652 | 6.7276 | 6.0074 | -0.50669 | -1.9904 | -1.8317 | -2.3071 | -2.2789 | -2.2524 | 69.5213 | 68.8485 | 68.5786 | 68.3665 | 68.0278 | 67.7366 | 67.3339 | 67.5092 | 70.3677 | 74.4183 | 78.0947 | 79.7501 | 80.6587 | 82.4912 | 84.6199 | 85.6182 | 87.7802 | 86.553 | 84.3736 | 81.7963 | 78.5098 | 75.8436 | 74.0186 | 72.6488 | 3.3441 | 3.8679 | 3.6388 | 4.1902 | 4.5589 | 3.4416 | 3.7586 | 3.9579 | 4.8032 | 5.6598 | 5.8942 | 5.2946 | 4.4464 | 4.5798 | 4.6259 | 4.6916 | 4.6782 | 4.8484 | 4.4753 | 3.7101 | 4.5097 | 3.9789 | 4.0504 | 3.7734
Program Specific1-in-10Size: Over 200kWSouth of Lugo2022August Monthly Peak | Program Specific | 1-in-10 | Size: Over 200kW | South of Lugo | 2022 | August Monthly Peak | 8 | 123.7961 | 120.5532 | 116.6155 | 117.0477 | 125.5027 | 145.237 | 174.2781 | 198.063 | 214.9244 | 230.5997 | 244.0468 | 246.661 | 242.0461 | 243.3273 | 240.1209 | 231.3076 | 219.5317 | 207.0521 | 189.7042 | 182.8517 | 175.5475 | 162.6682 | 144.9679 | 134.8652 | -3.3207 | -3.974 | -3.4881 | -3.1214 | -3.0695 | -2.601 | -3.6665 | -3.0579 | -3.3971 | -4.3034 | -4.1509 | -3.0501 | -2.9165 | 0.35479 | 8.7808 | 8.5783 | 7.1041 | 6.1204 | -0.19299 | -2.0388 | -2.2246 | -2.6536 | -2.6652 | -2.6611 | 70.6814 | 70.2455 | 70.0524 | 69.7398 | 69.3437 | 69.2015 | 69.1054 | 69.3441 | 71.5922 | 75.2716 | 78.6531 | 82.3472 | 85.2047 | 86.9986 | 87.3372 | 88.2228 | 88.8591 | 89.023 | 88.2944 | 84.7838 | 79.4028 | 75.8696 | 73.6358 | 72.1636 | 3.2633 | 3.7898 | 3.5727 | 4.1227 | 4.477 | 3.4099 | 3.78 | 3.96 | 4.8094 | 5.7367 | 6.0289 | 5.4434 | 4.5864 | 4.7474 | 4.7825 | 4.7956 | 4.7577 | 4.9282 | 4.5401 | 3.7825 | 4.5196 | 3.9647 | 3.9903 | 3.7198
Program Specific1-in-10Size: Over 200kWSouth of Lugo2022September Monthly Peak | Program Specific | 1-in-10 | Size: Over 200kW | South of Lugo | 2022 | September Monthly Peak | 9 | 127.3249 | 124.2055 | 119.3521 | 119.8657 | 129.2992 | 151.2441 | 186.2801 | 215.0108 | 239.4188 | 259.0398 | 272.6837 | 274.1827 | 269.0798 | 270.1556 | 264.4116 | 251.8975 | 238.3687 | 222.2648 | 202.3661 | 196.9285 | 184.746 | 169.3175 | 149.9138 | 139.0118 | -3.7996 | -4.9337 | -4.0716 | -3.4418 | -3.1321 | -2.8277 | -4.2531 | -3.3617 | -2.5744 | -4.6855 | -4.8973 | -3.6578 | -2.8733 | 0.10685 | 9.1619 | 8.9328 | 8.3244 | 6.6042 | 0.52614 | -2.2185 | -3.2164 | -3.5521 | -3.6855 | -3.7148 | 74.3657 | 73.1934 | 72.6089 | 72.3687 | 71.5589 | 71.0513 | 70.8339 | 71.2253 | 73.4875 | 77.5077 | 81.8968 | 87.5579 | 92.0186 | 95.3982 | 95.9851 | 95.5477 | 95.0328 | 93.6783 | 92.4532 | 90.0079 | 86.2978 | 80.9499 | 77.6633 | 75.6451 | 3.4606 | 4.026 | 3.7702 | 4.3533 | 4.7559 | 3.6613 | 4.1659 | 4.4325 | 5.5241 | 6.6446 | 6.9458 | 6.2389 | 5.2571 | 5.4348 | 5.43 | 5.3849 | 5.3265 | 5.4548 | 4.9937 | 4.2003 | 4.9044 | 4.2551 | 4.2547 | 3.9534
Program Specific1-in-10Size: Over 200kWSouth of Lugo2022October Monthly Peak | Program Specific | 1-in-10 | Size: Over 200kW | South of Lugo | 2022 | October Monthly Peak | 10 | 106.6228 | 103.0722 | 99.9616 | 100.8822 | 106.3263 | 122.8786 | 149.3821 | 169.3922 | 187.7723 | 204.8364 | 216.1826 | 221.6244 | 222.8345 | 225.4375 | 221.0507 | 210.3307 | 198.719 | 192.9458 | 178.4596 | 168.3345 | 156.3197 | 143.4027 | 126.6533 | 117.9268 | -2.8078 | -3.2845 | -2.9217 | -2.6567 | -2.6046 | -2.1849 | -3.0992 | -2.6099 | -3.1222 | -3.8417 | -3.6436 | -2.7053 | -2.7347 | 0.36764 | 8.1524 | 7.8558 | 6.3478 | 5.6986 | -0.28648 | -1.8738 | -1.8605 | -2.2305 | -2.2009 | -2.1929 | 71.9074 | 71.425 | 70.594 | 69.7565 | 68.6117 | 68.3773 | 68.5444 | 68.7712 | 69.7501 | 72.4225 | 76.5918 | 81.6183 | 85.0766 | 86.6276 | 87.1309 | 87.3398 | 86.3682 | 83.5967 | 80.0738 | 77.6091 | 75.5027 | 74.0791 | 72.8373 | 71.8279 | 2.8075 | 3.2367 | 3.0591 | 3.5494 | 3.7888 | 2.8818 | 3.2364 | 3.383 | 4.1972 | 5.0901 | 5.3346 | 4.8855 | 4.2177 | 4.3935 | 4.3978 | 4.3559 | 4.3018 | 4.5874 | 4.2663 | 3.4783 | 4.0201 | 3.4913 | 3.4823 | 3.249
Program Specific1-in-10Size: Over 200kWSouth of Lugo2022November Monthly Peak | Program Specific | 1-in-10 | Size: Over 200kW | South of Lugo | 2022 | November Monthly Peak | 11 | 105.3963 | 101.0665 | 97.9609 | 99.9727 | 105.6423 | 122.1431 | 144.5788 | 163.0131 | 180.9684 | 195.3258 | 205.3545 | 209.3574 | 208.6252 | 210.0956 | 206.3784 | 196.5412 | 186.6432 | 181.0132 | 168.3576 | 159.4051 | 149.2495 | 138.1873 | 121.6127 | 113.1273 | -2.2023 | -1.9897 | -2.1211 | -2.2639 | -2.6324 | -1.9985 | -2.5322 | -2.454 | -4.6574 | -3.8654 | -3.1091 | -2.1876 | -3.0758 | 0.74501 | 8.3249 | 7.9161 | 5.1 | 5.2961 | -1.3679 | -1.7413 | -0.50181 | -0.98724 | -0.75438 | -0.67806 | 64.5812 | 62.8931 | 62.1987 | 60.6045 | 59.4443 | 58.7504 | 58.189 | 59.4997 | 62.2222 | 67.1536 | 72.7173 | 76.781 | 78.8238 | 80.4859 | 81.2991 | 80.8217 | 79.2905 | 77.1608 | 75.1707 | 72.6927 | 70.8743 | 69.3276 | 67.4973 | 66.3791 | 2.9458 | 3.3688 | 3.1822 | 3.7336 | 3.9958 | 3.0406 | 3.3249 | 3.4558 | 4.2938 | 5.1522 | 5.3789 | 4.8988 | 4.1915 | 4.3462 | 4.3583 | 4.3205 | 4.2888 | 4.5682 | 4.2722 | 3.4963 | 4.0743 | 3.5711 | 3.5492 | 3.3084
Program Specific1-in-10Size: Over 200kWSouth of Lugo2022December Monthly Peak | Program Specific | 1-in-10 | Size: Over 200kW | South of Lugo | 2022 | December Monthly Peak | 12 | 101.5141 | 98.7227 | 96.1132 | 97.0897 | 102.485 | 115.8051 | 140.5092 | 157.8271 | 170.2668 | 177.0925 | 178.3461 | 176.3872 | 172.1516 | 169.483 | 165.4414 | 157.6971 | 154.739 | 154.8096 | 147.7186 | 143.9855 | 136.5001 | 128.9463 | 113.2929 | 106.9333 | -2.0343 | -1.7542 | -1.9665 | -2.1422 | -2.5605 | -1.869 | -2.3895 | -2.3672 | -4.6262 | -3.5334 | -2.6521 | -1.7943 | -2.6051 | 0.6521 | 6.7636 | 6.4242 | 4.1157 | 4.5227 | -1.3519 | -1.5682 | -0.27541 | -0.75049 | -0.50346 | -0.42878 | 47.0274 | 46.4327 | 45.5575 | 44.8471 | 44.2937 | 43.0162 | 43.9875 | 44.6732 | 45.9721 | 47.6746 | 49.9565 | 51.777 | 53.0477 | 52.5862 | 52.4708 | 52.2052 | 51.9058 | 50.7355 | 49.4243 | 48.6421 | 47.6142 | 47.0454 | 46.3489 | 45.9611 | 2.8936 | 3.3561 | 3.1842 | 3.698 | 3.9534 | 2.9401 | 3.2956 | 3.4123 | 4.1201 | 4.7641 | 4.7644 | 4.2093 | 3.5274 | 3.5758 | 3.5632 | 3.5355 | 3.6264 | 3.9846 | 3.823 | 3.2209 | 3.8003 | 3.3985 | 3.3722 | 3.1894
Program Specific1-in-10Size: Over 200kWSouth of Lugo2022Typical Event Day | Program Specific | 1-in-10 | Size: Over 200kW | South of Lugo | 2022 | Typical Event Day | 8 | 123.4805 | 120.2856 | 116.374 | 116.8107 | 125.246 | 144.897 | 173.6694 | 197.0709 | 213.5394 | 228.989 | 242.2929 | 244.9087 | 240.272 | 241.5617 | 238.3937 | 229.6618 | 217.9994 | 205.6714 | 188.6007 | 181.8485 | 174.735 | 162.0021 | 144.4925 | 134.4482 | -3.2594 | -3.8498 | -3.4115 | -3.0811 | -3.0674 | -2.5788 | -3.6095 | -3.0371 | -3.5284 | -4.292 | -4.0884 | -2.9945 | -2.9419 | 0.38865 | 8.7826 | 8.5702 | 6.9752 | 6.0751 | -0.28871 | -2.0247 | -2.0967 | -2.5354 | -2.5293 | -2.5195 | 70.1192 | 69.4054 | 69.021 | 68.7244 | 67.9681 | 67.5376 | 67.4069 | 68.0547 | 70.639 | 74.6802 | 78.7843 | 82.5367 | 85.0649 | 86.9207 | 87.9306 | 88.3369 | 89.2128 | 88.508 | 87.4419 | 84.9093 | 80.737 | 76.8279 | 74.2718 | 72.6019 | 3.2516 | 3.7775 | 3.5616 | 4.1101 | 4.4633 | 3.3984 | 3.7629 | 3.9361 | 4.7735 | 5.6908 | 5.9794 | 5.3992 | 4.5481 | 4.7081 | 4.7432 | 4.7566 | 4.7196 | 4.8903 | 4.5091 | 3.7579 | 4.4941 | 3.9444 | 3.9731 | 3.7045
Program Specific1-in-10Size: Over 200kWSouth of Lugo2023January Monthly Peak | Program Specific | 1-in-10 | Size: Over 200kW | South of Lugo | 2023 | January Monthly Peak | 1 | 104.089 | 101.1859 | 98.3868 | 98.8099 | 104.9884 | 119.7828 | 148.1011 | 167.1092 | 179.756 | 187.671 | 189.5133 | 188.3906 | 185.1916 | 184.6314 | 179.9442 | 170.6093 | 165.6818 | 165.822 | 158.2655 | 154.7185 | 146.3676 | 135.6723 | 118.8387 | 111.5674 | -2.0859 | -1.798 | -2.013 | -2.1802 | -2.6231 | -1.9332 | -2.5186 | -2.5064 | -4.884 | -3.7445 | -2.8182 | -1.9164 | -2.8024 | 0.71038 | 7.3566 | 6.9502 | 4.4068 | 4.8444 | -1.4484 | -1.6851 | -0.29532 | -0.78963 | -0.5281 | -0.44736 | 45.7488 | 45.941 | 45.2506 | 44.5678 | 44.4311 | 44.1857 | 43.1399 | 42.8849 | 43.8257 | 46.5944 | 48.6018 | 50.5925 | 52.6577 | 53.7223 | 54.6387 | 54.8489 | 54.4753 | 53.558 | 51.9752 | 51.0266 | 50.0487 | 49.76 | 49.5919 | 48.5491 | 2.967 | 3.4398 | 3.2595 | 3.7635 | 4.05 | 3.0411 | 3.4736 | 3.613 | 4.3498 | 5.0486 | 5.0627 | 4.4958 | 3.7946 | 3.8954 | 3.8756 | 3.825 | 3.8828 | 4.268 | 4.0959 | 3.461 | 4.075 | 3.5758 | 3.5372 | 3.3276
Program Specific1-in-10Size: Over 200kWSouth of Lugo2023February Monthly Peak | Program Specific | 1-in-10 | Size: Over 200kW | South of Lugo | 2023 | February Monthly Peak | 2 | 102.4734 | 99.7096 | 97.0027 | 97.6658 | 103.3794 | 118.1922 | 143.5168 | 159.7154 | 171.4029 | 181.1512 | 185.6637 | 187.2295 | 185.6438 | 186.4433 | 182.2 | 172.9836 | 166.2858 | 165.2882 | 157.2348 | 151.8491 | 143.6058 | 133.2336 | 118.0338 | 110.6596 | -2.0535 | -1.7717 | -1.9847 | -2.155 | -2.5829 | -1.9075 | -2.4406 | -2.3955 | -4.6571 | -3.6144 | -2.7609 | -1.9046 | -2.8092 | 0.71735 | 7.4488 | 7.0469 | 4.4228 | 4.8288 | -1.439 | -1.6538 | -0.28975 | -0.77544 | -0.52453 | -0.44372 | 51.6447 | 50.9723 | 50.206 | 49.1421 | 48.4768 | 48.1987 | 47.3366 | 47.1926 | 48.6879 | 52.3788 | 56.2608 | 60.0484 | 61.9134 | 63.2386 | 63.9472 | 64.0557 | 63.1468 | 62.1217 | 60.054 | 58.0606 | 56.6088 | 55.3829 | 54.4129 | 53.0133 | 2.921 | 3.3896 | 3.2137 | 3.72 | 3.9879 | 3.0007 | 3.3661 | 3.4532 | 4.1476 | 4.8733 | 4.9598 | 4.4681 | 3.8039 | 3.9336 | 3.9242 | 3.8782 | 3.897 | 4.2543 | 4.0693 | 3.3968 | 3.9981 | 3.5115 | 3.5133 | 3.3005
Program Specific1-in-10Size: Over 200kWSouth of Lugo2023March Monthly Peak | Program Specific | 1-in-10 | Size: Over 200kW | South of Lugo | 2023 | March Monthly Peak | 3 | 110.4807 | 107.2794 | 102.4405 | 103.0434 | 108.7537 | 124.6109 | 148.6386 | 168.7938 | 185.0921 | 198.134 | 206.7486 | 210.8259 | 209.7221 | 212.2732 | 210.2354 | 202.2592 | 193.0192 | 182.2746 | 167.4838 | 164.9223 | 157.3819 | 146.4653 | 129.8567 | 119.5727 | -2.214 | -1.9062 | -2.0959 | -2.2736 | -2.7171 | -2.0111 | -2.5277 | -2.5317 | -5.029 | -3.9533 | -3.0744 | -2.1446 | -3.1736 | 0.81674 | 8.5949 | 8.2396 | 5.1339 | 5.3251 | -1.5328 | -1.7962 | -0.31755 | -0.85245 | -0.57707 | -0.47946 | 61.1564 | 59.5159 | 58.8411 | 58.6455 | 57.7531 | 55.8626 | 55.3251 | 56.0158 | 59.1539 | 64.0511 | 69.2004 | 73.8712 | 77.1629 | 78.5074 | 78.7667 | 79.1337 | 78.132 | 76.6862 | 75.0275 | 72.4745 | 69.6987 | 66.5005 | 63.5747 | 61.4744 | 3.1492 | 3.647 | 3.3938 | 3.9248 | 4.1952 | 3.1637 | 3.4862 | 3.6494 | 4.4789 | 5.3301 | 5.5231 | 5.0312 | 4.2972 | 4.4786 | 4.528 | 4.5346 | 4.5235 | 4.6915 | 4.3345 | 3.6892 | 4.3817 | 3.8603 | 3.8652 | 3.5664
Program Specific1-in-10Size: Over 200kWSouth of Lugo2023April Monthly Peak | Program Specific | 1-in-10 | Size: Over 200kW | South of Lugo | 2023 | April Monthly Peak | 4 | 113.3655 | 109.6913 | 104.6006 | 105.2315 | 111.0073 | 127.7652 | 153.7375 | 177.1309 | 197.3513 | 213.4012 | 224.4007 | 229.3096 | 228.9503 | 231.84 | 229.5303 | 220.7159 | 209.6946 | 196.9602 | 179.0294 | 174.8081 | 165.2496 | 152.8602 | 134.7169 | 123.7722 | -2.8436 | -3.1883 | -2.8751 | -2.682 | -2.73 | -2.2301 | -3.0753 | -2.7147 | -3.6948 | -4.0531 | -3.6937 | -2.7065 | -2.9398 | 0.48018 | 8.6476 | 8.3923 | 6.4757 | 5.8046 | -0.55579 | -1.9375 | -1.6423 | -2.082 | -1.9949 | -1.9429 | 70.8429 | 69.745 | 68.1534 | 66.5131 | 65.11 | 64.2412 | 63.7809 | 63.8764 | 66.561 | 72.1406 | 77.2151 | 82.3949 | 85.7239 | 87.2719 | 86.3088 | 86.0992 | 86.1572 | 86.0162 | 84.5797 | 80.4234 | 75.5045 | 71.171 | 68.7752 | 67.5608 | 2.9918 | 3.4524 | 3.2084 | 3.7109 | 3.9646 | 3.0032 | 3.3384 | 3.5457 | 4.4214 | 5.3151 | 5.5501 | 5.0664 | 4.3433 | 4.5286 | 4.5769 | 4.5814 | 4.5498 | 4.6935 | 4.2897 | 3.6203 | 4.2595 | 3.73 | 3.7125 | 3.4178
Program Specific1-in-10Size: Over 200kWSouth of Lugo2023May Monthly Peak | Program Specific | 1-in-10 | Size: Over 200kW | South of Lugo | 2023 | May Monthly Peak | 5 | 119.1499 | 116.113 | 110.6459 | 111.1798 | 117.8014 | 134.9063 | 160.2657 | 187.978 | 210.3524 | 228.1215 | 239.0309 | 241.7786 | 238.688 | 240.1412 | 237.2836 | 227.3949 | 215.1469 | 201.1202 | 183.6545 | 175.8697 | 169.4324 | 156.9117 | 140.2974 | 129.9392 | -2.9239 | -3.2334 | -2.9574 | -2.7925 | -2.9021 | -2.3356 | -3.1541 | -2.8743 | -4.13 | -4.3563 | -3.8935 | -2.8111 | -3.1239 | 0.5434 | 9.0218 | 8.7128 | 6.5446 | 5.9217 | -0.68998 | -1.9457 | -1.5391 | -2.0052 | -1.9206 | -1.8759 | 67.7882 | 66.9575 | 65.271 | 64.3372 | 63.8348 | 63.1435 | 63.3748 | 63.5511 | 66.8552 | 72.798 | 77.9556 | 81.8068 | 83.8998 | 84.9876 | 86.8129 | 87.9514 | 88.2854 | 87.3448 | 85.9625 | 83.3692 | 80.0825 | 76.0832 | 73.0082 | 70.9398 | 3.1547 | 3.6664 | 3.4049 | 3.9334 | 4.221 | 3.1814 | 3.4915 | 3.7751 | 4.728 | 5.7002 | 5.9312 | 5.3594 | 4.5428 | 4.7061 | 4.747 | 4.7354 | 4.6833 | 4.8083 | 4.4149 | 3.6542 | 4.3816 | 3.8414 | 3.8789 | 3.5998
Program Specific1-in-10Size: Over 200kWSouth of Lugo2023June Monthly Peak | Program Specific | 1-in-10 | Size: Over 200kW | South of Lugo | 2023 | June Monthly Peak | 6 | 124.8409 | 120.743 | 115.7881 | 115.6928 | 123.6548 | 141.9083 | 165.8134 | 190.7051 | 209.8637 | 224.5807 | 233.8553 | 235.8751 | 230.7443 | 232.0433 | 230.1563 | 221.8477 | 211.413 | 199.5172 | 183.2451 | 176.2916 | 171.4574 | 160.1201 | 145.0737 | 134.6069 | -2.9344 | -3.0827 | -2.928 | -2.8247 | -3.0562 | -2.4186 | -3.1613 | -2.9032 | -4.4838 | -4.3329 | -3.733 | -2.6637 | -3.1283 | 0.60958 | 8.9022 | 8.6237 | 6.2454 | 5.864 | -0.9156 | -1.9434 | -1.2791 | -1.7901 | -1.6778 | -1.6208 | 65.9083 | 65.3344 | 64.844 | 64.4226 | 62.9418 | 62.1611 | 62.3545 | 64.1404 | 67.1086 | 71.5232 | 76.4928 | 80.4917 | 82.3776 | 82.7949 | 83.7803 | 83.9588 | 85.179 | 84.7778 | 84.6465 | 83.0494 | 78.7375 | 74.6485 | 71.7695 | 69.9502 | 3.3382 | 3.8504 | 3.5984 | 4.1337 | 4.4746 | 3.3797 | 3.6482 | 3.8678 | 4.7638 | 5.6674 | 5.8603 | 5.2803 | 4.4351 | 4.5924 | 4.65 | 4.6657 | 4.6477 | 4.8172 | 4.4487 | 3.6993 | 4.4779 | 3.9588 | 4.0507 | 3.7661
Program Specific1-in-10Size: Over 200kWSouth of Lugo2023July Monthly Peak | Program Specific | 1-in-10 | Size: Over 200kW | South of Lugo | 2023 | July Monthly Peak | 7 | 126.8823 | 123.0547 | 118.7906 | 118.9795 | 127.8161 | 146.6074 | 173.3159 | 197.9834 | 214.6781 | 227.5398 | 238.6281 | 239.9511 | 234.6906 | 234.7673 | 232.2927 | 226.3204 | 215.8937 | 203.7249 | 187.0197 | 179.3757 | 175.1862 | 163.2718 | 147.1711 | 136.8268 | -3.2245 | -3.6675 | -3.3196 | -3.059 | -3.1401 | -2.5716 | -3.5009 | -3.0385 | -3.9007 | -4.3074 | -3.9526 | -2.8576 | -2.9784 | 0.45899 | 8.703 | 8.5652 | 6.7276 | 6.0074 | -0.50669 | -1.9904 | -1.8317 | -2.3071 | -2.2789 | -2.2524 | 69.5213 | 68.8485 | 68.5786 | 68.3665 | 68.0278 | 67.7366 | 67.3339 | 67.5092 | 70.3677 | 74.4183 | 78.0947 | 79.7501 | 80.6587 | 82.4912 | 84.6199 | 85.6182 | 87.7802 | 86.553 | 84.3736 | 81.7963 | 78.5098 | 75.8436 | 74.0186 | 72.6488 | 3.3441 | 3.8679 | 3.6388 | 4.1902 | 4.5589 | 3.4416 | 3.7586 | 3.9579 | 4.8032 | 5.6598 | 5.8942 | 5.2946 | 4.4464 | 4.5798 | 4.6259 | 4.6916 | 4.6782 | 4.8484 | 4.4753 | 3.7101 | 4.5097 | 3.9789 | 4.0504 | 3.7734
Program Specific1-in-10Size: Over 200kWSouth of Lugo2023August Monthly Peak | Program Specific | 1-in-10 | Size: Over 200kW | South of Lugo | 2023 | August Monthly Peak | 8 | 123.7961 | 120.5532 | 116.6155 | 117.0477 | 125.5027 | 145.237 | 174.2781 | 198.063 | 214.9244 | 230.5997 | 244.0468 | 246.661 | 242.0461 | 243.3273 | 240.1209 | 231.3076 | 219.5317 | 207.0521 | 189.7042 | 182.8517 | 175.5475 | 162.6682 | 144.9679 | 134.8652 | -3.3207 | -3.974 | -3.4881 | -3.1214 | -3.0695 | -2.601 | -3.6665 | -3.0579 | -3.3971 | -4.3034 | -4.1509 | -3.0501 | -2.9165 | 0.35479 | 8.7808 | 8.5783 | 7.1041 | 6.1204 | -0.19299 | -2.0388 | -2.2246 | -2.6536 | -2.6652 | -2.6611 | 70.6814 | 70.2455 | 70.0524 | 69.7398 | 69.3437 | 69.2015 | 69.1054 | 69.3441 | 71.5922 | 75.2716 | 78.6531 | 82.3472 | 85.2047 | 86.9986 | 87.3372 | 88.2228 | 88.8591 | 89.023 | 88.2944 | 84.7838 | 79.4028 | 75.8696 | 73.6358 | 72.1636 | 3.2633 | 3.7898 | 3.5727 | 4.1227 | 4.477 | 3.4099 | 3.78 | 3.96 | 4.8094 | 5.7367 | 6.0289 | 5.4434 | 4.5864 | 4.7474 | 4.7825 | 4.7956 | 4.7577 | 4.9282 | 4.5401 | 3.7825 | 4.5196 | 3.9647 | 3.9903 | 3.7198
Program Specific1-in-10Size: Over 200kWSouth of Lugo2023September Monthly Peak | Program Specific | 1-in-10 | Size: Over 200kW | South of Lugo | 2023 | September Monthly Peak | 9 | 127.3249 | 124.2055 | 119.3521 | 119.8657 | 129.2991 | 151.2441 | 186.2801 | 215.0108 | 239.4188 | 259.0398 | 272.6837 | 274.1827 | 269.0798 | 270.1556 | 264.4116 | 251.8975 | 238.3687 | 222.2648 | 202.3661 | 196.9285 | 184.746 | 169.3175 | 149.9138 | 139.0118 | -3.7996 | -4.9337 | -4.0716 | -3.4418 | -3.1321 | -2.8277 | -4.2531 | -3.3617 | -2.5744 | -4.6855 | -4.8973 | -3.6578 | -2.8733 | 0.10685 | 9.1619 | 8.9328 | 8.3244 | 6.6042 | 0.52614 | -2.2185 | -3.2164 | -3.5521 | -3.6855 | -3.7148 | 74.3657 | 73.1934 | 72.6089 | 72.3687 | 71.5589 | 71.0513 | 70.8339 | 71.2253 | 73.4875 | 77.5077 | 81.8968 | 87.5579 | 92.0186 | 95.3982 | 95.9851 | 95.5477 | 95.0328 | 93.6783 | 92.4532 | 90.0079 | 86.2978 | 80.9499 | 77.6633 | 75.6451 | 3.4606 | 4.026 | 3.7702 | 4.3533 | 4.7559 | 3.6613 | 4.1659 | 4.4325 | 5.5241 | 6.6446 | 6.9458 | 6.2389 | 5.2571 | 5.4348 | 5.43 | 5.3849 | 5.3265 | 5.4548 | 4.9937 | 4.2003 | 4.9044 | 4.2551 | 4.2547 | 3.9534
Program Specific1-in-10Size: Over 200kWSouth of Lugo2023October Monthly Peak | Program Specific | 1-in-10 | Size: Over 200kW | South of Lugo | 2023 | October Monthly Peak | 10 | 106.6228 | 103.0722 | 99.9616 | 100.8822 | 106.3263 | 122.8786 | 149.3821 | 169.3922 | 187.7723 | 204.8364 | 216.1826 | 221.6244 | 222.8345 | 225.4375 | 221.0507 | 210.3307 | 198.719 | 192.9458 | 178.4596 | 168.3345 | 156.3197 | 143.4027 | 126.6533 | 117.9268 | -2.8078 | -3.2845 | -2.9217 | -2.6567 | -2.6046 | -2.1849 | -3.0992 | -2.6099 | -3.1222 | -3.8417 | -3.6436 | -2.7053 | -2.7347 | 0.36764 | 8.1524 | 7.8558 | 6.3478 | 5.6986 | -0.28648 | -1.8738 | -1.8605 | -2.2305 | -2.2009 | -2.1929 | 71.9074 | 71.425 | 70.594 | 69.7565 | 68.6117 | 68.3773 | 68.5444 | 68.7712 | 69.7501 | 72.4225 | 76.5918 | 81.6183 | 85.0766 | 86.6276 | 87.1309 | 87.3398 | 86.3682 | 83.5967 | 80.0738 | 77.6091 | 75.5027 | 74.0791 | 72.8373 | 71.8279 | 2.8075 | 3.2367 | 3.0591 | 3.5494 | 3.7888 | 2.8818 | 3.2364 | 3.383 | 4.1972 | 5.0901 | 5.3346 | 4.8855 | 4.2177 | 4.3935 | 4.3978 | 4.3559 | 4.3018 | 4.5874 | 4.2663 | 3.4783 | 4.0201 | 3.4913 | 3.4823 | 3.249
Program Specific1-in-10Size: Over 200kWSouth of Lugo2023November Monthly Peak | Program Specific | 1-in-10 | Size: Over 200kW | South of Lugo | 2023 | November Monthly Peak | 11 | 105.3963 | 101.0665 | 97.9609 | 99.9727 | 105.6423 | 122.1431 | 144.5788 | 163.0131 | 180.9684 | 195.3258 | 205.3545 | 209.3574 | 208.6252 | 210.0956 | 206.3784 | 196.5412 | 186.6432 | 181.0131 | 168.3576 | 159.4051 | 149.2495 | 138.1873 | 121.6127 | 113.1273 | -2.2023 | -1.9897 | -2.1211 | -2.2639 | -2.6324 | -1.9985 | -2.5322 | -2.454 | -4.6574 | -3.8654 | -3.1091 | -2.1876 | -3.0758 | 0.74501 | 8.3249 | 7.9161 | 5.1 | 5.2961 | -1.3679 | -1.7413 | -0.50181 | -0.98724 | -0.75438 | -0.67806 | 64.5812 | 62.8932 | 62.1987 | 60.6045 | 59.4443 | 58.7504 | 58.189 | 59.4997 | 62.2222 | 67.1536 | 72.7173 | 76.781 | 78.8238 | 80.4859 | 81.2991 | 80.8217 | 79.2905 | 77.1608 | 75.1707 | 72.6927 | 70.8743 | 69.3276 | 67.4973 | 66.3791 | 2.9458 | 3.3688 | 3.1822 | 3.7336 | 3.9958 | 3.0406 | 3.3249 | 3.4558 | 4.2938 | 5.1522 | 5.3789 | 4.8988 | 4.1915 | 4.3462 | 4.3583 | 4.3205 | 4.2888 | 4.5682 | 4.2722 | 3.4963 | 4.0743 | 3.5711 | 3.5492 | 3.3084
Program Specific1-in-10Size: Over 200kWSouth of Lugo2023December Monthly Peak | Program Specific | 1-in-10 | Size: Over 200kW | South of Lugo | 2023 | December Monthly Peak | 12 | 101.5141 | 98.7227 | 96.1132 | 97.0897 | 102.485 | 115.8051 | 140.5092 | 157.8271 | 170.2668 | 177.0925 | 178.3461 | 176.3872 | 172.1516 | 169.483 | 165.4414 | 157.6971 | 154.739 | 154.8096 | 147.7186 | 143.9855 | 136.5001 | 128.9463 | 113.2929 | 106.9333 | -2.0343 | -1.7542 | -1.9665 | -2.1422 | -2.5605 | -1.869 | -2.3895 | -2.3672 | -4.6262 | -3.5334 | -2.6521 | -1.7943 | -2.6051 | 0.6521 | 6.7636 | 6.4242 | 4.1157 | 4.5227 | -1.3519 | -1.5682 | -0.27541 | -0.75049 | -0.50346 | -0.42878 | 47.0274 | 46.4327 | 45.5575 | 44.8471 | 44.2937 | 43.0162 | 43.9875 | 44.6732 | 45.9721 | 47.6746 | 49.9565 | 51.777 | 53.0477 | 52.5862 | 52.4708 | 52.2052 | 51.9058 | 50.7355 | 49.4243 | 48.6421 | 47.6142 | 47.0454 | 46.3489 | 45.9611 | 2.8936 | 3.3561 | 3.1842 | 3.698 | 3.9534 | 2.9401 | 3.2956 | 3.4123 | 4.1201 | 4.7641 | 4.7644 | 4.2093 | 3.5274 | 3.5758 | 3.5632 | 3.5355 | 3.6264 | 3.9846 | 3.823 | 3.2209 | 3.8003 | 3.3985 | 3.3722 | 3.1894
Program Specific1-in-10Size: Over 200kWSouth of Lugo2023Typical Event Day | Program Specific | 1-in-10 | Size: Over 200kW | South of Lugo | 2023 | Typical Event Day | 8 | 123.4805 | 120.2856 | 116.374 | 116.8107 | 125.246 | 144.8971 | 173.6694 | 197.0709 | 213.5394 | 228.989 | 242.2929 | 244.9088 | 240.272 | 241.5617 | 238.3936 | 229.6617 | 217.9994 | 205.6714 | 188.6007 | 181.8485 | 174.735 | 162.0021 | 144.4925 | 134.4482 | -3.2594 | -3.8498 | -3.4115 | -3.0811 | -3.0674 | -2.5788 | -3.6095 | -3.0371 | -3.5284 | -4.292 | -4.0884 | -2.9945 | -2.9419 | 0.38865 | 8.7826 | 8.5702 | 6.9752 | 6.0751 | -0.28871 | -2.0247 | -2.0967 | -2.5354 | -2.5293 | -2.5195 | 70.1192 | 69.4054 | 69.021 | 68.7244 | 67.9681 | 67.5376 | 67.4069 | 68.0547 | 70.639 | 74.6802 | 78.7843 | 82.5367 | 85.0649 | 86.9207 | 87.9306 | 88.3369 | 89.2128 | 88.508 | 87.4419 | 84.9093 | 80.737 | 76.8279 | 74.2718 | 72.6019 | 3.2516 | 3.7775 | 3.5616 | 4.1101 | 4.4633 | 3.3984 | 3.7629 | 3.9361 | 4.7735 | 5.6908 | 5.9794 | 5.3992 | 4.5481 | 4.7081 | 4.7432 | 4.7566 | 4.7196 | 4.8903 | 4.5091 | 3.7579 | 4.4941 | 3.9444 | 3.9731 | 3.7045
Program Specific1-in-10Size: Over 200kWSouth of Lugo2024January Monthly Peak | Program Specific | 1-in-10 | Size: Over 200kW | South of Lugo | 2024 | January Monthly Peak | 1 | 104.089 | 101.1859 | 98.3868 | 98.8099 | 104.9884 | 119.7828 | 148.1011 | 167.1092 | 179.756 | 187.671 | 189.5133 | 188.3906 | 185.1916 | 184.6314 | 179.9442 | 170.6093 | 165.6817 | 165.822 | 158.2655 | 154.7185 | 146.3676 | 135.6723 | 118.8387 | 111.5674 | -2.0859 | -1.798 | -2.013 | -2.1802 | -2.6231 | -1.9332 | -2.5186 | -2.5064 | -4.884 | -3.7445 | -2.8182 | -1.9164 | -2.8024 | 0.71038 | 7.3566 | 6.9502 | 4.4068 | 4.8444 | -1.4484 | -1.6851 | -0.29532 | -0.78963 | -0.5281 | -0.44736 | 45.7488 | 45.941 | 45.2505 | 44.5678 | 44.4311 | 44.1857 | 43.1399 | 42.8849 | 43.8256 | 46.5944 | 48.6018 | 50.5925 | 52.6577 | 53.7223 | 54.6387 | 54.8489 | 54.4753 | 53.558 | 51.9752 | 51.0266 | 50.0487 | 49.76 | 49.5919 | 48.5491 | 2.967 | 3.4398 | 3.2595 | 3.7635 | 4.05 | 3.0411 | 3.4736 | 3.613 | 4.3498 | 5.0486 | 5.0627 | 4.4958 | 3.7946 | 3.8954 | 3.8756 | 3.825 | 3.8828 | 4.268 | 4.0959 | 3.461 | 4.075 | 3.5758 | 3.5372 | 3.3276
Program Specific1-in-10Size: Over 200kWSouth of Lugo2024February Monthly Peak | Program Specific | 1-in-10 | Size: Over 200kW | South of Lugo | 2024 | February Monthly Peak | 2 | 102.4734 | 99.7096 | 97.0027 | 97.6657 | 103.3794 | 118.1922 | 143.5168 | 159.7154 | 171.4028 | 181.1512 | 185.6637 | 187.2295 | 185.6438 | 186.4433 | 182.2 | 172.9836 | 166.2858 | 165.2882 | 157.2348 | 151.8491 | 143.6058 | 133.2336 | 118.0338 | 110.6596 | -2.0535 | -1.7717 | -1.9847 | -2.155 | -2.5829 | -1.9075 | -2.4406 | -2.3955 | -4.6571 | -3.6144 | -2.7609 | -1.9046 | -2.8092 | 0.71735 | 7.4488 | 7.0469 | 4.4228 | 4.8288 | -1.439 | -1.6538 | -0.28975 | -0.77544 | -0.52453 | -0.44372 | 51.6447 | 50.9723 | 50.206 | 49.1421 | 48.4768 | 48.1987 | 47.3366 | 47.1926 | 48.6879 | 52.3788 | 56.2608 | 60.0484 | 61.9134 | 63.2386 | 63.9472 | 64.0557 | 63.1468 | 62.1217 | 60.054 | 58.0606 | 56.6088 | 55.3829 | 54.4129 | 53.0133 | 2.921 | 3.3896 | 3.2137 | 3.72 | 3.9879 | 3.0007 | 3.3661 | 3.4532 | 4.1476 | 4.8733 | 4.9598 | 4.4681 | 3.8039 | 3.9336 | 3.9242 | 3.8782 | 3.897 | 4.2543 | 4.0693 | 3.3968 | 3.9981 | 3.5115 | 3.5133 | 3.3005
Program Specific1-in-10Size: Over 200kWSouth of Lugo2024March Monthly Peak | Program Specific | 1-in-10 | Size: Over 200kW | South of Lugo | 2024 | March Monthly Peak | 3 | 110.4807 | 107.2794 | 102.4405 | 103.0434 | 108.7537 | 124.6109 | 148.6386 | 168.7938 | 185.0921 | 198.1339 | 206.7486 | 210.8259 | 209.722 | 212.2732 | 210.2354 | 202.2592 | 193.0192 | 182.2746 | 167.4838 | 164.9223 | 157.3819 | 146.4653 | 129.8567 | 119.5727 | -2.214 | -1.9062 | -2.0959 | -2.2736 | -2.7171 | -2.0111 | -2.5277 | -2.5317 | -5.029 | -3.9533 | -3.0744 | -2.1446 | -3.1736 | 0.81674 | 8.5949 | 8.2396 | 5.1339 | 5.3251 | -1.5328 | -1.7962 | -0.31755 | -0.85245 | -0.57707 | -0.47946 | 61.1564 | 59.5159 | 58.8411 | 58.6455 | 57.753 | 55.8626 | 55.3251 | 56.0158 | 59.1539 | 64.0511 | 69.2004 | 73.8712 | 77.1629 | 78.5074 | 78.7667 | 79.1337 | 78.132 | 76.6862 | 75.0275 | 72.4745 | 69.6987 | 66.5006 | 63.5747 | 61.4743 | 3.1492 | 3.647 | 3.3938 | 3.9248 | 4.1952 | 3.1637 | 3.4862 | 3.6494 | 4.4789 | 5.3301 | 5.5231 | 5.0312 | 4.2972 | 4.4786 | 4.528 | 4.5346 | 4.5235 | 4.6915 | 4.3345 | 3.6892 | 4.3817 | 3.8603 | 3.8652 | 3.5664
Program Specific1-in-10Size: Over 200kWSouth of Lugo2024April Monthly Peak | Program Specific | 1-in-10 | Size: Over 200kW | South of Lugo | 2024 | April Monthly Peak | 4 | 113.3655 | 109.6913 | 104.6006 | 105.2315 | 111.0073 | 127.7652 | 153.7375 | 177.1309 | 197.3513 | 213.4013 | 224.4007 | 229.3096 | 228.9503 | 231.84 | 229.5303 | 220.7159 | 209.6946 | 196.9602 | 179.0294 | 174.8082 | 165.2496 | 152.8602 | 134.7169 | 123.7722 | -2.8436 | -3.1883 | -2.8751 | -2.682 | -2.73 | -2.2301 | -3.0753 | -2.7147 | -3.6948 | -4.0531 | -3.6937 | -2.7065 | -2.9398 | 0.48018 | 8.6476 | 8.3923 | 6.4757 | 5.8046 | -0.55579 | -1.9375 | -1.6423 | -2.082 | -1.9949 | -1.9429 | 70.8429 | 69.745 | 68.1534 | 66.5131 | 65.11 | 64.2412 | 63.7809 | 63.8764 | 66.561 | 72.1405 | 77.2151 | 82.3949 | 85.7239 | 87.2719 | 86.3088 | 86.0992 | 86.1572 | 86.0162 | 84.5797 | 80.4234 | 75.5045 | 71.171 | 68.7752 | 67.5608 | 2.9918 | 3.4524 | 3.2084 | 3.7109 | 3.9646 | 3.0032 | 3.3384 | 3.5457 | 4.4214 | 5.3151 | 5.5501 | 5.0664 | 4.3433 | 4.5286 | 4.5769 | 4.5814 | 4.5498 | 4.6935 | 4.2897 | 3.6203 | 4.2595 | 3.73 | 3.7125 | 3.4178
Program Specific1-in-10Size: Over 200kWSouth of Lugo2024May Monthly Peak | Program Specific | 1-in-10 | Size: Over 200kW | South of Lugo | 2024 | May Monthly Peak | 5 | 119.1499 | 116.113 | 110.6459 | 111.1798 | 117.8014 | 134.9063 | 160.2657 | 187.978 | 210.3524 | 228.1215 | 239.0309 | 241.7786 | 238.688 | 240.1412 | 237.2836 | 227.3949 | 215.1469 | 201.1202 | 183.6545 | 175.8697 | 169.4324 | 156.9117 | 140.2974 | 129.9393 | -2.9239 | -3.2334 | -2.9574 | -2.7925 | -2.9021 | -2.3356 | -3.1541 | -2.8743 | -4.13 | -4.3563 | -3.8935 | -2.8111 | -3.1239 | 0.5434 | 9.0218 | 8.7128 | 6.5446 | 5.9217 | -0.68998 | -1.9457 | -1.5391 | -2.0052 | -1.9206 | -1.8759 | 67.7882 | 66.9575 | 65.271 | 64.3372 | 63.8348 | 63.1435 | 63.3748 | 63.5511 | 66.8552 | 72.798 | 77.9556 | 81.8068 | 83.8998 | 84.9876 | 86.8129 | 87.9514 | 88.2854 | 87.3448 | 85.9625 | 83.3692 | 80.0825 | 76.0832 | 73.0081 | 70.9398 | 3.1547 | 3.6664 | 3.4049 | 3.9334 | 4.221 | 3.1814 | 3.4915 | 3.7751 | 4.728 | 5.7002 | 5.9312 | 5.3594 | 4.5428 | 4.7061 | 4.747 | 4.7354 | 4.6833 | 4.8083 | 4.4149 | 3.6542 | 4.3816 | 3.8414 | 3.8789 | 3.5998
Program Specific1-in-10Size: Over 200kWSouth of Lugo2024June Monthly Peak | Program Specific | 1-in-10 | Size: Over 200kW | South of Lugo | 2024 | June Monthly Peak | 6 | 124.8409 | 120.743 | 115.7881 | 115.6928 | 123.6548 | 141.9083 | 165.8134 | 190.7051 | 209.8637 | 224.5807 | 233.8553 | 235.8751 | 230.7443 | 232.0433 | 230.1563 | 221.8477 | 211.413 | 199.5171 | 183.2451 | 176.2916 | 171.4574 | 160.1201 | 145.0737 | 134.6069 | -2.9344 | -3.0827 | -2.928 | -2.8247 | -3.0562 | -2.4186 | -3.1613 | -2.9032 | -4.4838 | -4.3329 | -3.733 | -2.6637 | -3.1283 | 0.60958 | 8.9022 | 8.6237 | 6.2454 | 5.864 | -0.9156 | -1.9434 | -1.2791 | -1.7901 | -1.6778 | -1.6208 | 65.9083 | 65.3344 | 64.844 | 64.4226 | 62.9418 | 62.1611 | 62.3545 | 64.1404 | 67.1085 | 71.5232 | 76.4928 | 80.4917 | 82.3776 | 82.7949 | 83.7803 | 83.9588 | 85.179 | 84.7778 | 84.6465 | 83.0494 | 78.7375 | 74.6485 | 71.7695 | 69.9502 | 3.3382 | 3.8504 | 3.5984 | 4.1337 | 4.4746 | 3.3797 | 3.6482 | 3.8678 | 4.7638 | 5.6674 | 5.8603 | 5.2803 | 4.4351 | 4.5924 | 4.65 | 4.6657 | 4.6477 | 4.8172 | 4.4487 | 3.6993 | 4.4779 | 3.9588 | 4.0507 | 3.7661
Program Specific1-in-10Size: Over 200kWSouth of Lugo2024July Monthly Peak | Program Specific | 1-in-10 | Size: Over 200kW | South of Lugo | 2024 | July Monthly Peak | 7 | 126.8823 | 123.0547 | 118.7906 | 118.9795 | 127.8161 | 146.6074 | 173.3159 | 197.9834 | 214.6781 | 227.5398 | 238.6281 | 239.9511 | 234.6906 | 234.7673 | 232.2927 | 226.3204 | 215.8937 | 203.7249 | 187.0197 | 179.3757 | 175.1862 | 163.2718 | 147.1711 | 136.8268 | -3.2245 | -3.6675 | -3.3196 | -3.059 | -3.1401 | -2.5716 | -3.5009 | -3.0385 | -3.9007 | -4.3074 | -3.9526 | -2.8576 | -2.9784 | 0.45899 | 8.703 | 8.5652 | 6.7276 | 6.0074 | -0.50669 | -1.9904 | -1.8317 | -2.3071 | -2.2789 | -2.2524 | 69.5213 | 68.8485 | 68.5786 | 68.3665 | 68.0278 | 67.7366 | 67.3339 | 67.5092 | 70.3677 | 74.4183 | 78.0947 | 79.7501 | 80.6587 | 82.4912 | 84.6199 | 85.6182 | 87.7802 | 86.553 | 84.3736 | 81.7963 | 78.5098 | 75.8436 | 74.0186 | 72.6488 | 3.3441 | 3.8679 | 3.6388 | 4.1902 | 4.5589 | 3.4416 | 3.7586 | 3.9579 | 4.8032 | 5.6598 | 5.8942 | 5.2946 | 4.4464 | 4.5798 | 4.6259 | 4.6916 | 4.6782 | 4.8484 | 4.4753 | 3.7101 | 4.5097 | 3.9789 | 4.0504 | 3.7734
Program Specific1-in-10Size: Over 200kWSouth of Lugo2024August Monthly Peak | Program Specific | 1-in-10 | Size: Over 200kW | South of Lugo | 2024 | August Monthly Peak | 8 | 123.7961 | 120.5532 | 116.6155 | 117.0477 | 125.5027 | 145.237 | 174.2781 | 198.063 | 214.9244 | 230.5996 | 244.0468 | 246.661 | 242.046 | 243.3273 | 240.1209 | 231.3076 | 219.5317 | 207.0521 | 189.7042 | 182.8517 | 175.5475 | 162.6682 | 144.9679 | 134.8652 | -3.3207 | -3.974 | -3.4881 | -3.1214 | -3.0695 | -2.601 | -3.6665 | -3.0579 | -3.3971 | -4.3034 | -4.1509 | -3.0501 | -2.9165 | 0.35479 | 8.7808 | 8.5783 | 7.1041 | 6.1204 | -0.19299 | -2.0388 | -2.2246 | -2.6536 | -2.6652 | -2.6611 | 70.6814 | 70.2455 | 70.0524 | 69.7398 | 69.3437 | 69.2015 | 69.1054 | 69.3441 | 71.5922 | 75.2716 | 78.6531 | 82.3472 | 85.2047 | 86.9986 | 87.3372 | 88.2228 | 88.8591 | 89.023 | 88.2944 | 84.7838 | 79.4028 | 75.8696 | 73.6358 | 72.1636 | 3.2633 | 3.7898 | 3.5727 | 4.1227 | 4.477 | 3.4099 | 3.78 | 3.96 | 4.8094 | 5.7367 | 6.0289 | 5.4434 | 4.5864 | 4.7474 | 4.7825 | 4.7956 | 4.7577 | 4.9282 | 4.5401 | 3.7825 | 4.5196 | 3.9647 | 3.9903 | 3.7198
Program Specific1-in-10Size: Over 200kWSouth of Lugo2024September Monthly Peak | Program Specific | 1-in-10 | Size: Over 200kW | South of Lugo | 2024 | September Monthly Peak | 9 | 127.3249 | 124.2055 | 119.3521 | 119.8657 | 129.2992 | 151.2441 | 186.2801 | 215.0108 | 239.4188 | 259.0398 | 272.6837 | 274.1827 | 269.0798 | 270.1556 | 264.4116 | 251.8975 | 238.3687 | 222.2648 | 202.3661 | 196.9285 | 184.746 | 169.3175 | 149.9139 | 139.0118 | -3.7996 | -4.9337 | -4.0716 | -3.4418 | -3.1321 | -2.8277 | -4.2531 | -3.3617 | -2.5744 | -4.6855 | -4.8973 | -3.6578 | -2.8733 | 0.10685 | 9.1619 | 8.9328 | 8.3244 | 6.6042 | 0.52614 | -2.2185 | -3.2164 | -3.5521 | -3.6855 | -3.7148 | 74.3656 | 73.1934 | 72.6089 | 72.3687 | 71.5589 | 71.0513 | 70.8339 | 71.2253 | 73.4875 | 77.5077 | 81.8967 | 87.5578 | 92.0186 | 95.3982 | 95.9851 | 95.5477 | 95.0328 | 93.6783 | 92.4532 | 90.0079 | 86.2978 | 80.9499 | 77.6633 | 75.6451 | 3.4606 | 4.026 | 3.7702 | 4.3533 | 4.7559 | 3.6613 | 4.1659 | 4.4325 | 5.5241 | 6.6446 | 6.9458 | 6.2389 | 5.2571 | 5.4348 | 5.43 | 5.3849 | 5.3265 | 5.4548 | 4.9937 | 4.2003 | 4.9044 | 4.2551 | 4.2547 | 3.9534
Program Specific1-in-10Size: Over 200kWSouth of Lugo2024October Monthly Peak | Program Specific | 1-in-10 | Size: Over 200kW | South of Lugo | 2024 | October Monthly Peak | 10 | 106.6228 | 103.0722 | 99.9616 | 100.8822 | 106.3263 | 122.8786 | 149.3821 | 169.3922 | 187.7723 | 204.8364 | 216.1826 | 221.6244 | 222.8345 | 225.4375 | 221.0507 | 210.3307 | 198.719 | 192.9458 | 178.4596 | 168.3345 | 156.3197 | 143.4027 | 126.6533 | 117.9268 | -2.8078 | -3.2845 | -2.9217 | -2.6567 | -2.6046 | -2.1849 | -3.0992 | -2.6099 | -3.1222 | -3.8417 | -3.6436 | -2.7053 | -2.7347 | 0.36764 | 8.1524 | 7.8558 | 6.3478 | 5.6986 | -0.28648 | -1.8738 | -1.8605 | -2.2305 | -2.2009 | -2.1929 | 71.9074 | 71.425 | 70.594 | 69.7565 | 68.6117 | 68.3773 | 68.5444 | 68.7712 | 69.7501 | 72.4225 | 76.5918 | 81.6183 | 85.0766 | 86.6276 | 87.1309 | 87.3398 | 86.3682 | 83.5967 | 80.0738 | 77.6091 | 75.5027 | 74.0791 | 72.8373 | 71.8279 | 2.8075 | 3.2367 | 3.0591 | 3.5494 | 3.7888 | 2.8818 | 3.2364 | 3.383 | 4.1972 | 5.0901 | 5.3346 | 4.8855 | 4.2177 | 4.3935 | 4.3978 | 4.3559 | 4.3018 | 4.5874 | 4.2663 | 3.4783 | 4.0201 | 3.4913 | 3.4823 | 3.249
Program Specific1-in-10Size: Over 200kWSouth of Lugo2024November Monthly Peak | Program Specific | 1-in-10 | Size: Over 200kW | South of Lugo | 2024 | November Monthly Peak | 11 | 105.3963 | 101.0665 | 97.9609 | 99.9727 | 105.6423 | 122.1431 | 144.5788 | 163.0131 | 180.9684 | 195.3258 | 205.3545 | 209.3574 | 208.6252 | 210.0956 | 206.3784 | 196.5412 | 186.6432 | 181.0131 | 168.3576 | 159.4051 | 149.2495 | 138.1873 | 121.6127 | 113.1273 | -2.2023 | -1.9897 | -2.1211 | -2.2639 | -2.6324 | -1.9985 | -2.5322 | -2.454 | -4.6574 | -3.8654 | -3.1091 | -2.1876 | -3.0758 | 0.74501 | 8.3249 | 7.9161 | 5.1 | 5.2961 | -1.3679 | -1.7413 | -0.50181 | -0.98724 | -0.75438 | -0.67806 | 64.5812 | 62.8931 | 62.1987 | 60.6045 | 59.4443 | 58.7504 | 58.189 | 59.4997 | 62.2222 | 67.1536 | 72.7173 | 76.781 | 78.8238 | 80.4859 | 81.2991 | 80.8217 | 79.2905 | 77.1608 | 75.1707 | 72.6927 | 70.8743 | 69.3276 | 67.4973 | 66.3791 | 2.9458 | 3.3688 | 3.1822 | 3.7336 | 3.9958 | 3.0406 | 3.3249 | 3.4558 | 4.2938 | 5.1522 | 5.3789 | 4.8988 | 4.1915 | 4.3462 | 4.3583 | 4.3205 | 4.2888 | 4.5682 | 4.2722 | 3.4963 | 4.0743 | 3.5711 | 3.5492 | 3.3084
Program Specific1-in-10Size: Over 200kWSouth of Lugo2024December Monthly Peak | Program Specific | 1-in-10 | Size: Over 200kW | South of Lugo | 2024 | December Monthly Peak | 12 | 101.5141 | 98.7227 | 96.1132 | 97.0897 | 102.485 | 115.8051 | 140.5092 | 157.8271 | 170.2668 | 177.0924 | 178.3461 | 176.3872 | 172.1516 | 169.483 | 165.4414 | 157.6971 | 154.739 | 154.8096 | 147.7186 | 143.9855 | 136.5001 | 128.9463 | 113.2929 | 106.9333 | -2.0343 | -1.7542 | -1.9665 | -2.1422 | -2.5605 | -1.869 | -2.3895 | -2.3672 | -4.6262 | -3.5334 | -2.6521 | -1.7943 | -2.6051 | 0.6521 | 6.7636 | 6.4242 | 4.1157 | 4.5227 | -1.3519 | -1.5682 | -0.27541 | -0.75049 | -0.50346 | -0.42878 | 47.0274 | 46.4327 | 45.5575 | 44.8471 | 44.2937 | 43.0162 | 43.9875 | 44.6732 | 45.9721 | 47.6746 | 49.9565 | 51.777 | 53.0477 | 52.5862 | 52.4708 | 52.2052 | 51.9058 | 50.7355 | 49.4242 | 48.6421 | 47.6142 | 47.0454 | 46.3489 | 45.9611 | 2.8936 | 3.3561 | 3.1842 | 3.698 | 3.9534 | 2.9401 | 3.2956 | 3.4123 | 4.1201 | 4.7641 | 4.7644 | 4.2093 | 3.5274 | 3.5758 | 3.5632 | 3.5355 | 3.6264 | 3.9846 | 3.823 | 3.2209 | 3.8003 | 3.3985 | 3.3722 | 3.1894
Program Specific1-in-10Size: Over 200kWSouth of Lugo2024Typical Event Day | Program Specific | 1-in-10 | Size: Over 200kW | South of Lugo | 2024 | Typical Event Day | 8 | 123.4805 | 120.2856 | 116.374 | 116.8107 | 125.246 | 144.8971 | 173.6694 | 197.0709 | 213.5395 | 228.989 | 242.2929 | 244.9088 | 240.272 | 241.5617 | 238.3937 | 229.6618 | 217.9994 | 205.6714 | 188.6007 | 181.8485 | 174.735 | 162.0021 | 144.4925 | 134.4482 | -3.2594 | -3.8498 | -3.4115 | -3.0811 | -3.0674 | -2.5788 | -3.6095 | -3.0371 | -3.5284 | -4.292 | -4.0884 | -2.9945 | -2.9419 | 0.38865 | 8.7826 | 8.5702 | 6.9752 | 6.0751 | -0.28871 | -2.0247 | -2.0967 | -2.5354 | -2.5293 | -2.5195 | 70.1192 | 69.4054 | 69.021 | 68.7244 | 67.9681 | 67.5376 | 67.4069 | 68.0547 | 70.639 | 74.6802 | 78.7843 | 82.5367 | 85.0649 | 86.9207 | 87.9306 | 88.3369 | 89.2128 | 88.508 | 87.4419 | 84.9093 | 80.737 | 76.8279 | 74.2718 | 72.6019 | 3.2516 | 3.7775 | 3.5616 | 4.1101 | 4.4633 | 3.3984 | 3.7629 | 3.9361 | 4.7735 | 5.6908 | 5.9794 | 5.3992 | 4.5481 | 4.7081 | 4.7432 | 4.7566 | 4.7196 | 4.8903 | 4.5091 | 3.7579 | 4.4941 | 3.9444 | 3.9731 | 3.7045
Program Specific1-in-10Size: Over 200kWSouth of Lugo2025January Monthly Peak | Program Specific | 1-in-10 | Size: Over 200kW | South of Lugo | 2025 | January Monthly Peak | 1 | 104.089 | 101.1859 | 98.3868 | 98.8099 | 104.9884 | 119.7828 | 148.1011 | 167.1092 | 179.756 | 187.671 | 189.5133 | 188.3906 | 185.1916 | 184.6314 | 179.9442 | 170.6093 | 165.6817 | 165.822 | 158.2655 | 154.7185 | 146.3676 | 135.6723 | 118.8387 | 111.5674 | -2.0859 | -1.798 | -2.013 | -2.1802 | -2.6231 | -1.9332 | -2.5186 | -2.5064 | -4.884 | -3.7445 | -2.8182 | -1.9164 | -2.8024 | 0.71038 | 7.3566 | 6.9502 | 4.4068 | 4.8444 | -1.4484 | -1.6851 | -0.29532 | -0.78963 | -0.5281 | -0.44736 | 45.7488 | 45.941 | 45.2505 | 44.5678 | 44.4311 | 44.1857 | 43.1399 | 42.8849 | 43.8257 | 46.5944 | 48.6018 | 50.5925 | 52.6577 | 53.7223 | 54.6387 | 54.8489 | 54.4753 | 53.558 | 51.9752 | 51.0266 | 50.0487 | 49.76 | 49.5919 | 48.5491 | 2.967 | 3.4398 | 3.2595 | 3.7635 | 4.05 | 3.0411 | 3.4736 | 3.613 | 4.3498 | 5.0486 | 5.0627 | 4.4958 | 3.7946 | 3.8954 | 3.8756 | 3.825 | 3.8828 | 4.268 | 4.0959 | 3.461 | 4.075 | 3.5758 | 3.5372 | 3.3276
Program Specific1-in-10Size: Over 200kWSouth of Lugo2025February Monthly Peak | Program Specific | 1-in-10 | Size: Over 200kW | South of Lugo | 2025 | February Monthly Peak | 2 | 102.4734 | 99.7096 | 97.0027 | 97.6658 | 103.3794 | 118.1922 | 143.5168 | 159.7154 | 171.4028 | 181.1512 | 185.6637 | 187.2295 | 185.6438 | 186.4433 | 182.2 | 172.9836 | 166.2858 | 165.2882 | 157.2348 | 151.8491 | 143.6058 | 133.2336 | 118.0338 | 110.6596 | -2.0535 | -1.7717 | -1.9847 | -2.155 | -2.5829 | -1.9075 | -2.4406 | -2.3955 | -4.6571 | -3.6144 | -2.7609 | -1.9046 | -2.8092 | 0.71735 | 7.4488 | 7.0469 | 4.4228 | 4.8288 | -1.439 | -1.6538 | -0.28975 | -0.77544 | -0.52453 | -0.44372 | 51.6447 | 50.9723 | 50.206 | 49.1421 | 48.4768 | 48.1987 | 47.3366 | 47.1926 | 48.6879 | 52.3788 | 56.2608 | 60.0484 | 61.9134 | 63.2386 | 63.9472 | 64.0557 | 63.1468 | 62.1217 | 60.054 | 58.0606 | 56.6088 | 55.3829 | 54.4129 | 53.0133 | 2.921 | 3.3896 | 3.2137 | 3.72 | 3.9879 | 3.0007 | 3.3661 | 3.4532 | 4.1476 | 4.8733 | 4.9598 | 4.4681 | 3.8039 | 3.9336 | 3.9242 | 3.8782 | 3.897 | 4.2543 | 4.0693 | 3.3968 | 3.9981 | 3.5115 | 3.5133 | 3.3005
Program Specific1-in-10Size: Over 200kWSouth of Lugo2025March Monthly Peak | Program Specific | 1-in-10 | Size: Over 200kW | South of Lugo | 2025 | March Monthly Peak | 3 | 110.4807 | 107.2794 | 102.4405 | 103.0434 | 108.7537 | 124.6109 | 148.6386 | 168.7938 | 185.0921 | 198.134 | 206.7486 | 210.8259 | 209.722 | 212.2732 | 210.2354 | 202.2592 | 193.0192 | 182.2746 | 167.4838 | 164.9223 | 157.3819 | 146.4653 | 129.8567 | 119.5727 | -2.214 | -1.9062 | -2.0959 | -2.2736 | -2.7171 | -2.0111 | -2.5277 | -2.5317 | -5.029 | -3.9533 | -3.0744 | -2.1446 | -3.1736 | 0.81674 | 8.5949 | 8.2396 | 5.1339 | 5.3251 | -1.5328 | -1.7962 | -0.31755 | -0.85245 | -0.57707 | -0.47946 | 61.1564 | 59.5159 | 58.8411 | 58.6455 | 57.7531 | 55.8626 | 55.3251 | 56.0158 | 59.1539 | 64.0511 | 69.2004 | 73.8712 | 77.1629 | 78.5074 | 78.7667 | 79.1337 | 78.132 | 76.6862 | 75.0275 | 72.4745 | 69.6987 | 66.5005 | 63.5747 | 61.4743 | 3.1492 | 3.647 | 3.3938 | 3.9248 | 4.1952 | 3.1637 | 3.4862 | 3.6494 | 4.4789 | 5.3301 | 5.5231 | 5.0312 | 4.2972 | 4.4786 | 4.528 | 4.5346 | 4.5235 | 4.6915 | 4.3345 | 3.6892 | 4.3817 | 3.8603 | 3.8652 | 3.5664
Program Specific1-in-10Size: Over 200kWSouth of Lugo2025April Monthly Peak | Program Specific | 1-in-10 | Size: Over 200kW | South of Lugo | 2025 | April Monthly Peak | 4 | 113.3655 | 109.6913 | 104.6006 | 105.2315 | 111.0073 | 127.7652 | 153.7375 | 177.1309 | 197.3513 | 213.4013 | 224.4007 | 229.3096 | 228.9503 | 231.84 | 229.5303 | 220.7159 | 209.6946 | 196.9602 | 179.0294 | 174.8081 | 165.2497 | 152.8602 | 134.7169 | 123.7722 | -2.8436 | -3.1883 | -2.8751 | -2.682 | -2.73 | -2.2301 | -3.0753 | -2.7147 | -3.6948 | -4.0531 | -3.6937 | -2.7065 | -2.9398 | 0.48018 | 8.6476 | 8.3923 | 6.4757 | 5.8046 | -0.55579 | -1.9375 | -1.6423 | -2.082 | -1.9949 | -1.9429 | 70.8429 | 69.745 | 68.1534 | 66.5131 | 65.11 | 64.2412 | 63.7809 | 63.8764 | 66.561 | 72.1405 | 77.2151 | 82.3949 | 85.7239 | 87.2719 | 86.3088 | 86.0992 | 86.1572 | 86.0162 | 84.5797 | 80.4234 | 75.5045 | 71.171 | 68.7752 | 67.5608 | 2.9918 | 3.4524 | 3.2084 | 3.7109 | 3.9646 | 3.0032 | 3.3384 | 3.5457 | 4.4214 | 5.3151 | 5.5501 | 5.0664 | 4.3433 | 4.5286 | 4.5769 | 4.5814 | 4.5498 | 4.6935 | 4.2897 | 3.6203 | 4.2595 | 3.73 | 3.7125 | 3.4178
Program Specific1-in-10Size: Over 200kWSouth of Lugo2025May Monthly Peak | Program Specific | 1-in-10 | Size: Over 200kW | South of Lugo | 2025 | May Monthly Peak | 5 | 119.1499 | 116.113 | 110.6459 | 111.1798 | 117.8014 | 134.9063 | 160.2657 | 187.978 | 210.3524 | 228.1215 | 239.0309 | 241.7786 | 238.688 | 240.1412 | 237.2836 | 227.3949 | 215.1469 | 201.1202 | 183.6545 | 175.8697 | 169.4324 | 156.9117 | 140.2974 | 129.9392 | -2.9239 | -3.2334 | -2.9574 | -2.7925 | -2.9021 | -2.3356 | -3.1541 | -2.8743 | -4.13 | -4.3563 | -3.8935 | -2.8111 | -3.1239 | 0.5434 | 9.0218 | 8.7128 | 6.5446 | 5.9217 | -0.68998 | -1.9457 | -1.5391 | -2.0052 | -1.9206 | -1.8759 | 67.7882 | 66.9575 | 65.271 | 64.3372 | 63.8348 | 63.1435 | 63.3748 | 63.5511 | 66.8552 | 72.798 | 77.9556 | 81.8068 | 83.8998 | 84.9876 | 86.8129 | 87.9514 | 88.2854 | 87.3448 | 85.9625 | 83.3692 | 80.0825 | 76.0832 | 73.0082 | 70.9398 | 3.1547 | 3.6664 | 3.4049 | 3.9334 | 4.221 | 3.1814 | 3.4915 | 3.7751 | 4.728 | 5.7002 | 5.9312 | 5.3594 | 4.5428 | 4.7061 | 4.747 | 4.7354 | 4.6833 | 4.8083 | 4.4149 | 3.6542 | 4.3816 | 3.8414 | 3.8789 | 3.5998
Program Specific1-in-10Size: Over 200kWSouth of Lugo2025June Monthly Peak | Program Specific | 1-in-10 | Size: Over 200kW | South of Lugo | 2025 | June Monthly Peak | 6 | 124.8409 | 120.743 | 115.7881 | 115.6928 | 123.6548 | 141.9083 | 165.8134 | 190.7051 | 209.8637 | 224.5807 | 233.8553 | 235.8751 | 230.7443 | 232.0433 | 230.1563 | 221.8477 | 211.413 | 199.5171 | 183.2451 | 176.2916 | 171.4574 | 160.1201 | 145.0737 | 134.607 | -2.9344 | -3.0827 | -2.928 | -2.8247 | -3.0562 | -2.4186 | -3.1613 | -2.9032 | -4.4838 | -4.3329 | -3.733 | -2.6637 | -3.1283 | 0.60958 | 8.9022 | 8.6237 | 6.2454 | 5.864 | -0.9156 | -1.9434 | -1.2791 | -1.7901 | -1.6778 | -1.6208 | 65.9083 | 65.3344 | 64.844 | 64.4226 | 62.9418 | 62.1611 | 62.3545 | 64.1404 | 67.1085 | 71.5232 | 76.4928 | 80.4917 | 82.3776 | 82.7949 | 83.7803 | 83.9588 | 85.179 | 84.7778 | 84.6465 | 83.0494 | 78.7375 | 74.6485 | 71.7695 | 69.9502 | 3.3382 | 3.8504 | 3.5984 | 4.1337 | 4.4746 | 3.3797 | 3.6482 | 3.8678 | 4.7638 | 5.6674 | 5.8603 | 5.2803 | 4.4351 | 4.5924 | 4.65 | 4.6657 | 4.6477 | 4.8172 | 4.4487 | 3.6993 | 4.4779 | 3.9588 | 4.0507 | 3.7661
Program Specific1-in-10Size: Over 200kWSouth of Lugo2025July Monthly Peak | Program Specific | 1-in-10 | Size: Over 200kW | South of Lugo | 2025 | July Monthly Peak | 7 | 126.8823 | 123.0547 | 118.7906 | 118.9795 | 127.8161 | 146.6074 | 173.3159 | 197.9834 | 214.6781 | 227.5398 | 238.6281 | 239.9511 | 234.6906 | 234.7673 | 232.2927 | 226.3204 | 215.8937 | 203.7249 | 187.0197 | 179.3757 | 175.1862 | 163.2718 | 147.1711 | 136.8268 | -3.2245 | -3.6675 | -3.3196 | -3.059 | -3.1401 | -2.5716 | -3.5009 | -3.0385 | -3.9007 | -4.3074 | -3.9526 | -2.8576 | -2.9784 | 0.45899 | 8.703 | 8.5652 | 6.7276 | 6.0074 | -0.50669 | -1.9904 | -1.8317 | -2.3071 | -2.2789 | -2.2524 | 69.5213 | 68.8485 | 68.5786 | 68.3665 | 68.0278 | 67.7366 | 67.3339 | 67.5092 | 70.3677 | 74.4183 | 78.0947 | 79.7501 | 80.6587 | 82.4912 | 84.6199 | 85.6182 | 87.7802 | 86.553 | 84.3736 | 81.7963 | 78.5098 | 75.8436 | 74.0186 | 72.6488 | 3.3441 | 3.8679 | 3.6388 | 4.1902 | 4.5589 | 3.4416 | 3.7586 | 3.9579 | 4.8032 | 5.6598 | 5.8942 | 5.2946 | 4.4464 | 4.5798 | 4.6259 | 4.6916 | 4.6782 | 4.8484 | 4.4753 | 3.7101 | 4.5097 | 3.9789 | 4.0504 | 3.7734
Program Specific1-in-10Size: Over 200kWSouth of Lugo2025August Monthly Peak | Program Specific | 1-in-10 | Size: Over 200kW | South of Lugo | 2025 | August Monthly Peak | 8 | 123.7961 | 120.5532 | 116.6155 | 117.0477 | 125.5027 | 145.237 | 174.2781 | 198.063 | 214.9244 | 230.5997 | 244.0468 | 246.661 | 242.046 | 243.3273 | 240.1209 | 231.3076 | 219.5317 | 207.0521 | 189.7042 | 182.8517 | 175.5475 | 162.6682 | 144.9679 | 134.8652 | -3.3207 | -3.974 | -3.4881 | -3.1214 | -3.0695 | -2.601 | -3.6665 | -3.0579 | -3.3971 | -4.3034 | -4.1509 | -3.0501 | -2.9165 | 0.35479 | 8.7808 | 8.5783 | 7.1041 | 6.1204 | -0.19299 | -2.0388 | -2.2246 | -2.6536 | -2.6652 | -2.6611 | 70.6814 | 70.2455 | 70.0524 | 69.7398 | 69.3437 | 69.2015 | 69.1054 | 69.3441 | 71.5922 | 75.2716 | 78.6531 | 82.3472 | 85.2047 | 86.9986 | 87.3372 | 88.2228 | 88.8591 | 89.023 | 88.2944 | 84.7838 | 79.4028 | 75.8696 | 73.6358 | 72.1636 | 3.2633 | 3.7898 | 3.5727 | 4.1227 | 4.477 | 3.4099 | 3.78 | 3.96 | 4.8094 | 5.7367 | 6.0289 | 5.4434 | 4.5864 | 4.7474 | 4.7825 | 4.7956 | 4.7577 | 4.9282 | 4.5401 | 3.7825 | 4.5196 | 3.9647 | 3.9903 | 3.7198
Program Specific1-in-10Size: Over 200kWSouth of Lugo2025September Monthly Peak | Program Specific | 1-in-10 | Size: Over 200kW | South of Lugo | 2025 | September Monthly Peak | 9 | 127.3249 | 124.2055 | 119.3521 | 119.8657 | 129.2991 | 151.2441 | 186.2801 | 215.0108 | 239.4188 | 259.0398 | 272.6837 | 274.1827 | 269.0798 | 270.1556 | 264.4116 | 251.8975 | 238.3687 | 222.2648 | 202.3661 | 196.9285 | 184.746 | 169.3175 | 149.9139 | 139.0118 | -3.7996 | -4.9337 | -4.0716 | -3.4418 | -3.1321 | -2.8277 | -4.2531 | -3.3617 | -2.5744 | -4.6855 | -4.8973 | -3.6578 | -2.8733 | 0.10685 | 9.1619 | 8.9328 | 8.3244 | 6.6042 | 0.52614 | -2.2185 | -3.2164 | -3.5521 | -3.6855 | -3.7148 | 74.3656 | 73.1934 | 72.6089 | 72.3687 | 71.5589 | 71.0513 | 70.8339 | 71.2253 | 73.4875 | 77.5077 | 81.8968 | 87.5579 | 92.0186 | 95.3982 | 95.9851 | 95.5477 | 95.0328 | 93.6783 | 92.4532 | 90.0079 | 86.2978 | 80.9499 | 77.6633 | 75.6451 | 3.4606 | 4.026 | 3.7702 | 4.3533 | 4.7559 | 3.6613 | 4.1659 | 4.4325 | 5.5241 | 6.6446 | 6.9458 | 6.2389 | 5.2571 | 5.4348 | 5.43 | 5.3849 | 5.3265 | 5.4548 | 4.9937 | 4.2003 | 4.9044 | 4.2551 | 4.2547 | 3.9534
Program Specific1-in-10Size: Over 200kWSouth of Lugo2025October Monthly Peak | Program Specific | 1-in-10 | Size: Over 200kW | South of Lugo | 2025 | October Monthly Peak | 10 | 106.6228 | 103.0722 | 99.9616 | 100.8822 | 106.3263 | 122.8786 | 149.3821 | 169.3922 | 187.7723 | 204.8364 | 216.1826 | 221.6244 | 222.8345 | 225.4375 | 221.0507 | 210.3307 | 198.719 | 192.9458 | 178.4596 | 168.3345 | 156.3197 | 143.4027 | 126.6533 | 117.9268 | -2.8078 | -3.2845 | -2.9217 | -2.6567 | -2.6046 | -2.1849 | -3.0992 | -2.6099 | -3.1222 | -3.8417 | -3.6436 | -2.7053 | -2.7347 | 0.36764 | 8.1524 | 7.8558 | 6.3478 | 5.6986 | -0.28648 | -1.8738 | -1.8605 | -2.2305 | -2.2009 | -2.1929 | 71.9074 | 71.425 | 70.594 | 69.7565 | 68.6117 | 68.3773 | 68.5444 | 68.7712 | 69.7501 | 72.4225 | 76.5918 | 81.6183 | 85.0766 | 86.6276 | 87.1309 | 87.3398 | 86.3682 | 83.5967 | 80.0738 | 77.6091 | 75.5027 | 74.0791 | 72.8373 | 71.8279 | 2.8075 | 3.2367 | 3.0591 | 3.5494 | 3.7888 | 2.8818 | 3.2364 | 3.383 | 4.1972 | 5.0901 | 5.3346 | 4.8855 | 4.2177 | 4.3935 | 4.3978 | 4.3559 | 4.3018 | 4.5874 | 4.2663 | 3.4783 | 4.0201 | 3.4913 | 3.4823 | 3.249
Program Specific1-in-10Size: Over 200kWSouth of Lugo2025November Monthly Peak | Program Specific | 1-in-10 | Size: Over 200kW | South of Lugo | 2025 | November Monthly Peak | 11 | 105.3963 | 101.0665 | 97.9609 | 99.9727 | 105.6423 | 122.1431 | 144.5788 | 163.0131 | 180.9684 | 195.3258 | 205.3545 | 209.3574 | 208.6252 | 210.0956 | 206.3784 | 196.5412 | 186.6432 | 181.0132 | 168.3576 | 159.4051 | 149.2495 | 138.1873 | 121.6127 | 113.1273 | -2.2023 | -1.9897 | -2.1211 | -2.2639 | -2.6324 | -1.9985 | -2.5322 | -2.454 | -4.6574 | -3.8654 | -3.1091 | -2.1876 | -3.0758 | 0.74501 | 8.3249 | 7.9161 | 5.1 | 5.2961 | -1.3679 | -1.7413 | -0.50181 | -0.98724 | -0.75438 | -0.67806 | 64.5812 | 62.8931 | 62.1987 | 60.6045 | 59.4443 | 58.7504 | 58.189 | 59.4997 | 62.2222 | 67.1536 | 72.7173 | 76.781 | 78.8238 | 80.4859 | 81.2991 | 80.8217 | 79.2905 | 77.1608 | 75.1707 | 72.6927 | 70.8743 | 69.3276 | 67.4973 | 66.3791 | 2.9458 | 3.3688 | 3.1822 | 3.7336 | 3.9958 | 3.0406 | 3.3249 | 3.4558 | 4.2938 | 5.1522 | 5.3789 | 4.8988 | 4.1915 | 4.3462 | 4.3583 | 4.3205 | 4.2888 | 4.5682 | 4.2722 | 3.4963 | 4.0743 | 3.5711 | 3.5492 | 3.3084
Program Specific1-in-10Size: Over 200kWSouth of Lugo2025December Monthly Peak | Program Specific | 1-in-10 | Size: Over 200kW | South of Lugo | 2025 | December Monthly Peak | 12 | 101.5141 | 98.7227 | 96.1132 | 97.0897 | 102.485 | 115.8051 | 140.5092 | 157.8271 | 170.2668 | 177.0924 | 178.3461 | 176.3872 | 172.1516 | 169.483 | 165.4414 | 157.6971 | 154.739 | 154.8096 | 147.7186 | 143.9855 | 136.5001 | 128.9463 | 113.2929 | 106.9333 | -2.0343 | -1.7542 | -1.9665 | -2.1422 | -2.5605 | -1.869 | -2.3895 | -2.3672 | -4.6262 | -3.5334 | -2.6521 | -1.7943 | -2.6051 | 0.6521 | 6.7636 | 6.4242 | 4.1157 | 4.5227 | -1.3519 | -1.5682 | -0.27541 | -0.75049 | -0.50346 | -0.42878 | 47.0274 | 46.4327 | 45.5575 | 44.8471 | 44.2937 | 43.0162 | 43.9875 | 44.6732 | 45.9721 | 47.6746 | 49.9565 | 51.777 | 53.0477 | 52.5862 | 52.4708 | 52.2052 | 51.9058 | 50.7355 | 49.4242 | 48.6421 | 47.6142 | 47.0454 | 46.3489 | 45.9611 | 2.8936 | 3.3561 | 3.1842 | 3.698 | 3.9534 | 2.9401 | 3.2956 | 3.4123 | 4.1201 | 4.7641 | 4.7644 | 4.2093 | 3.5274 | 3.5758 | 3.5632 | 3.5355 | 3.6264 | 3.9846 | 3.823 | 3.2209 | 3.8003 | 3.3985 | 3.3722 | 3.1894
Program Specific1-in-10Size: Over 200kWSouth of Lugo2025Typical Event Day | Program Specific | 1-in-10 | Size: Over 200kW | South of Lugo | 2025 | Typical Event Day | 8 | 123.4805 | 120.2856 | 116.374 | 116.8107 | 125.246 | 144.897 | 173.6694 | 197.0709 | 213.5394 | 228.989 | 242.2929 | 244.9087 | 240.272 | 241.5617 | 238.3937 | 229.6618 | 217.9994 | 205.6714 | 188.6007 | 181.8485 | 174.735 | 162.0021 | 144.4925 | 134.4482 | -3.2594 | -3.8498 | -3.4115 | -3.0811 | -3.0674 | -2.5788 | -3.6095 | -3.0371 | -3.5284 | -4.292 | -4.0884 | -2.9945 | -2.9419 | 0.38865 | 8.7826 | 8.5702 | 6.9752 | 6.0751 | -0.28871 | -2.0247 | -2.0967 | -2.5354 | -2.5293 | -2.5195 | 70.1192 | 69.4054 | 69.021 | 68.7244 | 67.9681 | 67.5376 | 67.4069 | 68.0547 | 70.639 | 74.6802 | 78.7843 | 82.5367 | 85.0649 | 86.9207 | 87.9306 | 88.3369 | 89.2128 | 88.508 | 87.4419 | 84.9093 | 80.737 | 76.8279 | 74.2718 | 72.6019 | 3.2516 | 3.7775 | 3.5616 | 4.1101 | 4.4633 | 3.3984 | 3.7629 | 3.9361 | 4.7735 | 5.6908 | 5.9794 | 5.3992 | 4.5481 | 4.7081 | 4.7432 | 4.7566 | 4.7196 | 4.8903 | 4.5091 | 3.7579 | 4.4941 | 3.9444 | 3.9731 | 3.7045
Program Specific1-in-2Size: Over 200kWSouth of Lugo2015January Monthly Peak | Program Specific | 1-in-2 | Size: Over 200kW | South of Lugo | 2015 | January Monthly Peak | 1 | 103.2356 | 100.4136 | 97.6661 | 98.2007 | 104.1591 | 118.9322 | 145.7822 | 163.3654 | 175.4321 | 184.1069 | 187.1219 | 187.2322 | 184.7649 | 184.831 | 180.3609 | 171.1094 | 165.4111 | 165.0839 | 157.3987 | 153.0447 | 144.8112 | 134.3164 | 118.2999 | 111.0022 | -2.0688 | -1.7842 | -1.9982 | -2.1668 | -2.6023 | -1.9194 | -2.4791 | -2.4503 | -4.7665 | -3.6734 | -2.7826 | -1.9046 | -2.7959 | 0.71115 | 7.3736 | 6.9706 | 4.3996 | 4.8229 | -1.4405 | -1.6669 | -0.29218 | -0.78174 | -0.52571 | -0.44509 | 48.2539 | 47.2538 | 46.0304 | 45.5299 | 45.3454 | 45.6849 | 45.4361 | 45.6141 | 46.5439 | 48.6394 | 52.4284 | 55.3111 | 56.9855 | 58.2512 | 58.6529 | 58.7594 | 58.6258 | 57.0416 | 55.5183 | 54.0416 | 53.2085 | 52.0367 | 51.0755 | 49.6359 | 2.9427 | 3.4136 | 3.2356 | 3.7403 | 4.018 | 3.0195 | 3.4192 | 3.5321 | 4.2451 | 4.9528 | 4.9988 | 4.4682 | 3.7859 | 3.8996 | 3.8846 | 3.8362 | 3.8765 | 4.249 | 4.0735 | 3.4235 | 4.0317 | 3.5401 | 3.5212 | 3.3107
Program Specific1-in-2Size: Over 200kWSouth of Lugo2015February Monthly Peak | Program Specific | 1-in-2 | Size: Over 200kW | South of Lugo | 2015 | February Monthly Peak | 2 | 102.7494 | 99.9675 | 97.2471 | 97.8575 | 103.67 | 118.456 | 144.3782 | 161.1018 | 172.8972 | 182.1731 | 186.0481 | 187.0118 | 185.0585 | 185.5557 | 181.2233 | 172.0025 | 165.7325 | 165.0312 | 157.1648 | 152.2186 | 144.0031 | 133.5985 | 118.0845 | 110.7493 | -2.0591 | -1.7763 | -1.9897 | -2.1592 | -2.5901 | -1.9118 | -2.4553 | -2.4163 | -4.6977 | -3.6348 | -2.7666 | -1.9024 | -2.8004 | 0.71394 | 7.4089 | 7.007 | 4.4081 | 4.8213 | -1.4383 | -1.6579 | -0.29055 | -0.77756 | -0.52475 | -0.44408 | 51.5751 | 51.2872 | 51.0125 | 50.7479 | 50.4249 | 50.0008 | 49.7461 | 49.7238 | 50.4787 | 52.5865 | 54.3521 | 56.0914 | 56.676 | 56.7487 | 56.7219 | 55.6342 | 55.532 | 55.2547 | 53.8628 | 52.8979 | 52.0705 | 51.8522 | 50.6065 | 49.143 | 2.9289 | 3.3984 | 3.2218 | 3.7273 | 3.9991 | 3.0074 | 3.3863 | 3.4831 | 4.1838 | 4.9007 | 4.9701 | 4.4629 | 3.7919 | 3.9149 | 3.9031 | 3.8563 | 3.884 | 4.2477 | 4.0674 | 3.405 | 4.0092 | 3.5212 | 3.5148 | 3.3032
Program Specific1-in-2Size: Over 200kWSouth of Lugo2015March Monthly Peak | Program Specific | 1-in-2 | Size: Over 200kW | South of Lugo | 2015 | March Monthly Peak | 3 | 110.3038 | 107.2698 | 102.5003 | 102.8195 | 108.9978 | 124.2236 | 150.2318 | 171.2865 | 185.9802 | 194.9588 | 199.0107 | 199.5593 | 196.1714 | 196.9935 | 194.651 | 187.113 | 181.0339 | 172.8946 | 160.7831 | 161.3755 | 155.0862 | 144.8132 | 127.4451 | 117.723 | -2.2104 | -1.9061 | -2.0971 | -2.2687 | -2.7232 | -2.0048 | -2.5548 | -2.5691 | -5.0531 | -3.8899 | -2.9594 | -2.03 | -2.9686 | 0.75795 | 7.9578 | 7.6225 | 4.8151 | 5.051 | -1.4714 | -1.7576 | -0.31292 | -0.84283 | -0.56635 | -0.47204 | 51.7779 | 50.5414 | 49.2103 | 48.6578 | 48.4009 | 47.8147 | 47.6257 | 48.0647 | 50.5815 | 52.6907 | 55.0219 | 57.2064 | 58.1011 | 59.127 | 59.1575 | 59.8386 | 59.4443 | 58.2028 | 56.5957 | 54.8991 | 54.1582 | 53.2226 | 52.1692 | 51.0709 | 3.1442 | 3.6466 | 3.3958 | 3.9163 | 4.2046 | 3.1539 | 3.5236 | 3.7033 | 4.5004 | 5.2447 | 5.3164 | 4.7623 | 4.0196 | 4.1562 | 4.1923 | 4.195 | 4.2426 | 4.4501 | 4.1611 | 3.6099 | 4.3178 | 3.8167 | 3.7934 | 3.5112
Program Specific1-in-2Size: Over 200kWSouth of Lugo2015April Monthly Peak | Program Specific | 1-in-2 | Size: Over 200kW | South of Lugo | 2015 | April Monthly Peak | 4 | 110.2538 | 107.0952 | 102.2782 | 102.8676 | 108.5916 | 124.3551 | 148.3135 | 168.2578 | 184.1931 | 196.8435 | 205.0942 | 208.9672 | 207.7154 | 210.1717 | 208.1425 | 200.2476 | 191.2696 | 180.7807 | 166.3362 | 164.0272 | 156.6905 | 145.9119 | 129.39 | 119.1788 | -2.2094 | -1.903 | -2.0926 | -2.2697 | -2.7131 | -2.007 | -2.5222 | -2.5236 | -5.0046 | -3.9275 | -3.0498 | -2.1257 | -3.1432 | 0.80865 | 8.5094 | 8.1576 | 5.0874 | 5.2814 | -1.5223 | -1.7865 | -0.31615 | -0.84923 | -0.57499 | -0.47788 | 62.0272 | 61.5675 | 60.7961 | 59.6748 | 58.842 | 58.0491 | 57.5602 | 57.7665 | 59.4338 | 62.7783 | 65.7749 | 69.0351 | 71.6561 | 73.6688 | 74.3238 | 74.2192 | 74.4743 | 73.5279 | 72.6165 | 70.6996 | 67.1729 | 65.5019 | 63.8848 | 61.781 | 3.1428 | 3.6407 | 3.3884 | 3.9181 | 4.189 | 3.1572 | 3.4786 | 3.6378 | 4.4571 | 5.2954 | 5.4789 | 4.9868 | 4.2561 | 4.4342 | 4.4829 | 4.4895 | 4.4825 | 4.6531 | 4.3048 | 3.6692 | 4.3624 | 3.8457 | 3.8513 | 3.5546
Program Specific1-in-2Size: Over 200kWSouth of Lugo2015May Monthly Peak | Program Specific | 1-in-2 | Size: Over 200kW | South of Lugo | 2015 | May Monthly Peak | 5 | 116.1615 | 113.6313 | 108.4317 | 108.9021 | 115.5135 | 131.615 | 155.2168 | 179.7089 | 197.8532 | 212.0314 | 219.9297 | 221.3903 | 217.2544 | 218.1477 | 215.5325 | 206.5594 | 196.5303 | 184.8688 | 170.9604 | 165.2686 | 161.0599 | 150.1327 | 135.0038 | 125.394 | -2.3278 | -2.0191 | -2.2185 | -2.4029 | -2.886 | -2.1241 | -2.6396 | -2.6954 | -5.3757 | -4.2306 | -3.2705 | -2.2521 | -3.2876 | 0.83934 | 8.8115 | 8.4147 | 5.2273 | 5.4009 | -1.5646 | -1.8 | -0.32497 | -0.87379 | -0.59994 | -0.5028 | 59.044 | 59.1305 | 59.1369 | 58.5076 | 57.9686 | 57.9823 | 58.3101 | 58.9294 | 59.7008 | 61.5045 | 64.5568 | 67.527 | 70.1272 | 71.0969 | 70.827 | 71.7054 | 71.8426 | 70.7134 | 68.7721 | 66.0591 | 63.1198 | 60.7716 | 60.2611 | 59.9006 | 3.3112 | 3.8629 | 3.5923 | 4.1479 | 4.456 | 3.3415 | 3.6405 | 3.8854 | 4.7877 | 5.704 | 5.8752 | 5.2833 | 4.4516 | 4.6025 | 4.6421 | 4.631 | 4.6058 | 4.7583 | 4.4245 | 3.697 | 4.4841 | 3.9569 | 4.0184 | 3.74
Program Specific1-in-2Size: Over 200kWSouth of Lugo2015June Monthly Peak | Program Specific | 1-in-2 | Size: Over 200kW | South of Lugo | 2015 | June Monthly Peak | 6 | 123.4428 | 119.5741 | 114.7413 | 114.6324 | 122.5626 | 140.3797 | 163.3422 | 186.6645 | 203.9224 | 217.1818 | 225.3009 | 226.9178 | 221.4264 | 222.5613 | 220.8062 | 212.9037 | 203.3322 | 192.4005 | 177.6501 | 171.5008 | 167.6446 | 157.021 | 142.7184 | 132.5719 | -2.4737 | -2.1247 | -2.3476 | -2.5293 | -3.0621 | -2.2656 | -2.7778 | -2.7997 | -5.5406 | -4.3333 | -3.3503 | -2.3083 | -3.3507 | 0.85632 | 9.0271 | 8.6732 | 5.4082 | 5.6209 | -1.6258 | -1.8679 | -0.33825 | -0.91388 | -0.63422 | -0.53158 | 62.7137 | 62.6263 | 62.1857 | 61.5597 | 61.3606 | 60.8774 | 60.4289 | 60.97 | 63.0565 | 67.5748 | 71.8685 | 75.5656 | 76.156 | 76.0935 | 77.5587 | 77.717 | 79.1591 | 79.2698 | 79.1468 | 75.5282 | 71.2072 | 67.4268 | 65.8223 | 64.6044 | 3.5187 | 4.0649 | 3.8013 | 4.3662 | 4.7279 | 3.564 | 3.8311 | 4.0358 | 4.9346 | 5.8425 | 6.0187 | 5.4152 | 4.5371 | 4.6956 | 4.7557 | 4.7732 | 4.7652 | 4.9521 | 4.5976 | 3.8364 | 4.6674 | 4.1385 | 4.248 | 3.9541
Program Specific1-in-2Size: Over 200kWSouth of Lugo2015July Monthly Peak | Program Specific | 1-in-2 | Size: Over 200kW | South of Lugo | 2015 | July Monthly Peak | 7 | 126.4844 | 122.7185 | 118.4877 | 118.6799 | 127.4954 | 146.1773 | 172.5637 | 196.7565 | 212.9451 | 225.4913 | 236.3637 | 237.6612 | 232.3553 | 232.4291 | 230.0002 | 224.1336 | 213.8745 | 201.9165 | 185.5807 | 178.0875 | 174.1473 | 162.422 | 146.5548 | 136.2884 | -3.1369 | -3.4892 | -3.2101 | -3.002 | -3.1383 | -2.5407 | -3.4229 | -3.0119 | -4.0876 | -4.2949 | -3.8695 | -2.7833 | -3.0134 | 0.50455 | 8.7067 | 8.5563 | 6.5534 | 5.9478 | -0.63905 | -1.972 | -1.6534 | -2.1412 | -2.085 | -2.0501 | 69.6006 | 68.8635 | 68.555 | 68.4415 | 68.0167 | 67.1606 | 67.0841 | 68.0329 | 70.7411 | 73.4073 | 76.0376 | 79.447 | 80.9501 | 81.4278 | 82.2446 | 82.4384 | 83.178 | 83.41 | 83.814 | 82.3068 | 79.0999 | 74.9019 | 72.3981 | 71.5106 | 3.3431 | 3.8683 | 3.6399 | 4.1915 | 4.5604 | 3.4412 | 3.7529 | 3.9445 | 4.778 | 5.6247 | 5.8549 | 5.259 | 4.4146 | 4.547 | 4.5933 | 4.6594 | 4.6476 | 4.819 | 4.4534 | 3.6939 | 4.4957 | 3.9694 | 4.0448 | 3.7692
Program Specific1-in-2Size: Over 200kWSouth of Lugo2015August Monthly Peak | Program Specific | 1-in-2 | Size: Over 200kW | South of Lugo | 2015 | August Monthly Peak | 8 | 123.1051 | 119.9676 | 116.0872 | 116.5285 | 124.9414 | 144.4923 | 172.9496 | 195.8973 | 211.8957 | 227.0681 | 240.192 | 242.8022 | 238.1346 | 239.4306 | 236.3074 | 227.6732 | 216.1527 | 204.0103 | 187.2749 | 180.6487 | 173.7646 | 161.2071 | 143.9224 | 133.9487 | -3.1843 | -3.6974 | -3.3174 | -3.0318 | -3.0651 | -2.5516 | -3.5401 | -3.0123 | -3.6892 | -4.2789 | -4.0129 | -2.9272 | -2.973 | 0.42987 | 8.7853 | 8.5608 | 6.8189 | 6.0205 | -0.40555 | -2.0077 | -1.9406 | -2.391 | -2.3628 | -2.3458 | 70.2939 | 68.8328 | 68.2846 | 68.6026 | 68.555 | 67.7099 | 67.4967 | 67.4934 | 69.3165 | 73.5777 | 78.0046 | 82.5077 | 84.9213 | 85.587 | 85.8439 | 85.8492 | 87.2826 | 88.4614 | 87.6167 | 82.6076 | 76.9048 | 74.1941 | 72.8875 | 71.6368 | 3.2414 | 3.7672 | 3.5526 | 4.0999 | 4.452 | 3.3886 | 3.747 | 3.9124 | 4.7364 | 5.6426 | 5.9271 | 5.3523 | 4.5072 | 4.6662 | 4.7013 | 4.715 | 4.6792 | 4.8504 | 4.477 | 3.7328 | 4.4688 | 3.9247 | 3.9571 | 3.6904
Program Specific1-in-2Size: Over 200kWSouth of Lugo2015September Monthly Peak | Program Specific | 1-in-2 | Size: Over 200kW | South of Lugo | 2015 | September Monthly Peak | 9 | 124.3881 | 121.7096 | 117.0969 | 117.6643 | 126.893 | 148.0897 | 180.5316 | 205.6445 | 226.4588 | 244.1524 | 256.6609 | 258.3307 | 253.1248 | 254.3558 | 248.9827 | 237.2086 | 224.6004 | 209.7955 | 192.3659 | 187.7249 | 177.2669 | 163.176 | 145.5845 | 135.2025 | -3.2667 | -3.8589 | -3.4108 | -3.0929 | -3.1091 | -2.6304 | -3.7378 | -3.1675 | -3.7927 | -4.5824 | -4.32 | -3.1474 | -3.1147 | 0.42123 | 9.1939 | 8.8689 | 7.1608 | 6.1955 | -0.32536 | -2.0891 | -2.0899 | -2.52 | -2.5084 | -2.4916 | 70.1393 | 69.453 | 68.9368 | 68.5519 | 67.9874 | 67.6335 | 67.4003 | 67.3519 | 69.0723 | 73.1264 | 77.1865 | 82.0195 | 85.9394 | 87.7717 | 88.4507 | 88.9116 | 89.3295 | 88.0232 | 87.3167 | 84.9708 | 81.1907 | 77.9652 | 76.0654 | 75.1905 | 3.275 | 3.8217 | 3.5832 | 4.1396 | 4.5213 | 3.4728 | 3.911 | 4.1068 | 5.0616 | 6.0667 | 6.3331 | 5.6943 | 4.7907 | 4.9568 | 4.9532 | 4.9122 | 4.8618 | 4.9877 | 4.5984 | 3.8787 | 4.5586 | 3.9724 | 4.0025 | 3.7247
Program Specific1-in-2Size: Over 200kWSouth of Lugo2015October Monthly Peak | Program Specific | 1-in-2 | Size: Over 200kW | South of Lugo | 2015 | October Monthly Peak | 10 | 103.806 | 100.6999 | 97.8285 | 98.7567 | 104.0783 | 119.8227 | 144.1667 | 160.8787 | 175.5984 | 190.2068 | 199.7727 | 204.8342 | 205.5953 | 208.0797 | 203.9983 | 194.0487 | 183.7975 | 179.6589 | 167.93 | 159.0467 | 148.8624 | 137.3149 | 122.17 | 114.024 | -2.2296 | -2.1138 | -2.1976 | -2.2754 | -2.5887 | -1.9788 | -2.575 | -2.428 | -4.3479 | -3.743 | -3.0613 | -2.1789 | -2.9767 | 0.69516 | 8.1533 | 7.7548 | 5.1132 | 5.2618 | -1.2472 | -1.741 | -0.63671 | -1.1047 | -0.9041 | -0.83738 | 64.2351 | 63.9469 | 63.7306 | 62.4905 | 61.8839 | 61.2487 | 60.6747 | 60.7572 | 61.6143 | 64.7022 | 68.7909 | 74.3523 | 80.413 | 83.6201 | 82.4799 | 81.9436 | 82.2819 | 81.3263 | 78.5117 | 74.2558 | 71.8981 | 70.3044 | 68.6267 | 66.9786 | 2.8665 | 3.3163 | 3.1398 | 3.644 | 3.8894 | 2.9471 | 3.2757 | 3.3696 | 4.1164 | 4.957 | 5.17 | 4.7355 | 4.0811 | 4.2529 | 4.2564 | 4.2146 | 4.1728 | 4.4797 | 4.2103 | 3.4466 | 4.015 | 3.506 | 3.5228 | 3.2946
Program Specific1-in-2Size: Over 200kWSouth of Lugo2015November Monthly Peak | Program Specific | 1-in-2 | Size: Over 200kW | South of Lugo | 2015 | November Monthly Peak | 11 | 104.2216 | 100.1087 | 97.1152 | 99.0659 | 104.7918 | 120.8246 | 142.8378 | 160.1468 | 176.265 | 188.715 | 196.9955 | 200.0479 | 198.6187 | 199.6507 | 195.9877 | 186.5597 | 177.9241 | 173.5412 | 162.6018 | 154.8622 | 145.7267 | 135.3616 | 119.2618 | 111.1371 | -2.0886 | -1.7788 | -1.987 | -2.1859 | -2.6182 | -1.95 | -2.4291 | -2.402 | -4.7892 | -3.7653 | -2.9294 | -2.035 | -3.0056 | 0.76817 | 8.0125 | 7.6 | 4.7324 | 5.0699 | -1.4881 | -1.6867 | -0.29403 | -0.78782 | -0.52998 | -0.44563 | 59.4229 | 58.4533 | 57.6749 | 56.8855 | 55.6992 | 54.5572 | 54.2103 | 54.772 | 57.0943 | 60.0353 | 64.6325 | 68.9716 | 72.2036 | 74.0758 | 75.4664 | 74.8218 | 72.5425 | 69.6714 | 67.3714 | 66.3429 | 65.2328 | 65.0493 | 64.4693 | 64.7668 | 2.9708 | 3.4032 | 3.2174 | 3.7733 | 4.0424 | 3.0676 | 3.3502 | 3.4625 | 4.2653 | 5.0767 | 5.2626 | 4.774 | 4.0697 | 4.2123 | 4.2211 | 4.1826 | 4.1697 | 4.4667 | 4.2082 | 3.4642 | 4.0572 | 3.5676 | 3.5498 | 3.3148
Program Specific1-in-2Size: Over 200kWSouth of Lugo2015December Monthly Peak | Program Specific | 1-in-2 | Size: Over 200kW | South of Lugo | 2015 | December Monthly Peak | 12 | 99.9009 | 97.2474 | 94.7295 | 95.948 | 100.8751 | 114.2185 | 135.9153 | 150.4185 | 161.9121 | 170.6019 | 174.5599 | 175.3154 | 172.71 | 171.4138 | 167.8182 | 160.189 | 155.4369 | 154.3498 | 146.7413 | 141.1458 | 133.7581 | 126.5221 | 112.5074 | 106.0407 | -2.002 | -1.728 | -1.9382 | -2.1171 | -2.5203 | -1.8434 | -2.3113 | -2.2561 | -4.3992 | -3.4039 | -2.5958 | -1.7834 | -2.6135 | 0.65953 | 6.8608 | 6.5257 | 4.1343 | 4.5093 | -1.3429 | -1.5373 | -0.26988 | -0.73638 | -0.49997 | -0.4252 | 52.4211 | 51.1439 | 50.2196 | 49.4245 | 48.9351 | 47.8943 | 48.1876 | 48.4148 | 48.9151 | 52.5157 | 57.012 | 59.992 | 61.6755 | 62.9226 | 63.4153 | 63.7459 | 62.9764 | 60.7744 | 58.7189 | 57.0619 | 55.2993 | 53.1474 | 51.1984 | 49.881 | 2.8477 | 3.3059 | 3.1384 | 3.6545 | 3.8913 | 2.8998 | 3.1878 | 3.2521 | 3.918 | 4.5895 | 4.6632 | 4.1838 | 3.5389 | 3.6165 | 3.6144 | 3.5914 | 3.6427 | 3.9728 | 3.7977 | 3.1573 | 3.724 | 3.3347 | 3.3488 | 3.1628
Program Specific1-in-2Size: Over 200kWSouth of Lugo2015Typical Event Day | Program Specific | 1-in-2 | Size: Over 200kW | South of Lugo | 2015 | Typical Event Day | 8 | 122.1294 | 119.1432 | 115.3446 | 115.7941 | 124.1551 | 143.4377 | 171.1051 | 192.8884 | 207.6462 | 222.0456 | 234.6409 | 237.1889 | 232.4104 | 233.6995 | 230.6886 | 222.3134 | 211.2032 | 199.5774 | 183.7475 | 177.4904 | 171.2178 | 159.1236 | 142.4117 | 132.6286 | -2.9758 | -3.2716 | -3.0551 | -2.8948 | -3.0603 | -2.4768 | -3.3498 | -2.9472 | -4.137 | -4.2476 | -3.8092 | -2.7445 | -3.06 | 0.54306 | 8.7965 | 8.5388 | 6.3936 | 5.8745 | -0.72843 | -1.9624 | -1.5088 | -1.9909 | -1.8989 | -1.8616 | 68.1869 | 67.4439 | 66.9905 | 66.7889 | 66.4799 | 65.8453 | 65.6025 | 65.9621 | 68.0466 | 71.9215 | 75.7743 | 79.8849 | 81.9917 | 82.72 | 83.5245 | 83.7291 | 84.7373 | 84.7911 | 84.4736 | 81.3533 | 77.1006 | 73.622 | 71.7933 | 70.7356 | 3.2379 | 3.7671 | 3.5541 | 4.1021 | 4.4545 | 3.3871 | 3.7326 | 3.8788 | 4.6733 | 5.5557 | 5.83 | 5.2646 | 4.4292 | 4.5859 | 4.6211 | 4.6357 | 4.6035 | 4.7777 | 4.4229 | 3.6927 | 4.4336 | 3.9007 | 3.9425 | 3.6792
Program Specific1-in-2Size: Over 200kWSouth of Lugo2016January Monthly Peak | Program Specific | 1-in-2 | Size: Over 200kW | South of Lugo | 2016 | January Monthly Peak | 1 | 103.2356 | 100.4136 | 97.6661 | 98.2007 | 104.1591 | 118.9322 | 145.7822 | 163.3654 | 175.4321 | 184.1069 | 187.1219 | 187.2322 | 184.7649 | 184.831 | 180.3609 | 171.1094 | 165.4111 | 165.0839 | 157.3987 | 153.0447 | 144.8112 | 134.3164 | 118.2999 | 111.0022 | -2.0688 | -1.7842 | -1.9982 | -2.1668 | -2.6023 | -1.9194 | -2.4791 | -2.4503 | -4.7665 | -3.6734 | -2.7826 | -1.9046 | -2.7959 | 0.71115 | 7.3736 | 6.9706 | 4.3996 | 4.8229 | -1.4405 | -1.6669 | -0.29218 | -0.78174 | -0.52571 | -0.44509 | 48.2539 | 47.2538 | 46.0304 | 45.5299 | 45.3454 | 45.6849 | 45.4361 | 45.6141 | 46.5439 | 48.6394 | 52.4284 | 55.3111 | 56.9855 | 58.2512 | 58.6529 | 58.7594 | 58.6258 | 57.0416 | 55.5183 | 54.0416 | 53.2085 | 52.0367 | 51.0755 | 49.6359 | 2.9427 | 3.4136 | 3.2356 | 3.7403 | 4.018 | 3.0195 | 3.4192 | 3.5321 | 4.2451 | 4.9528 | 4.9988 | 4.4682 | 3.7859 | 3.8996 | 3.8846 | 3.8362 | 3.8765 | 4.249 | 4.0735 | 3.4235 | 4.0317 | 3.5401 | 3.5212 | 3.3107
Program Specific1-in-2Size: Over 200kWSouth of Lugo2016February Monthly Peak | Program Specific | 1-in-2 | Size: Over 200kW | South of Lugo | 2016 | February Monthly Peak | 2 | 102.7494 | 99.9675 | 97.2471 | 97.8575 | 103.67 | 118.456 | 144.3782 | 161.1018 | 172.8972 | 182.1731 | 186.0481 | 187.0118 | 185.0585 | 185.5557 | 181.2233 | 172.0025 | 165.7325 | 165.0312 | 157.1648 | 152.2186 | 144.0031 | 133.5985 | 118.0845 | 110.7493 | -2.0591 | -1.7763 | -1.9897 | -2.1592 | -2.5901 | -1.9118 | -2.4553 | -2.4163 | -4.6977 | -3.6348 | -2.7666 | -1.9024 | -2.8004 | 0.71394 | 7.4089 | 7.007 | 4.4081 | 4.8213 | -1.4383 | -1.6579 | -0.29055 | -0.77756 | -0.52475 | -0.44408 | 51.5751 | 51.2872 | 51.0125 | 50.7479 | 50.4249 | 50.0008 | 49.7461 | 49.7238 | 50.4787 | 52.5865 | 54.3521 | 56.0914 | 56.676 | 56.7487 | 56.7219 | 55.6342 | 55.532 | 55.2547 | 53.8628 | 52.8979 | 52.0705 | 51.8522 | 50.6065 | 49.143 | 2.9289 | 3.3984 | 3.2218 | 3.7273 | 3.9991 | 3.0074 | 3.3863 | 3.4831 | 4.1838 | 4.9007 | 4.9701 | 4.4629 | 3.7919 | 3.9149 | 3.9031 | 3.8563 | 3.884 | 4.2477 | 4.0674 | 3.405 | 4.0092 | 3.5212 | 3.5148 | 3.3032
Program Specific1-in-2Size: Over 200kWSouth of Lugo2016March Monthly Peak | Program Specific | 1-in-2 | Size: Over 200kW | South of Lugo | 2016 | March Monthly Peak | 3 | 110.3038 | 107.2698 | 102.5003 | 102.8195 | 108.9978 | 124.2236 | 150.2318 | 171.2865 | 185.9802 | 194.9588 | 199.0107 | 199.5594 | 196.1714 | 196.9935 | 194.651 | 187.113 | 181.0339 | 172.8946 | 160.7831 | 161.3755 | 155.0862 | 144.8132 | 127.4451 | 117.723 | -2.2104 | -1.9061 | -2.0971 | -2.2687 | -2.7232 | -2.0048 | -2.5548 | -2.5691 | -5.0531 | -3.8899 | -2.9594 | -2.03 | -2.9686 | 0.75795 | 7.9578 | 7.6225 | 4.8151 | 5.051 | -1.4714 | -1.7576 | -0.31292 | -0.84283 | -0.56635 | -0.47204 | 51.7779 | 50.5414 | 49.2103 | 48.6578 | 48.4009 | 47.8147 | 47.6257 | 48.0647 | 50.5815 | 52.6907 | 55.0219 | 57.2064 | 58.1011 | 59.127 | 59.1575 | 59.8386 | 59.4443 | 58.2028 | 56.5957 | 54.8991 | 54.1582 | 53.2226 | 52.1692 | 51.0709 | 3.1442 | 3.6466 | 3.3958 | 3.9163 | 4.2047 | 3.1539 | 3.5236 | 3.7033 | 4.5004 | 5.2447 | 5.3164 | 4.7623 | 4.0196 | 4.1562 | 4.1923 | 4.195 | 4.2426 | 4.4501 | 4.1611 | 3.6099 | 4.3178 | 3.8167 | 3.7934 | 3.5112
Program Specific1-in-2Size: Over 200kWSouth of Lugo2016April Monthly Peak | Program Specific | 1-in-2 | Size: Over 200kW | South of Lugo | 2016 | April Monthly Peak | 4 | 110.2538 | 107.0952 | 102.2782 | 102.8676 | 108.5916 | 124.355 | 148.3135 | 168.2578 | 184.1931 | 196.8435 | 205.0942 | 208.9672 | 207.7154 | 210.1717 | 208.1425 | 200.2476 | 191.2696 | 180.7807 | 166.3362 | 164.0272 | 156.6905 | 145.9119 | 129.39 | 119.1788 | -2.2094 | -1.903 | -2.0926 | -2.2697 | -2.7131 | -2.007 | -2.5222 | -2.5236 | -5.0046 | -3.9275 | -3.0498 | -2.1257 | -3.1432 | 0.80865 | 8.5094 | 8.1576 | 5.0874 | 5.2814 | -1.5223 | -1.7865 | -0.31615 | -0.84923 | -0.57499 | -0.47788 | 62.0272 | 61.5675 | 60.7961 | 59.6748 | 58.842 | 58.0491 | 57.5602 | 57.7665 | 59.4338 | 62.7783 | 65.7749 | 69.0351 | 71.6561 | 73.6688 | 74.3238 | 74.2192 | 74.4743 | 73.5279 | 72.6165 | 70.6996 | 67.1729 | 65.5019 | 63.8848 | 61.781 | 3.1428 | 3.6407 | 3.3884 | 3.9181 | 4.189 | 3.1572 | 3.4786 | 3.6378 | 4.4571 | 5.2954 | 5.4789 | 4.9868 | 4.2561 | 4.4342 | 4.4829 | 4.4895 | 4.4825 | 4.6531 | 4.3048 | 3.6692 | 4.3624 | 3.8457 | 3.8513 | 3.5546
Program Specific1-in-2Size: Over 200kWSouth of Lugo2016May Monthly Peak | Program Specific | 1-in-2 | Size: Over 200kW | South of Lugo | 2016 | May Monthly Peak | 5 | 116.1615 | 113.6313 | 108.4317 | 108.9021 | 115.5135 | 131.615 | 155.2168 | 179.7089 | 197.8532 | 212.0314 | 219.9297 | 221.3903 | 217.2544 | 218.1477 | 215.5325 | 206.5594 | 196.5303 | 184.8689 | 170.9604 | 165.2686 | 161.0599 | 150.1327 | 135.0038 | 125.394 | -2.3278 | -2.0191 | -2.2185 | -2.4029 | -2.886 | -2.1241 | -2.6396 | -2.6954 | -5.3757 | -4.2306 | -3.2705 | -2.2521 | -3.2876 | 0.83934 | 8.8115 | 8.4147 | 5.2273 | 5.4009 | -1.5646 | -1.8 | -0.32497 | -0.87379 | -0.59994 | -0.5028 | 59.044 | 59.1306 | 59.1369 | 58.5076 | 57.9686 | 57.9823 | 58.3101 | 58.9294 | 59.7008 | 61.5045 | 64.5568 | 67.5271 | 70.1272 | 71.0969 | 70.827 | 71.7054 | 71.8426 | 70.7134 | 68.7721 | 66.0591 | 63.1198 | 60.7716 | 60.2611 | 59.9006 | 3.3112 | 3.8629 | 3.5923 | 4.1479 | 4.456 | 3.3415 | 3.6405 | 3.8854 | 4.7877 | 5.704 | 5.8752 | 5.2833 | 4.4516 | 4.6025 | 4.6421 | 4.631 | 4.6058 | 4.7583 | 4.4245 | 3.697 | 4.4841 | 3.9569 | 4.0184 | 3.74
Program Specific1-in-2Size: Over 200kWSouth of Lugo2016June Monthly Peak | Program Specific | 1-in-2 | Size: Over 200kW | South of Lugo | 2016 | June Monthly Peak | 6 | 123.4428 | 119.5741 | 114.7413 | 114.6324 | 122.5626 | 140.3797 | 163.3422 | 186.6645 | 203.9225 | 217.1818 | 225.3009 | 226.9178 | 221.4264 | 222.5613 | 220.8062 | 212.9037 | 203.3322 | 192.4005 | 177.6501 | 171.5008 | 167.6445 | 157.021 | 142.7184 | 132.5719 | -2.4737 | -2.1247 | -2.3476 | -2.5293 | -3.0621 | -2.2656 | -2.7778 | -2.7997 | -5.5406 | -4.3333 | -3.3503 | -2.3083 | -3.3507 | 0.85632 | 9.0271 | 8.6732 | 5.4082 | 5.6209 | -1.6258 | -1.8679 | -0.33825 | -0.91388 | -0.63422 | -0.53158 | 62.7137 | 62.6263 | 62.1857 | 61.5597 | 61.3606 | 60.8774 | 60.4289 | 60.97 | 63.0565 | 67.5748 | 71.8685 | 75.5656 | 76.156 | 76.0935 | 77.5587 | 77.717 | 79.1591 | 79.2698 | 79.1468 | 75.5282 | 71.2072 | 67.4268 | 65.8223 | 64.6044 | 3.5187 | 4.0649 | 3.8013 | 4.3662 | 4.7279 | 3.564 | 3.8311 | 4.0358 | 4.9346 | 5.8425 | 6.0187 | 5.4152 | 4.5371 | 4.6956 | 4.7557 | 4.7732 | 4.7652 | 4.9521 | 4.5976 | 3.8364 | 4.6674 | 4.1385 | 4.248 | 3.9541
Program Specific1-in-2Size: Over 200kWSouth of Lugo2016July Monthly Peak | Program Specific | 1-in-2 | Size: Over 200kW | South of Lugo | 2016 | July Monthly Peak | 7 | 126.4844 | 122.7185 | 118.4877 | 118.6799 | 127.4954 | 146.1773 | 172.5637 | 196.7565 | 212.9451 | 225.4913 | 236.3637 | 237.6612 | 232.3554 | 232.4291 | 230.0002 | 224.1337 | 213.8744 | 201.9165 | 185.5807 | 178.0875 | 174.1474 | 162.422 | 146.5548 | 136.2884 | -3.1369 | -3.4892 | -3.2101 | -3.002 | -3.1383 | -2.5407 | -3.4229 | -3.0119 | -4.0876 | -4.2949 | -3.8695 | -2.7833 | -3.0134 | 0.50455 | 8.7067 | 8.5563 | 6.5534 | 5.9478 | -0.63905 | -1.972 | -1.6534 | -2.1412 | -2.085 | -2.0501 | 69.6006 | 68.8635 | 68.555 | 68.4415 | 68.0167 | 67.1605 | 67.0841 | 68.0329 | 70.7411 | 73.4073 | 76.0376 | 79.447 | 80.9501 | 81.4278 | 82.2446 | 82.4384 | 83.178 | 83.41 | 83.814 | 82.3068 | 79.0999 | 74.9019 | 72.3981 | 71.5106 | 3.3431 | 3.8683 | 3.6399 | 4.1915 | 4.5604 | 3.4412 | 3.7529 | 3.9445 | 4.778 | 5.6247 | 5.8549 | 5.259 | 4.4146 | 4.547 | 4.5933 | 4.6594 | 4.6476 | 4.819 | 4.4534 | 3.6939 | 4.4957 | 3.9694 | 4.0448 | 3.7692
Program Specific1-in-2Size: Over 200kWSouth of Lugo2016August Monthly Peak | Program Specific | 1-in-2 | Size: Over 200kW | South of Lugo | 2016 | August Monthly Peak | 8 | 123.1051 | 119.9676 | 116.0872 | 116.5285 | 124.9414 | 144.4923 | 172.9496 | 195.8973 | 211.8957 | 227.0681 | 240.192 | 242.8022 | 238.1346 | 239.4306 | 236.3074 | 227.6732 | 216.1527 | 204.0103 | 187.2749 | 180.6487 | 173.7646 | 161.2071 | 143.9224 | 133.9487 | -3.1843 | -3.6974 | -3.3174 | -3.0318 | -3.0651 | -2.5516 | -3.5401 | -3.0123 | -3.6892 | -4.2789 | -4.0129 | -2.9272 | -2.973 | 0.42987 | 8.7853 | 8.5608 | 6.8189 | 6.0205 | -0.40555 | -2.0077 | -1.9406 | -2.391 | -2.3628 | -2.3458 | 70.2939 | 68.8328 | 68.2846 | 68.6026 | 68.555 | 67.7099 | 67.4967 | 67.4934 | 69.3165 | 73.5777 | 78.0046 | 82.5077 | 84.9213 | 85.587 | 85.8439 | 85.8492 | 87.2826 | 88.4614 | 87.6167 | 82.6076 | 76.9048 | 74.1941 | 72.8875 | 71.6368 | 3.2414 | 3.7672 | 3.5526 | 4.0999 | 4.452 | 3.3886 | 3.747 | 3.9124 | 4.7364 | 5.6426 | 5.9271 | 5.3523 | 4.5072 | 4.6662 | 4.7013 | 4.715 | 4.6792 | 4.8504 | 4.477 | 3.7328 | 4.4688 | 3.9247 | 3.9571 | 3.6904
Program Specific1-in-2Size: Over 200kWSouth of Lugo2016September Monthly Peak | Program Specific | 1-in-2 | Size: Over 200kW | South of Lugo | 2016 | September Monthly Peak | 9 | 124.3881 | 121.7096 | 117.0969 | 117.6643 | 126.893 | 148.0898 | 180.5316 | 205.6445 | 226.4588 | 244.1524 | 256.6609 | 258.3307 | 253.1248 | 254.3558 | 248.9827 | 237.2086 | 224.6004 | 209.7955 | 192.3659 | 187.7249 | 177.2669 | 163.176 | 145.5845 | 135.2025 | -3.2667 | -3.8589 | -3.4108 | -3.0929 | -3.1091 | -2.6304 | -3.7378 | -3.1675 | -3.7927 | -4.5824 | -4.32 | -3.1474 | -3.1147 | 0.42123 | 9.1939 | 8.8689 | 7.1608 | 6.1955 | -0.32536 | -2.0891 | -2.0899 | -2.52 | -2.5084 | -2.4916 | 70.1393 | 69.453 | 68.9368 | 68.5519 | 67.9874 | 67.6335 | 67.4003 | 67.3519 | 69.0723 | 73.1264 | 77.1865 | 82.0195 | 85.9394 | 87.7717 | 88.4507 | 88.9116 | 89.3295 | 88.0232 | 87.3167 | 84.9708 | 81.1907 | 77.9652 | 76.0654 | 75.1905 | 3.275 | 3.8217 | 3.5832 | 4.1396 | 4.5213 | 3.4728 | 3.911 | 4.1068 | 5.0616 | 6.0667 | 6.3331 | 5.6943 | 4.7907 | 4.9568 | 4.9532 | 4.9122 | 4.8618 | 4.9877 | 4.5984 | 3.8787 | 4.5586 | 3.9724 | 4.0025 | 3.7247
Program Specific1-in-2Size: Over 200kWSouth of Lugo2016October Monthly Peak | Program Specific | 1-in-2 | Size: Over 200kW | South of Lugo | 2016 | October Monthly Peak | 10 | 103.806 | 100.6999 | 97.8285 | 98.7567 | 104.0783 | 119.8227 | 144.1667 | 160.8787 | 175.5984 | 190.2068 | 199.7727 | 204.8342 | 205.5952 | 208.0797 | 203.9983 | 194.0487 | 183.7975 | 179.6589 | 167.93 | 159.0467 | 148.8624 | 137.3149 | 122.17 | 114.024 | -2.2296 | -2.1138 | -2.1976 | -2.2754 | -2.5887 | -1.9788 | -2.575 | -2.428 | -4.3479 | -3.743 | -3.0613 | -2.1789 | -2.9767 | 0.69516 | 8.1533 | 7.7548 | 5.1132 | 5.2618 | -1.2472 | -1.741 | -0.63671 | -1.1047 | -0.9041 | -0.83738 | 64.2351 | 63.9469 | 63.7306 | 62.4905 | 61.8839 | 61.2487 | 60.6747 | 60.7572 | 61.6144 | 64.7022 | 68.7909 | 74.3523 | 80.413 | 83.6201 | 82.4799 | 81.9436 | 82.2819 | 81.3263 | 78.5118 | 74.2558 | 71.898 | 70.3044 | 68.6267 | 66.9786 | 2.8665 | 3.3163 | 3.1398 | 3.644 | 3.8894 | 2.9471 | 3.2757 | 3.3696 | 4.1164 | 4.957 | 5.17 | 4.7355 | 4.0811 | 4.2529 | 4.2564 | 4.2146 | 4.1728 | 4.4797 | 4.2103 | 3.4466 | 4.015 | 3.506 | 3.5228 | 3.2946
Program Specific1-in-2Size: Over 200kWSouth of Lugo2016November Monthly Peak | Program Specific | 1-in-2 | Size: Over 200kW | South of Lugo | 2016 | November Monthly Peak | 11 | 104.2216 | 100.1087 | 97.1152 | 99.0659 | 104.7918 | 120.8246 | 142.8378 | 160.1468 | 176.265 | 188.715 | 196.9955 | 200.0479 | 198.6186 | 199.6507 | 195.9877 | 186.5598 | 177.9241 | 173.5412 | 162.6018 | 154.8622 | 145.7267 | 135.3616 | 119.2617 | 111.1371 | -2.0886 | -1.7788 | -1.987 | -2.1859 | -2.6182 | -1.95 | -2.4291 | -2.402 | -4.7892 | -3.7653 | -2.9294 | -2.035 | -3.0056 | 0.76817 | 8.0125 | 7.6 | 4.7324 | 5.0699 | -1.4881 | -1.6867 | -0.29403 | -0.78782 | -0.52998 | -0.44563 | 59.4229 | 58.4533 | 57.6749 | 56.8855 | 55.6992 | 54.5572 | 54.2103 | 54.772 | 57.0943 | 60.0353 | 64.6325 | 68.9716 | 72.2036 | 74.0758 | 75.4664 | 74.8218 | 72.5425 | 69.6714 | 67.3714 | 66.3429 | 65.2328 | 65.0493 | 64.4693 | 64.7668 | 2.9708 | 3.4032 | 3.2174 | 3.7733 | 4.0424 | 3.0676 | 3.3502 | 3.4625 | 4.2653 | 5.0767 | 5.2626 | 4.774 | 4.0697 | 4.2123 | 4.2211 | 4.1826 | 4.1697 | 4.4667 | 4.2082 | 3.4642 | 4.0572 | 3.5676 | 3.5498 | 3.3148
Program Specific1-in-2Size: Over 200kWSouth of Lugo2016December Monthly Peak | Program Specific | 1-in-2 | Size: Over 200kW | South of Lugo | 2016 | December Monthly Peak | 12 | 99.9009 | 97.2474 | 94.7295 | 95.948 | 100.8751 | 114.2185 | 135.9153 | 150.4185 | 161.9121 | 170.6019 | 174.5599 | 175.3154 | 172.71 | 171.4139 | 167.8182 | 160.189 | 155.4369 | 154.3498 | 146.7413 | 141.1458 | 133.7581 | 126.5221 | 112.5074 | 106.0407 | -2.002 | -1.728 | -1.9382 | -2.1171 | -2.5203 | -1.8434 | -2.3113 | -2.2561 | -4.3992 | -3.4039 | -2.5958 | -1.7834 | -2.6135 | 0.65953 | 6.8608 | 6.5257 | 4.1343 | 4.5093 | -1.3429 | -1.5373 | -0.26988 | -0.73638 | -0.49997 | -0.4252 | 52.4211 | 51.1439 | 50.2196 | 49.4245 | 48.9351 | 47.8943 | 48.1876 | 48.4148 | 48.9151 | 52.5157 | 57.012 | 59.992 | 61.6755 | 62.9226 | 63.4152 | 63.7459 | 62.9764 | 60.7744 | 58.7189 | 57.0619 | 55.2993 | 53.1474 | 51.1984 | 49.881 | 2.8477 | 3.3059 | 3.1384 | 3.6545 | 3.8913 | 2.8998 | 3.1878 | 3.2521 | 3.918 | 4.5895 | 4.6632 | 4.1838 | 3.5389 | 3.6165 | 3.6144 | 3.5914 | 3.6427 | 3.9728 | 3.7977 | 3.1573 | 3.724 | 3.3347 | 3.3488 | 3.1628
Program Specific1-in-2Size: Over 200kWSouth of Lugo2016Typical Event Day | Program Specific | 1-in-2 | Size: Over 200kW | South of Lugo | 2016 | Typical Event Day | 8 | 122.1294 | 119.1432 | 115.3446 | 115.7941 | 124.1551 | 143.4377 | 171.1051 | 192.8884 | 207.6462 | 222.0456 | 234.6409 | 237.1889 | 232.4104 | 233.6995 | 230.6886 | 222.3134 | 211.2032 | 199.5774 | 183.7475 | 177.4904 | 171.2178 | 159.1236 | 142.4117 | 132.6286 | -2.9758 | -3.2716 | -3.0551 | -2.8948 | -3.0603 | -2.4768 | -3.3498 | -2.9472 | -4.137 | -4.2476 | -3.8092 | -2.7445 | -3.06 | 0.54306 | 8.7965 | 8.5388 | 6.3936 | 5.8745 | -0.72843 | -1.9624 | -1.5088 | -1.9909 | -1.8989 | -1.8616 | 68.1869 | 67.4439 | 66.9905 | 66.7889 | 66.4799 | 65.8453 | 65.6025 | 65.9621 | 68.0466 | 71.9215 | 75.7743 | 79.885 | 81.9917 | 82.72 | 83.5245 | 83.7291 | 84.7373 | 84.7911 | 84.4736 | 81.3533 | 77.1007 | 73.622 | 71.7933 | 70.7356 | 3.2379 | 3.7671 | 3.5541 | 4.1021 | 4.4545 | 3.3871 | 3.7326 | 3.8788 | 4.6733 | 5.5557 | 5.83 | 5.2646 | 4.4292 | 4.5859 | 4.6211 | 4.6357 | 4.6035 | 4.7777 | 4.4229 | 3.6927 | 4.4336 | 3.9007 | 3.9425 | 3.6792
Program Specific1-in-2Size: Over 200kWSouth of Lugo2017January Monthly Peak | Program Specific | 1-in-2 | Size: Over 200kW | South of Lugo | 2017 | January Monthly Peak | 1 | 103.2356 | 100.4136 | 97.6661 | 98.2007 | 104.1591 | 118.9322 | 145.7822 | 163.3654 | 175.4321 | 184.1069 | 187.1219 | 187.2322 | 184.7649 | 184.831 | 180.3609 | 171.1094 | 165.4111 | 165.0839 | 157.3987 | 153.0447 | 144.8112 | 134.3164 | 118.2999 | 111.0022 | -2.0688 | -1.7842 | -1.9982 | -2.1668 | -2.6023 | -1.9194 | -2.4791 | -2.4503 | -4.7665 | -3.6734 | -2.7826 | -1.9046 | -2.7959 | 0.71115 | 7.3736 | 6.9706 | 4.3996 | 4.8229 | -1.4405 | -1.6669 | -0.29218 | -0.78174 | -0.52571 | -0.44509 | 48.2539 | 47.2538 | 46.0304 | 45.5299 | 45.3454 | 45.6849 | 45.4361 | 45.6141 | 46.5439 | 48.6394 | 52.4284 | 55.3111 | 56.9855 | 58.2512 | 58.6529 | 58.7594 | 58.6258 | 57.0416 | 55.5183 | 54.0416 | 53.2085 | 52.0367 | 51.0755 | 49.6359 | 2.9427 | 3.4136 | 3.2356 | 3.7403 | 4.018 | 3.0195 | 3.4192 | 3.5321 | 4.2451 | 4.9528 | 4.9988 | 4.4682 | 3.7859 | 3.8996 | 3.8846 | 3.8362 | 3.8765 | 4.249 | 4.0735 | 3.4235 | 4.0317 | 3.5401 | 3.5212 | 3.3107
Program Specific1-in-2Size: Over 200kWSouth of Lugo2017February Monthly Peak | Program Specific | 1-in-2 | Size: Over 200kW | South of Lugo | 2017 | February Monthly Peak | 2 | 102.7494 | 99.9675 | 97.2471 | 97.8575 | 103.67 | 118.456 | 144.3782 | 161.1018 | 172.8972 | 182.1731 | 186.0481 | 187.0118 | 185.0586 | 185.5557 | 181.2233 | 172.0025 | 165.7325 | 165.0312 | 157.1648 | 152.2186 | 144.0031 | 133.5985 | 118.0845 | 110.7493 | -2.0591 | -1.7763 | -1.9897 | -2.1592 | -2.5901 | -1.9118 | -2.4553 | -2.4163 | -4.6977 | -3.6348 | -2.7666 | -1.9024 | -2.8004 | 0.71394 | 7.4089 | 7.007 | 4.4081 | 4.8213 | -1.4383 | -1.6579 | -0.29055 | -0.77756 | -0.52475 | -0.44408 | 51.5751 | 51.2872 | 51.0125 | 50.7479 | 50.4249 | 50.0008 | 49.7461 | 49.7238 | 50.4787 | 52.5865 | 54.3521 | 56.0914 | 56.676 | 56.7487 | 56.7219 | 55.6342 | 55.532 | 55.2547 | 53.8628 | 52.8979 | 52.0705 | 51.8522 | 50.6065 | 49.143 | 2.9289 | 3.3984 | 3.2218 | 3.7273 | 3.9991 | 3.0074 | 3.3863 | 3.4831 | 4.1838 | 4.9007 | 4.9701 | 4.4629 | 3.7919 | 3.9149 | 3.9031 | 3.8563 | 3.884 | 4.2477 | 4.0674 | 3.405 | 4.0092 | 3.5212 | 3.5148 | 3.3032
Program Specific1-in-2Size: Over 200kWSouth of Lugo2017March Monthly Peak | Program Specific | 1-in-2 | Size: Over 200kW | South of Lugo | 2017 | March Monthly Peak | 3 | 110.3038 | 107.2698 | 102.5003 | 102.8195 | 108.9978 | 124.2236 | 150.2318 | 171.2865 | 185.9802 | 194.9588 | 199.0107 | 199.5594 | 196.1714 | 196.9935 | 194.651 | 187.113 | 181.0339 | 172.8946 | 160.7831 | 161.3755 | 155.0862 | 144.8132 | 127.4451 | 117.723 | -2.2104 | -1.9061 | -2.0971 | -2.2687 | -2.7232 | -2.0048 | -2.5548 | -2.5691 | -5.0531 | -3.8899 | -2.9594 | -2.03 | -2.9686 | 0.75795 | 7.9578 | 7.6225 | 4.8151 | 5.051 | -1.4714 | -1.7576 | -0.31292 | -0.84283 | -0.56635 | -0.47204 | 51.7779 | 50.5414 | 49.2103 | 48.6578 | 48.4009 | 47.8147 | 47.6257 | 48.0647 | 50.5815 | 52.6907 | 55.0218 | 57.2064 | 58.1011 | 59.127 | 59.1575 | 59.8386 | 59.4443 | 58.2028 | 56.5957 | 54.8991 | 54.1582 | 53.2226 | 52.1692 | 51.0709 | 3.1442 | 3.6466 | 3.3958 | 3.9163 | 4.2047 | 3.1539 | 3.5236 | 3.7033 | 4.5004 | 5.2447 | 5.3164 | 4.7623 | 4.0196 | 4.1562 | 4.1923 | 4.195 | 4.2426 | 4.4501 | 4.1611 | 3.6099 | 4.3178 | 3.8167 | 3.7934 | 3.5112
Program Specific1-in-2Size: Over 200kWSouth of Lugo2017April Monthly Peak | Program Specific | 1-in-2 | Size: Over 200kW | South of Lugo | 2017 | April Monthly Peak | 4 | 110.2538 | 107.0952 | 102.2782 | 102.8676 | 108.5916 | 124.355 | 148.3135 | 168.2578 | 184.1932 | 196.8435 | 205.0942 | 208.9672 | 207.7154 | 210.1717 | 208.1425 | 200.2476 | 191.2696 | 180.7807 | 166.3362 | 164.0272 | 156.6905 | 145.9119 | 129.39 | 119.1788 | -2.2094 | -1.903 | -2.0926 | -2.2697 | -2.7131 | -2.007 | -2.5222 | -2.5236 | -5.0046 | -3.9275 | -3.0498 | -2.1257 | -3.1432 | 0.80865 | 8.5094 | 8.1576 | 5.0874 | 5.2814 | -1.5223 | -1.7865 | -0.31615 | -0.84923 | -0.57499 | -0.47788 | 62.0272 | 61.5675 | 60.7961 | 59.6748 | 58.842 | 58.0491 | 57.5602 | 57.7665 | 59.4338 | 62.7783 | 65.7749 | 69.0351 | 71.6561 | 73.6688 | 74.3238 | 74.2192 | 74.4743 | 73.5279 | 72.6165 | 70.6996 | 67.1729 | 65.5019 | 63.8848 | 61.781 | 3.1428 | 3.6407 | 3.3884 | 3.9181 | 4.189 | 3.1572 | 3.4786 | 3.6378 | 4.4571 | 5.2954 | 5.4789 | 4.9868 | 4.2561 | 4.4342 | 4.4829 | 4.4895 | 4.4825 | 4.6531 | 4.3048 | 3.6692 | 4.3624 | 3.8457 | 3.8513 | 3.5546
Program Specific1-in-2Size: Over 200kWSouth of Lugo2017May Monthly Peak | Program Specific | 1-in-2 | Size: Over 200kW | South of Lugo | 2017 | May Monthly Peak | 5 | 116.1615 | 113.6313 | 108.4317 | 108.9021 | 115.5135 | 131.615 | 155.2168 | 179.7089 | 197.8532 | 212.0314 | 219.9297 | 221.3903 | 217.2544 | 218.1478 | 215.5325 | 206.5594 | 196.5303 | 184.8688 | 170.9604 | 165.2686 | 161.0599 | 150.1327 | 135.0038 | 125.394 | -2.3278 | -2.0191 | -2.2185 | -2.4029 | -2.886 | -2.1241 | -2.6396 | -2.6954 | -5.3757 | -4.2306 | -3.2705 | -2.2521 | -3.2876 | 0.83934 | 8.8115 | 8.4147 | 5.2273 | 5.4009 | -1.5646 | -1.8 | -0.32497 | -0.87379 | -0.59994 | -0.5028 | 59.044 | 59.1305 | 59.1369 | 58.5076 | 57.9686 | 57.9823 | 58.3101 | 58.9294 | 59.7008 | 61.5045 | 64.5568 | 67.527 | 70.1272 | 71.0969 | 70.827 | 71.7054 | 71.8426 | 70.7134 | 68.7721 | 66.0591 | 63.1198 | 60.7716 | 60.2611 | 59.9006 | 3.3112 | 3.8629 | 3.5923 | 4.1479 | 4.456 | 3.3415 | 3.6405 | 3.8854 | 4.7877 | 5.704 | 5.8752 | 5.2833 | 4.4516 | 4.6025 | 4.6421 | 4.631 | 4.6058 | 4.7583 | 4.4245 | 3.697 | 4.4841 | 3.9569 | 4.0184 | 3.74
Program Specific1-in-2Size: Over 200kWSouth of Lugo2017June Monthly Peak | Program Specific | 1-in-2 | Size: Over 200kW | South of Lugo | 2017 | June Monthly Peak | 6 | 123.4428 | 119.5741 | 114.7413 | 114.6324 | 122.5626 | 140.3797 | 163.3422 | 186.6645 | 203.9225 | 217.1818 | 225.3009 | 226.9178 | 221.4264 | 222.5613 | 220.8062 | 212.9037 | 203.3322 | 192.4005 | 177.6501 | 171.5008 | 167.6445 | 157.021 | 142.7184 | 132.5718 | -2.4737 | -2.1247 | -2.3476 | -2.5293 | -3.0621 | -2.2656 | -2.7778 | -2.7997 | -5.5406 | -4.3333 | -3.3503 | -2.3083 | -3.3507 | 0.85632 | 9.0271 | 8.6732 | 5.4082 | 5.6209 | -1.6258 | -1.8679 | -0.33825 | -0.91389 | -0.63422 | -0.53158 | 62.7137 | 62.6263 | 62.1857 | 61.5597 | 61.3606 | 60.8774 | 60.4289 | 60.97 | 63.0565 | 67.5748 | 71.8685 | 75.5656 | 76.156 | 76.0935 | 77.5587 | 77.717 | 79.1591 | 79.2698 | 79.1468 | 75.5282 | 71.2072 | 67.4268 | 65.8223 | 64.6044 | 3.5187 | 4.0649 | 3.8013 | 4.3662 | 4.7279 | 3.564 | 3.8311 | 4.0358 | 4.9346 | 5.8425 | 6.0187 | 5.4152 | 4.5371 | 4.6956 | 4.7557 | 4.7732 | 4.7652 | 4.9521 | 4.5976 | 3.8364 | 4.6674 | 4.1385 | 4.248 | 3.9541
Program Specific1-in-2Size: Over 200kWSouth of Lugo2017July Monthly Peak | Program Specific | 1-in-2 | Size: Over 200kW | South of Lugo | 2017 | July Monthly Peak | 7 | 126.4844 | 122.7185 | 118.4877 | 118.6799 | 127.4954 | 146.1773 | 172.5637 | 196.7565 | 212.9451 | 225.4913 | 236.3637 | 237.6612 | 232.3553 | 232.4291 | 230.0002 | 224.1337 | 213.8744 | 201.9165 | 185.5807 | 178.0875 | 174.1473 | 162.422 | 146.5548 | 136.2884 | -3.1369 | -3.4892 | -3.2101 | -3.002 | -3.1383 | -2.5407 | -3.4229 | -3.0119 | -4.0876 | -4.2949 | -3.8695 | -2.7833 | -3.0134 | 0.50455 | 8.7067 | 8.5563 | 6.5534 | 5.9478 | -0.63905 | -1.972 | -1.6534 | -2.1412 | -2.085 | -2.0501 | 69.6006 | 68.8635 | 68.555 | 68.4415 | 68.0167 | 67.1606 | 67.0841 | 68.0329 | 70.7411 | 73.4073 | 76.0376 | 79.447 | 80.9501 | 81.4278 | 82.2446 | 82.4384 | 83.178 | 83.41 | 83.814 | 82.3068 | 79.0999 | 74.9019 | 72.3981 | 71.5106 | 3.3431 | 3.8683 | 3.6399 | 4.1915 | 4.5604 | 3.4412 | 3.7529 | 3.9445 | 4.778 | 5.6247 | 5.8549 | 5.259 | 4.4146 | 4.547 | 4.5933 | 4.6594 | 4.6476 | 4.819 | 4.4534 | 3.6939 | 4.4957 | 3.9694 | 4.0448 | 3.7692
Program Specific1-in-2Size: Over 200kWSouth of Lugo2017August Monthly Peak | Program Specific | 1-in-2 | Size: Over 200kW | South of Lugo | 2017 | August Monthly Peak | 8 | 123.1051 | 119.9676 | 116.0872 | 116.5285 | 124.9414 | 144.4923 | 172.9496 | 195.8973 | 211.8957 | 227.0681 | 240.192 | 242.8022 | 238.1346 | 239.4306 | 236.3074 | 227.6732 | 216.1527 | 204.0103 | 187.2749 | 180.6487 | 173.7646 | 161.2071 | 143.9224 | 133.9487 | -3.1843 | -3.6974 | -3.3174 | -3.0318 | -3.0651 | -2.5516 | -3.5401 | -3.0123 | -3.6892 | -4.2789 | -4.0129 | -2.9272 | -2.973 | 0.42987 | 8.7853 | 8.5608 | 6.8189 | 6.0205 | -0.40555 | -2.0077 | -1.9406 | -2.391 | -2.3628 | -2.3458 | 70.2939 | 68.8328 | 68.2846 | 68.6026 | 68.555 | 67.7099 | 67.4967 | 67.4934 | 69.3165 | 73.5777 | 78.0046 | 82.5077 | 84.9213 | 85.587 | 85.8439 | 85.8492 | 87.2826 | 88.4614 | 87.6167 | 82.6076 | 76.9048 | 74.1941 | 72.8875 | 71.6368 | 3.2414 | 3.7672 | 3.5526 | 4.0999 | 4.452 | 3.3886 | 3.747 | 3.9124 | 4.7364 | 5.6426 | 5.9271 | 5.3523 | 4.5072 | 4.6662 | 4.7013 | 4.715 | 4.6792 | 4.8504 | 4.477 | 3.7328 | 4.4688 | 3.9247 | 3.9571 | 3.6904
Program Specific1-in-2Size: Over 200kWSouth of Lugo2017September Monthly Peak | Program Specific | 1-in-2 | Size: Over 200kW | South of Lugo | 2017 | September Monthly Peak | 9 | 124.3881 | 121.7096 | 117.0969 | 117.6644 | 126.893 | 148.0897 | 180.5316 | 205.6445 | 226.4588 | 244.1524 | 256.6609 | 258.3308 | 253.1248 | 254.3558 | 248.9827 | 237.2086 | 224.6004 | 209.7955 | 192.3659 | 187.7249 | 177.2669 | 163.176 | 145.5845 | 135.2025 | -3.2667 | -3.8589 | -3.4108 | -3.0929 | -3.1091 | -2.6304 | -3.7378 | -3.1675 | -3.7927 | -4.5824 | -4.32 | -3.1474 | -3.1147 | 0.42123 | 9.1939 | 8.8689 | 7.1608 | 6.1955 | -0.32536 | -2.0891 | -2.0899 | -2.52 | -2.5084 | -2.4916 | 70.1393 | 69.453 | 68.9368 | 68.5519 | 67.9874 | 67.6335 | 67.4003 | 67.3519 | 69.0723 | 73.1264 | 77.1865 | 82.0195 | 85.9394 | 87.7718 | 88.4507 | 88.9116 | 89.3295 | 88.0232 | 87.3167 | 84.9708 | 81.1907 | 77.9652 | 76.0654 | 75.1905 | 3.275 | 3.8217 | 3.5832 | 4.1396 | 4.5213 | 3.4728 | 3.911 | 4.1068 | 5.0616 | 6.0667 | 6.3331 | 5.6943 | 4.7907 | 4.9568 | 4.9532 | 4.9122 | 4.8618 | 4.9877 | 4.5984 | 3.8787 | 4.5586 | 3.9724 | 4.0025 | 3.7247
Program Specific1-in-2Size: Over 200kWSouth of Lugo2017October Monthly Peak | Program Specific | 1-in-2 | Size: Over 200kW | South of Lugo | 2017 | October Monthly Peak | 10 | 103.806 | 100.6999 | 97.8285 | 98.7567 | 104.0783 | 119.8227 | 144.1667 | 160.8787 | 175.5984 | 190.2068 | 199.7727 | 204.8342 | 205.5953 | 208.0797 | 203.9983 | 194.0487 | 183.7975 | 179.6589 | 167.93 | 159.0467 | 148.8624 | 137.3149 | 122.17 | 114.024 | -2.2296 | -2.1138 | -2.1976 | -2.2754 | -2.5887 | -1.9788 | -2.575 | -2.428 | -4.3479 | -3.743 | -3.0613 | -2.1789 | -2.9767 | 0.69516 | 8.1533 | 7.7548 | 5.1132 | 5.2618 | -1.2472 | -1.741 | -0.63671 | -1.1047 | -0.9041 | -0.83738 | 64.2351 | 63.9469 | 63.7306 | 62.4905 | 61.8839 | 61.2487 | 60.6747 | 60.7572 | 61.6144 | 64.7022 | 68.7909 | 74.3523 | 80.413 | 83.6201 | 82.4799 | 81.9436 | 82.282 | 81.3263 | 78.5117 | 74.2557 | 71.8981 | 70.3044 | 68.6267 | 66.9786 | 2.8665 | 3.3163 | 3.1398 | 3.644 | 3.8894 | 2.9471 | 3.2757 | 3.3696 | 4.1164 | 4.957 | 5.17 | 4.7355 | 4.0811 | 4.2529 | 4.2564 | 4.2146 | 4.1728 | 4.4797 | 4.2103 | 3.4466 | 4.015 | 3.506 | 3.5228 | 3.2946
Program Specific1-in-2Size: Over 200kWSouth of Lugo2017November Monthly Peak | Program Specific | 1-in-2 | Size: Over 200kW | South of Lugo | 2017 | November Monthly Peak | 11 | 104.2216 | 100.1087 | 97.1152 | 99.0659 | 104.7918 | 120.8246 | 142.8378 | 160.1468 | 176.265 | 188.715 | 196.9955 | 200.0479 | 198.6186 | 199.6507 | 195.9877 | 186.5598 | 177.9241 | 173.5412 | 162.6018 | 154.8622 | 145.7267 | 135.3616 | 119.2617 | 111.1371 | -2.0886 | -1.7788 | -1.987 | -2.1859 | -2.6182 | -1.95 | -2.4291 | -2.402 | -4.7892 | -3.7653 | -2.9294 | -2.035 | -3.0056 | 0.76817 | 8.0125 | 7.6 | 4.7324 | 5.0699 | -1.4881 | -1.6867 | -0.29403 | -0.78782 | -0.52998 | -0.44563 | 59.4229 | 58.4533 | 57.6749 | 56.8855 | 55.6992 | 54.5572 | 54.2103 | 54.772 | 57.0943 | 60.0353 | 64.6325 | 68.9716 | 72.2036 | 74.0758 | 75.4664 | 74.8218 | 72.5425 | 69.6714 | 67.3714 | 66.3429 | 65.2328 | 65.0493 | 64.4693 | 64.7668 | 2.9708 | 3.4032 | 3.2174 | 3.7733 | 4.0424 | 3.0676 | 3.3502 | 3.4625 | 4.2653 | 5.0767 | 5.2626 | 4.774 | 4.0697 | 4.2123 | 4.2211 | 4.1826 | 4.1697 | 4.4667 | 4.2082 | 3.4642 | 4.0572 | 3.5676 | 3.5498 | 3.3148
Program Specific1-in-2Size: Over 200kWSouth of Lugo2017December Monthly Peak | Program Specific | 1-in-2 | Size: Over 200kW | South of Lugo | 2017 | December Monthly Peak | 12 | 99.9009 | 97.2474 | 94.7295 | 95.948 | 100.8751 | 114.2185 | 135.9153 | 150.4185 | 161.9121 | 170.6019 | 174.5599 | 175.3154 | 172.71 | 171.4139 | 167.8182 | 160.189 | 155.4369 | 154.3498 | 146.7413 | 141.1458 | 133.7581 | 126.5221 | 112.5074 | 106.0407 | -2.002 | -1.728 | -1.9382 | -2.1171 | -2.5203 | -1.8434 | -2.3113 | -2.2561 | -4.3992 | -3.4039 | -2.5958 | -1.7834 | -2.6135 | 0.65953 | 6.8608 | 6.5257 | 4.1343 | 4.5093 | -1.3429 | -1.5373 | -0.26988 | -0.73638 | -0.49997 | -0.4252 | 52.4211 | 51.1439 | 50.2196 | 49.4245 | 48.9351 | 47.8943 | 48.1876 | 48.4148 | 48.9151 | 52.5157 | 57.012 | 59.992 | 61.6755 | 62.9226 | 63.4153 | 63.7459 | 62.9764 | 60.7744 | 58.7189 | 57.0619 | 55.2993 | 53.1474 | 51.1984 | 49.881 | 2.8477 | 3.3059 | 3.1384 | 3.6545 | 3.8913 | 2.8998 | 3.1878 | 3.2521 | 3.918 | 4.5895 | 4.6632 | 4.1838 | 3.5389 | 3.6165 | 3.6144 | 3.5914 | 3.6427 | 3.9728 | 3.7977 | 3.1573 | 3.724 | 3.3347 | 3.3488 | 3.1628
Program Specific1-in-2Size: Over 200kWSouth of Lugo2017Typical Event Day | Program Specific | 1-in-2 | Size: Over 200kW | South of Lugo | 2017 | Typical Event Day | 8 | 122.1294 | 119.1432 | 115.3446 | 115.7941 | 124.1551 | 143.4377 | 171.1051 | 192.8884 | 207.6462 | 222.0456 | 234.6409 | 237.1889 | 232.4104 | 233.6995 | 230.6886 | 222.3134 | 211.2032 | 199.5774 | 183.7475 | 177.4904 | 171.2178 | 159.1236 | 142.4117 | 132.6286 | -2.9758 | -3.2716 | -3.0551 | -2.8948 | -3.0603 | -2.4768 | -3.3498 | -2.9472 | -4.137 | -4.2476 | -3.8092 | -2.7445 | -3.06 | 0.54306 | 8.7965 | 8.5388 | 6.3936 | 5.8745 | -0.72843 | -1.9624 | -1.5088 | -1.9909 | -1.8989 | -1.8616 | 68.1869 | 67.4439 | 66.9905 | 66.7889 | 66.4799 | 65.8453 | 65.6025 | 65.9621 | 68.0466 | 71.9215 | 75.7743 | 79.885 | 81.9917 | 82.72 | 83.5245 | 83.7291 | 84.7373 | 84.7911 | 84.4736 | 81.3533 | 77.1006 | 73.622 | 71.7933 | 70.7356 | 3.2379 | 3.7671 | 3.5541 | 4.1021 | 4.4545 | 3.3871 | 3.7326 | 3.8788 | 4.6733 | 5.5557 | 5.83 | 5.2646 | 4.4292 | 4.5859 | 4.6211 | 4.6357 | 4.6035 | 4.7777 | 4.4229 | 3.6927 | 4.4336 | 3.9007 | 3.9425 | 3.6792
Program Specific1-in-2Size: Over 200kWSouth of Lugo2018January Monthly Peak | Program Specific | 1-in-2 | Size: Over 200kW | South of Lugo | 2018 | January Monthly Peak | 1 | 103.2356 | 100.4136 | 97.6661 | 98.2007 | 104.1591 | 118.9322 | 145.7822 | 163.3654 | 175.4321 | 184.1069 | 187.1219 | 187.2322 | 184.7649 | 184.831 | 180.3609 | 171.1094 | 165.4111 | 165.0839 | 157.3987 | 153.0447 | 144.8113 | 134.3164 | 118.2999 | 111.0022 | -2.0688 | -1.7842 | -1.9982 | -2.1668 | -2.6023 | -1.9194 | -2.4791 | -2.4503 | -4.7665 | -3.6734 | -2.7826 | -1.9046 | -2.7959 | 0.71115 | 7.3736 | 6.9706 | 4.3996 | 4.8229 | -1.4405 | -1.6669 | -0.29218 | -0.78174 | -0.52571 | -0.44509 | 48.2539 | 47.2538 | 46.0304 | 45.5299 | 45.3454 | 45.6849 | 45.4361 | 45.6141 | 46.5439 | 48.6394 | 52.4284 | 55.3111 | 56.9855 | 58.2512 | 58.6529 | 58.7594 | 58.6258 | 57.0416 | 55.5183 | 54.0416 | 53.2085 | 52.0367 | 51.0755 | 49.6359 | 2.9427 | 3.4136 | 3.2356 | 3.7403 | 4.018 | 3.0195 | 3.4192 | 3.5321 | 4.2451 | 4.9528 | 4.9988 | 4.4682 | 3.7859 | 3.8996 | 3.8846 | 3.8362 | 3.8765 | 4.249 | 4.0735 | 3.4235 | 4.0317 | 3.5401 | 3.5212 | 3.3107
Program Specific1-in-2Size: Over 200kWSouth of Lugo2018February Monthly Peak | Program Specific | 1-in-2 | Size: Over 200kW | South of Lugo | 2018 | February Monthly Peak | 2 | 102.7494 | 99.9675 | 97.2471 | 97.8575 | 103.67 | 118.456 | 144.3782 | 161.1018 | 172.8972 | 182.1731 | 186.0481 | 187.0118 | 185.0585 | 185.5557 | 181.2233 | 172.0025 | 165.7325 | 165.0312 | 157.1648 | 152.2186 | 144.0031 | 133.5985 | 118.0845 | 110.7493 | -2.0591 | -1.7763 | -1.9897 | -2.1592 | -2.5901 | -1.9118 | -2.4553 | -2.4163 | -4.6977 | -3.6348 | -2.7666 | -1.9024 | -2.8004 | 0.71394 | 7.4089 | 7.007 | 4.4081 | 4.8213 | -1.4383 | -1.6579 | -0.29055 | -0.77756 | -0.52475 | -0.44408 | 51.5751 | 51.2872 | 51.0125 | 50.7479 | 50.4249 | 50.0008 | 49.7461 | 49.7238 | 50.4787 | 52.5865 | 54.3521 | 56.0914 | 56.676 | 56.7487 | 56.7219 | 55.6342 | 55.532 | 55.2547 | 53.8628 | 52.8979 | 52.0705 | 51.8522 | 50.6065 | 49.143 | 2.9289 | 3.3984 | 3.2218 | 3.7273 | 3.9991 | 3.0074 | 3.3863 | 3.4831 | 4.1838 | 4.9007 | 4.9701 | 4.4629 | 3.7919 | 3.9149 | 3.9031 | 3.8563 | 3.884 | 4.2477 | 4.0674 | 3.405 | 4.0092 | 3.5212 | 3.5148 | 3.3032
Program Specific1-in-2Size: Over 200kWSouth of Lugo2018March Monthly Peak | Program Specific | 1-in-2 | Size: Over 200kW | South of Lugo | 2018 | March Monthly Peak | 3 | 110.3038 | 107.2698 | 102.5003 | 102.8195 | 108.9978 | 124.2236 | 150.2318 | 171.2865 | 185.9802 | 194.9588 | 199.0107 | 199.5594 | 196.1714 | 196.9935 | 194.651 | 187.113 | 181.0339 | 172.8946 | 160.7831 | 161.3755 | 155.0862 | 144.8132 | 127.4451 | 117.723 | -2.2104 | -1.9061 | -2.0971 | -2.2687 | -2.7232 | -2.0048 | -2.5548 | -2.5691 | -5.0531 | -3.8899 | -2.9594 | -2.03 | -2.9686 | 0.75795 | 7.9578 | 7.6225 | 4.8151 | 5.051 | -1.4714 | -1.7576 | -0.31292 | -0.84283 | -0.56635 | -0.47204 | 51.7779 | 50.5414 | 49.2103 | 48.6578 | 48.4009 | 47.8147 | 47.6257 | 48.0647 | 50.5815 | 52.6907 | 55.0219 | 57.2064 | 58.1011 | 59.127 | 59.1575 | 59.8386 | 59.4443 | 58.2028 | 56.5957 | 54.8991 | 54.1582 | 53.2226 | 52.1692 | 51.0709 | 3.1442 | 3.6466 | 3.3958 | 3.9163 | 4.2046 | 3.1539 | 3.5236 | 3.7033 | 4.5004 | 5.2447 | 5.3164 | 4.7623 | 4.0196 | 4.1562 | 4.1923 | 4.195 | 4.2426 | 4.4501 | 4.1611 | 3.6099 | 4.3178 | 3.8167 | 3.7934 | 3.5112
Program Specific1-in-2Size: Over 200kWSouth of Lugo2018April Monthly Peak | Program Specific | 1-in-2 | Size: Over 200kW | South of Lugo | 2018 | April Monthly Peak | 4 | 110.2538 | 107.0952 | 102.2782 | 102.8676 | 108.5916 | 124.3551 | 148.3135 | 168.2578 | 184.1931 | 196.8435 | 205.0942 | 208.9672 | 207.7154 | 210.1717 | 208.1425 | 200.2476 | 191.2696 | 180.7807 | 166.3362 | 164.0272 | 156.6905 | 145.9119 | 129.39 | 119.1788 | -2.2094 | -1.903 | -2.0926 | -2.2697 | -2.7131 | -2.007 | -2.5222 | -2.5236 | -5.0046 | -3.9275 | -3.0498 | -2.1257 | -3.1432 | 0.80865 | 8.5094 | 8.1576 | 5.0874 | 5.2814 | -1.5223 | -1.7865 | -0.31615 | -0.84923 | -0.57499 | -0.47788 | 62.0272 | 61.5675 | 60.7961 | 59.6748 | 58.842 | 58.0491 | 57.5602 | 57.7665 | 59.4338 | 62.7783 | 65.7749 | 69.0351 | 71.6561 | 73.6688 | 74.3238 | 74.2192 | 74.4743 | 73.5279 | 72.6165 | 70.6996 | 67.1729 | 65.5019 | 63.8848 | 61.781 | 3.1428 | 3.6407 | 3.3884 | 3.9181 | 4.189 | 3.1572 | 3.4786 | 3.6378 | 4.4571 | 5.2954 | 5.4789 | 4.9868 | 4.2561 | 4.4342 | 4.4829 | 4.4895 | 4.4825 | 4.6531 | 4.3048 | 3.6692 | 4.3624 | 3.8457 | 3.8513 | 3.5546
Program Specific1-in-2Size: Over 200kWSouth of Lugo2018May Monthly Peak | Program Specific | 1-in-2 | Size: Over 200kW | South of Lugo | 2018 | May Monthly Peak | 5 | 116.1615 | 113.6313 | 108.4317 | 108.9021 | 115.5135 | 131.615 | 155.2168 | 179.7089 | 197.8532 | 212.0314 | 219.9297 | 221.3903 | 217.2544 | 218.1477 | 215.5325 | 206.5594 | 196.5303 | 184.8688 | 170.9604 | 165.2686 | 161.0599 | 150.1327 | 135.0038 | 125.394 | -2.3278 | -2.0191 | -2.2185 | -2.4029 | -2.886 | -2.1241 | -2.6396 | -2.6954 | -5.3757 | -4.2306 | -3.2705 | -2.2521 | -3.2876 | 0.83934 | 8.8115 | 8.4147 | 5.2273 | 5.4009 | -1.5646 | -1.8 | -0.32497 | -0.87379 | -0.59994 | -0.5028 | 59.044 | 59.1305 | 59.1369 | 58.5076 | 57.9686 | 57.9823 | 58.3101 | 58.9294 | 59.7008 | 61.5045 | 64.5568 | 67.527 | 70.1272 | 71.0969 | 70.827 | 71.7054 | 71.8426 | 70.7134 | 68.7721 | 66.0591 | 63.1198 | 60.7716 | 60.2611 | 59.9006 | 3.3112 | 3.8629 | 3.5923 | 4.1479 | 4.456 | 3.3415 | 3.6405 | 3.8854 | 4.7877 | 5.704 | 5.8752 | 5.2833 | 4.4516 | 4.6025 | 4.6421 | 4.631 | 4.6058 | 4.7583 | 4.4245 | 3.697 | 4.4841 | 3.9569 | 4.0184 | 3.74
Program Specific1-in-2Size: Over 200kWSouth of Lugo2018June Monthly Peak | Program Specific | 1-in-2 | Size: Over 200kW | South of Lugo | 2018 | June Monthly Peak | 6 | 123.4428 | 119.5741 | 114.7413 | 114.6324 | 122.5626 | 140.3797 | 163.3422 | 186.6645 | 203.9225 | 217.1818 | 225.301 | 226.9178 | 221.4264 | 222.5613 | 220.8062 | 212.9037 | 203.3322 | 192.4005 | 177.6501 | 171.5008 | 167.6445 | 157.021 | 142.7184 | 132.5719 | -2.4737 | -2.1247 | -2.3476 | -2.5293 | -3.0621 | -2.2656 | -2.7778 | -2.7997 | -5.5406 | -4.3333 | -3.3503 | -2.3083 | -3.3507 | 0.85632 | 9.0271 | 8.6732 | 5.4082 | 5.6209 | -1.6258 | -1.8679 | -0.33825 | -0.91388 | -0.63422 | -0.53158 | 62.7137 | 62.6263 | 62.1857 | 61.5597 | 61.3606 | 60.8774 | 60.4289 | 60.97 | 63.0565 | 67.5748 | 71.8685 | 75.5656 | 76.156 | 76.0935 | 77.5587 | 77.717 | 79.1591 | 79.2698 | 79.1468 | 75.5282 | 71.2072 | 67.4268 | 65.8223 | 64.6044 | 3.5187 | 4.0649 | 3.8013 | 4.3662 | 4.7279 | 3.564 | 3.8311 | 4.0358 | 4.9346 | 5.8425 | 6.0187 | 5.4152 | 4.5371 | 4.6956 | 4.7557 | 4.7732 | 4.7652 | 4.9521 | 4.5976 | 3.8364 | 4.6674 | 4.1385 | 4.248 | 3.9541
Program Specific1-in-2Size: Over 200kWSouth of Lugo2018July Monthly Peak | Program Specific | 1-in-2 | Size: Over 200kW | South of Lugo | 2018 | July Monthly Peak | 7 | 126.4844 | 122.7185 | 118.4877 | 118.6799 | 127.4954 | 146.1773 | 172.5637 | 196.7565 | 212.9451 | 225.4913 | 236.3637 | 237.6612 | 232.3553 | 232.4291 | 230.0002 | 224.1336 | 213.8745 | 201.9165 | 185.5807 | 178.0875 | 174.1474 | 162.422 | 146.5548 | 136.2884 | -3.1369 | -3.4892 | -3.2101 | -3.002 | -3.1383 | -2.5407 | -3.4229 | -3.0119 | -4.0876 | -4.2949 | -3.8695 | -2.7833 | -3.0134 | 0.50455 | 8.7067 | 8.5563 | 6.5534 | 5.9478 | -0.63905 | -1.972 | -1.6534 | -2.1412 | -2.085 | -2.0501 | 69.6006 | 68.8635 | 68.555 | 68.4415 | 68.0167 | 67.1606 | 67.0841 | 68.0329 | 70.7411 | 73.4073 | 76.0376 | 79.447 | 80.9501 | 81.4278 | 82.2446 | 82.4384 | 83.178 | 83.41 | 83.814 | 82.3068 | 79.0999 | 74.9019 | 72.3981 | 71.5106 | 3.3431 | 3.8683 | 3.6399 | 4.1915 | 4.5604 | 3.4412 | 3.7529 | 3.9445 | 4.778 | 5.6247 | 5.8549 | 5.259 | 4.4146 | 4.547 | 4.5933 | 4.6594 | 4.6476 | 4.819 | 4.4534 | 3.6939 | 4.4957 | 3.9694 | 4.0448 | 3.7692
Program Specific1-in-2Size: Over 200kWSouth of Lugo2018August Monthly Peak | Program Specific | 1-in-2 | Size: Over 200kW | South of Lugo | 2018 | August Monthly Peak | 8 | 123.1051 | 119.9676 | 116.0872 | 116.5285 | 124.9414 | 144.4923 | 172.9496 | 195.8973 | 211.8957 | 227.0681 | 240.192 | 242.8022 | 238.1346 | 239.4306 | 236.3075 | 227.6732 | 216.1527 | 204.0103 | 187.275 | 180.6487 | 173.7646 | 161.2071 | 143.9224 | 133.9487 | -3.1843 | -3.6974 | -3.3174 | -3.0318 | -3.0651 | -2.5516 | -3.5401 | -3.0123 | -3.6892 | -4.2789 | -4.0129 | -2.9272 | -2.973 | 0.42987 | 8.7853 | 8.5608 | 6.8189 | 6.0205 | -0.40555 | -2.0077 | -1.9406 | -2.391 | -2.3628 | -2.3458 | 70.2939 | 68.8328 | 68.2846 | 68.6026 | 68.555 | 67.7099 | 67.4967 | 67.4934 | 69.3165 | 73.5777 | 78.0046 | 82.5077 | 84.9213 | 85.587 | 85.8439 | 85.8492 | 87.2826 | 88.4614 | 87.6167 | 82.6076 | 76.9048 | 74.1941 | 72.8875 | 71.6368 | 3.2414 | 3.7672 | 3.5526 | 4.0999 | 4.452 | 3.3886 | 3.747 | 3.9124 | 4.7364 | 5.6426 | 5.9271 | 5.3523 | 4.5072 | 4.6662 | 4.7013 | 4.715 | 4.6792 | 4.8504 | 4.477 | 3.7328 | 4.4688 | 3.9247 | 3.9571 | 3.6904
Program Specific1-in-2Size: Over 200kWSouth of Lugo2018September Monthly Peak | Program Specific | 1-in-2 | Size: Over 200kW | South of Lugo | 2018 | September Monthly Peak | 9 | 124.3881 | 121.7096 | 117.0969 | 117.6643 | 126.893 | 148.0898 | 180.5316 | 205.6445 | 226.4588 | 244.1524 | 256.6609 | 258.3307 | 253.1248 | 254.3558 | 248.9827 | 237.2086 | 224.6004 | 209.7955 | 192.3659 | 187.7249 | 177.2669 | 163.176 | 145.5845 | 135.2025 | -3.2667 | -3.8589 | -3.4108 | -3.0929 | -3.1091 | -2.6304 | -3.7378 | -3.1675 | -3.7927 | -4.5824 | -4.32 | -3.1474 | -3.1147 | 0.42123 | 9.1939 | 8.8689 | 7.1608 | 6.1955 | -0.32536 | -2.0891 | -2.0899 | -2.52 | -2.5084 | -2.4916 | 70.1393 | 69.453 | 68.9368 | 68.5519 | 67.9874 | 67.6335 | 67.4003 | 67.3519 | 69.0723 | 73.1264 | 77.1865 | 82.0195 | 85.9394 | 87.7718 | 88.4507 | 88.9116 | 89.3295 | 88.0232 | 87.3167 | 84.9709 | 81.1907 | 77.9652 | 76.0654 | 75.1905 | 3.275 | 3.8217 | 3.5832 | 4.1396 | 4.5213 | 3.4728 | 3.911 | 4.1068 | 5.0616 | 6.0667 | 6.3331 | 5.6943 | 4.7907 | 4.9568 | 4.9532 | 4.9122 | 4.8618 | 4.9877 | 4.5984 | 3.8787 | 4.5586 | 3.9724 | 4.0025 | 3.7247
Program Specific1-in-2Size: Over 200kWSouth of Lugo2018October Monthly Peak | Program Specific | 1-in-2 | Size: Over 200kW | South of Lugo | 2018 | October Monthly Peak | 10 | 103.806 | 100.6999 | 97.8285 | 98.7567 | 104.0783 | 119.8227 | 144.1667 | 160.8787 | 175.5984 | 190.2068 | 199.7727 | 204.8342 | 205.5952 | 208.0797 | 203.9984 | 194.0487 | 183.7975 | 179.6589 | 167.93 | 159.0467 | 148.8624 | 137.3149 | 122.17 | 114.024 | -2.2296 | -2.1138 | -2.1976 | -2.2754 | -2.5887 | -1.9788 | -2.575 | -2.428 | -4.3479 | -3.743 | -3.0613 | -2.1789 | -2.9767 | 0.69516 | 8.1533 | 7.7548 | 5.1132 | 5.2618 | -1.2472 | -1.741 | -0.63671 | -1.1047 | -0.9041 | -0.83738 | 64.2351 | 63.9469 | 63.7306 | 62.4905 | 61.8839 | 61.2487 | 60.6747 | 60.7572 | 61.6144 | 64.7022 | 68.7909 | 74.3523 | 80.413 | 83.6201 | 82.4799 | 81.9436 | 82.282 | 81.3263 | 78.5118 | 74.2557 | 71.8981 | 70.3044 | 68.6267 | 66.9786 | 2.8665 | 3.3163 | 3.1398 | 3.644 | 3.8894 | 2.9471 | 3.2757 | 3.3696 | 4.1164 | 4.957 | 5.17 | 4.7355 | 4.0811 | 4.2529 | 4.2564 | 4.2146 | 4.1728 | 4.4797 | 4.2103 | 3.4466 | 4.015 | 3.506 | 3.5228 | 3.2946
Program Specific1-in-2Size: Over 200kWSouth of Lugo2018November Monthly Peak | Program Specific | 1-in-2 | Size: Over 200kW | South of Lugo | 2018 | November Monthly Peak | 11 | 104.2216 | 100.1087 | 97.1152 | 99.0659 | 104.7918 | 120.8246 | 142.8378 | 160.1468 | 176.265 | 188.715 | 196.9955 | 200.0479 | 198.6186 | 199.6507 | 195.9876 | 186.5598 | 177.9241 | 173.5412 | 162.6018 | 154.8622 | 145.7267 | 135.3616 | 119.2618 | 111.1371 | -2.0886 | -1.7788 | -1.987 | -2.1859 | -2.6182 | -1.95 | -2.4291 | -2.402 | -4.7892 | -3.7653 | -2.9294 | -2.035 | -3.0056 | 0.76817 | 8.0125 | 7.6 | 4.7324 | 5.0699 | -1.4881 | -1.6867 | -0.29403 | -0.78782 | -0.52998 | -0.44563 | 59.4228 | 58.4533 | 57.6749 | 56.8855 | 55.6992 | 54.5572 | 54.2103 | 54.772 | 57.0943 | 60.0353 | 64.6325 | 68.9716 | 72.2036 | 74.0758 | 75.4664 | 74.8218 | 72.5425 | 69.6714 | 67.3714 | 66.3429 | 65.2328 | 65.0493 | 64.4693 | 64.7668 | 2.9708 | 3.4032 | 3.2174 | 3.7733 | 4.0424 | 3.0676 | 3.3502 | 3.4625 | 4.2653 | 5.0767 | 5.2626 | 4.774 | 4.0697 | 4.2123 | 4.2211 | 4.1826 | 4.1697 | 4.4667 | 4.2082 | 3.4642 | 4.0572 | 3.5676 | 3.5498 | 3.3148
Program Specific1-in-2Size: Over 200kWSouth of Lugo2018December Monthly Peak | Program Specific | 1-in-2 | Size: Over 200kW | South of Lugo | 2018 | December Monthly Peak | 12 | 99.9009 | 97.2474 | 94.7295 | 95.948 | 100.8751 | 114.2185 | 135.9153 | 150.4185 | 161.9121 | 170.6019 | 174.5599 | 175.3154 | 172.71 | 171.4138 | 167.8182 | 160.189 | 155.4369 | 154.3498 | 146.7413 | 141.1458 | 133.7581 | 126.5221 | 112.5074 | 106.0407 | -2.002 | -1.728 | -1.9382 | -2.1171 | -2.5203 | -1.8434 | -2.3113 | -2.2561 | -4.3992 | -3.4039 | -2.5958 | -1.7834 | -2.6135 | 0.65953 | 6.8608 | 6.5257 | 4.1343 | 4.5093 | -1.3429 | -1.5373 | -0.26988 | -0.73638 | -0.49997 | -0.4252 | 52.4211 | 51.1439 | 50.2196 | 49.4245 | 48.9351 | 47.8943 | 48.1876 | 48.4148 | 48.9151 | 52.5158 | 57.012 | 59.992 | 61.6755 | 62.9226 | 63.4153 | 63.7459 | 62.9764 | 60.7744 | 58.7189 | 57.0619 | 55.2993 | 53.1474 | 51.1984 | 49.881 | 2.8477 | 3.3059 | 3.1384 | 3.6545 | 3.8913 | 2.8998 | 3.1878 | 3.2521 | 3.918 | 4.5895 | 4.6632 | 4.1838 | 3.5389 | 3.6165 | 3.6144 | 3.5914 | 3.6427 | 3.9728 | 3.7977 | 3.1573 | 3.724 | 3.3347 | 3.3488 | 3.1628
Program Specific1-in-2Size: Over 200kWSouth of Lugo2018Typical Event Day | Program Specific | 1-in-2 | Size: Over 200kW | South of Lugo | 2018 | Typical Event Day | 8 | 122.1294 | 119.1432 | 115.3446 | 115.7941 | 124.1551 | 143.4377 | 171.1051 | 192.8884 | 207.6462 | 222.0456 | 234.6409 | 237.1889 | 232.4104 | 233.6995 | 230.6886 | 222.3134 | 211.2032 | 199.5774 | 183.7475 | 177.4904 | 171.2178 | 159.1236 | 142.4117 | 132.6286 | -2.9758 | -3.2716 | -3.0551 | -2.8948 | -3.0603 | -2.4768 | -3.3498 | -2.9472 | -4.137 | -4.2476 | -3.8092 | -2.7445 | -3.06 | 0.54306 | 8.7965 | 8.5388 | 6.3936 | 5.8745 | -0.72843 | -1.9624 | -1.5088 | -1.9909 | -1.8989 | -1.8616 | 68.1869 | 67.4439 | 66.9905 | 66.7889 | 66.4799 | 65.8453 | 65.6025 | 65.9621 | 68.0466 | 71.9215 | 75.7743 | 79.8849 | 81.9917 | 82.72 | 83.5245 | 83.7291 | 84.7373 | 84.7911 | 84.4736 | 81.3533 | 77.1006 | 73.622 | 71.7933 | 70.7356 | 3.2379 | 3.7671 | 3.5541 | 4.1021 | 4.4545 | 3.3871 | 3.7326 | 3.8788 | 4.6733 | 5.5557 | 5.83 | 5.2646 | 4.4292 | 4.5859 | 4.6211 | 4.6357 | 4.6035 | 4.7777 | 4.4229 | 3.6927 | 4.4336 | 3.9007 | 3.9425 | 3.6792
Program Specific1-in-2Size: Over 200kWSouth of Lugo2019January Monthly Peak | Program Specific | 1-in-2 | Size: Over 200kW | South of Lugo | 2019 | January Monthly Peak | 1 | 103.2356 | 100.4136 | 97.6661 | 98.2007 | 104.1591 | 118.9322 | 145.7822 | 163.3654 | 175.4321 | 184.1069 | 187.122 | 187.2322 | 184.7649 | 184.831 | 180.3609 | 171.1094 | 165.4111 | 165.0839 | 157.3987 | 153.0447 | 144.8113 | 134.3164 | 118.2999 | 111.0022 | -2.0688 | -1.7842 | -1.9982 | -2.1668 | -2.6023 | -1.9194 | -2.4791 | -2.4503 | -4.7665 | -3.6734 | -2.7826 | -1.9046 | -2.7959 | 0.71115 | 7.3736 | 6.9706 | 4.3996 | 4.8229 | -1.4405 | -1.6669 | -0.29218 | -0.78174 | -0.52571 | -0.44509 | 48.2539 | 47.2538 | 46.0304 | 45.5299 | 45.3454 | 45.6849 | 45.4361 | 45.6141 | 46.5439 | 48.6394 | 52.4284 | 55.3111 | 56.9855 | 58.2512 | 58.6529 | 58.7594 | 58.6258 | 57.0416 | 55.5183 | 54.0416 | 53.2085 | 52.0367 | 51.0755 | 49.6359 | 2.9427 | 3.4136 | 3.2356 | 3.7403 | 4.018 | 3.0195 | 3.4192 | 3.5321 | 4.2451 | 4.9528 | 4.9988 | 4.4682 | 3.7859 | 3.8996 | 3.8846 | 3.8362 | 3.8765 | 4.249 | 4.0735 | 3.4235 | 4.0317 | 3.5401 | 3.5212 | 3.3107
Program Specific1-in-2Size: Over 200kWSouth of Lugo2019February Monthly Peak | Program Specific | 1-in-2 | Size: Over 200kW | South of Lugo | 2019 | February Monthly Peak | 2 | 102.7494 | 99.9675 | 97.2471 | 97.8575 | 103.67 | 118.456 | 144.3782 | 161.1018 | 172.8972 | 182.1731 | 186.0481 | 187.0118 | 185.0586 | 185.5557 | 181.2233 | 172.0025 | 165.7325 | 165.0312 | 157.1648 | 152.2186 | 144.0031 | 133.5985 | 118.0845 | 110.7493 | -2.0591 | -1.7763 | -1.9897 | -2.1592 | -2.5901 | -1.9118 | -2.4553 | -2.4163 | -4.6977 | -3.6348 | -2.7666 | -1.9024 | -2.8004 | 0.71394 | 7.4089 | 7.007 | 4.4081 | 4.8213 | -1.4383 | -1.6579 | -0.29055 | -0.77756 | -0.52475 | -0.44408 | 51.5751 | 51.2872 | 51.0125 | 50.7479 | 50.4249 | 50.0008 | 49.7461 | 49.7238 | 50.4787 | 52.5865 | 54.3521 | 56.0914 | 56.676 | 56.7487 | 56.7219 | 55.6342 | 55.532 | 55.2547 | 53.8628 | 52.8979 | 52.0705 | 51.8522 | 50.6065 | 49.143 | 2.9289 | 3.3984 | 3.2218 | 3.7273 | 3.9991 | 3.0074 | 3.3863 | 3.4831 | 4.1838 | 4.9007 | 4.9701 | 4.4629 | 3.7919 | 3.9149 | 3.9031 | 3.8563 | 3.884 | 4.2477 | 4.0674 | 3.405 | 4.0092 | 3.5212 | 3.5148 | 3.3032
Program Specific1-in-2Size: Over 200kWSouth of Lugo2019March Monthly Peak | Program Specific | 1-in-2 | Size: Over 200kW | South of Lugo | 2019 | March Monthly Peak | 3 | 110.3038 | 107.2698 | 102.5003 | 102.8195 | 108.9978 | 124.2236 | 150.2318 | 171.2865 | 185.9802 | 194.9588 | 199.0107 | 199.5594 | 196.1714 | 196.9935 | 194.651 | 187.113 | 181.0339 | 172.8946 | 160.7831 | 161.3755 | 155.0862 | 144.8132 | 127.4451 | 117.723 | -2.2104 | -1.9061 | -2.0971 | -2.2687 | -2.7232 | -2.0048 | -2.5548 | -2.5691 | -5.0531 | -3.8899 | -2.9594 | -2.03 | -2.9686 | 0.75795 | 7.9578 | 7.6225 | 4.8151 | 5.051 | -1.4714 | -1.7576 | -0.31292 | -0.84283 | -0.56635 | -0.47204 | 51.7779 | 50.5414 | 49.2103 | 48.6578 | 48.4009 | 47.8147 | 47.6257 | 48.0647 | 50.5815 | 52.6907 | 55.0218 | 57.2064 | 58.1011 | 59.127 | 59.1575 | 59.8386 | 59.4443 | 58.2028 | 56.5957 | 54.8991 | 54.1582 | 53.2226 | 52.1692 | 51.0709 | 3.1442 | 3.6466 | 3.3958 | 3.9163 | 4.2046 | 3.1539 | 3.5236 | 3.7033 | 4.5004 | 5.2447 | 5.3164 | 4.7623 | 4.0196 | 4.1562 | 4.1923 | 4.195 | 4.2426 | 4.4501 | 4.1611 | 3.6099 | 4.3178 | 3.8167 | 3.7934 | 3.5112
Program Specific1-in-2Size: Over 200kWSouth of Lugo2019April Monthly Peak | Program Specific | 1-in-2 | Size: Over 200kW | South of Lugo | 2019 | April Monthly Peak | 4 | 110.2538 | 107.0952 | 102.2782 | 102.8676 | 108.5916 | 124.355 | 148.3135 | 168.2578 | 184.1931 | 196.8435 | 205.0942 | 208.9672 | 207.7154 | 210.1717 | 208.1425 | 200.2476 | 191.2696 | 180.7807 | 166.3362 | 164.0272 | 156.6905 | 145.9119 | 129.39 | 119.1788 | -2.2094 | -1.903 | -2.0926 | -2.2697 | -2.7131 | -2.007 | -2.5222 | -2.5236 | -5.0046 | -3.9275 | -3.0498 | -2.1257 | -3.1432 | 0.80865 | 8.5094 | 8.1576 | 5.0874 | 5.2814 | -1.5223 | -1.7865 | -0.31615 | -0.84923 | -0.57499 | -0.47788 | 62.0272 | 61.5675 | 60.7961 | 59.6748 | 58.842 | 58.0491 | 57.5602 | 57.7665 | 59.4338 | 62.7783 | 65.7749 | 69.0351 | 71.6561 | 73.6688 | 74.3238 | 74.2192 | 74.4743 | 73.5279 | 72.6165 | 70.6996 | 67.1729 | 65.5019 | 63.8848 | 61.781 | 3.1428 | 3.6407 | 3.3884 | 3.9181 | 4.189 | 3.1572 | 3.4786 | 3.6378 | 4.4571 | 5.2954 | 5.4789 | 4.9868 | 4.2561 | 4.4342 | 4.4829 | 4.4895 | 4.4825 | 4.6531 | 4.3048 | 3.6692 | 4.3624 | 3.8457 | 3.8513 | 3.5546
Program Specific1-in-2Size: Over 200kWSouth of Lugo2019May Monthly Peak | Program Specific | 1-in-2 | Size: Over 200kW | South of Lugo | 2019 | May Monthly Peak | 5 | 116.1614 | 113.6313 | 108.4317 | 108.9021 | 115.5135 | 131.615 | 155.2168 | 179.7089 | 197.8532 | 212.0314 | 219.9297 | 221.3903 | 217.2544 | 218.1478 | 215.5325 | 206.5594 | 196.5303 | 184.8688 | 170.9604 | 165.2686 | 161.0599 | 150.1327 | 135.0038 | 125.394 | -2.3278 | -2.0191 | -2.2185 | -2.4029 | -2.886 | -2.1241 | -2.6396 | -2.6954 | -5.3757 | -4.2306 | -3.2705 | -2.2521 | -3.2876 | 0.83934 | 8.8115 | 8.4147 | 5.2273 | 5.4009 | -1.5646 | -1.8 | -0.32497 | -0.87379 | -0.59994 | -0.5028 | 59.044 | 59.1306 | 59.1369 | 58.5076 | 57.9686 | 57.9823 | 58.3101 | 58.9294 | 59.7008 | 61.5045 | 64.5568 | 67.527 | 70.1272 | 71.0969 | 70.827 | 71.7054 | 71.8426 | 70.7134 | 68.7721 | 66.0591 | 63.1198 | 60.7716 | 60.2611 | 59.9006 | 3.3112 | 3.8629 | 3.5923 | 4.1479 | 4.456 | 3.3415 | 3.6405 | 3.8854 | 4.7877 | 5.704 | 5.8752 | 5.2833 | 4.4516 | 4.6025 | 4.6421 | 4.631 | 4.6058 | 4.7583 | 4.4245 | 3.697 | 4.4841 | 3.9569 | 4.0184 | 3.74
Program Specific1-in-2Size: Over 200kWSouth of Lugo2019June Monthly Peak | Program Specific | 1-in-2 | Size: Over 200kW | South of Lugo | 2019 | June Monthly Peak | 6 | 123.4428 | 119.5741 | 114.7413 | 114.6324 | 122.5626 | 140.3797 | 163.3422 | 186.6645 | 203.9225 | 217.1818 | 225.3009 | 226.9178 | 221.4264 | 222.5613 | 220.8062 | 212.9037 | 203.3321 | 192.4005 | 177.6501 | 171.5008 | 167.6446 | 157.021 | 142.7184 | 132.5718 | -2.4737 | -2.1247 | -2.3476 | -2.5293 | -3.0621 | -2.2656 | -2.7778 | -2.7997 | -5.5406 | -4.3333 | -3.3503 | -2.3083 | -3.3507 | 0.85632 | 9.0271 | 8.6732 | 5.4082 | 5.6209 | -1.6258 | -1.8679 | -0.33825 | -0.91388 | -0.63422 | -0.53158 | 62.7137 | 62.6263 | 62.1857 | 61.5597 | 61.3606 | 60.8774 | 60.4289 | 60.97 | 63.0565 | 67.5748 | 71.8685 | 75.5656 | 76.156 | 76.0935 | 77.5587 | 77.717 | 79.1591 | 79.2698 | 79.1468 | 75.5282 | 71.2072 | 67.4268 | 65.8223 | 64.6044 | 3.5187 | 4.0649 | 3.8013 | 4.3662 | 4.7279 | 3.564 | 3.8311 | 4.0358 | 4.9346 | 5.8425 | 6.0187 | 5.4152 | 4.5371 | 4.6956 | 4.7557 | 4.7732 | 4.7652 | 4.9521 | 4.5976 | 3.8364 | 4.6674 | 4.1385 | 4.248 | 3.9541
Program Specific1-in-2Size: Over 200kWSouth of Lugo2019July Monthly Peak | Program Specific | 1-in-2 | Size: Over 200kW | South of Lugo | 2019 | July Monthly Peak | 7 | 126.4844 | 122.7184 | 118.4877 | 118.6799 | 127.4954 | 146.1773 | 172.5637 | 196.7565 | 212.945 | 225.4913 | 236.3637 | 237.6612 | 232.3553 | 232.4291 | 230.0002 | 224.1337 | 213.8745 | 201.9165 | 185.5807 | 178.0875 | 174.1474 | 162.422 | 146.5548 | 136.2884 | -3.1369 | -3.4892 | -3.2101 | -3.002 | -3.1383 | -2.5407 | -3.4229 | -3.0119 | -4.0876 | -4.2949 | -3.8695 | -2.7833 | -3.0134 | 0.50455 | 8.7067 | 8.5563 | 6.5534 | 5.9478 | -0.63905 | -1.972 | -1.6534 | -2.1412 | -2.085 | -2.0501 | 69.6006 | 68.8635 | 68.555 | 68.4415 | 68.0167 | 67.1606 | 67.0841 | 68.0329 | 70.7411 | 73.4073 | 76.0376 | 79.447 | 80.9501 | 81.4278 | 82.2446 | 82.4384 | 83.178 | 83.41 | 83.814 | 82.3068 | 79.0999 | 74.9019 | 72.3981 | 71.5106 | 3.3431 | 3.8683 | 3.6399 | 4.1915 | 4.5604 | 3.4412 | 3.7529 | 3.9445 | 4.778 | 5.6247 | 5.8549 | 5.259 | 4.4146 | 4.547 | 4.5933 | 4.6594 | 4.6476 | 4.819 | 4.4534 | 3.6939 | 4.4957 | 3.9694 | 4.0448 | 3.7692
Program Specific1-in-2Size: Over 200kWSouth of Lugo2019August Monthly Peak | Program Specific | 1-in-2 | Size: Over 200kW | South of Lugo | 2019 | August Monthly Peak | 8 | 123.1051 | 119.9676 | 116.0872 | 116.5285 | 124.9414 | 144.4923 | 172.9496 | 195.8973 | 211.8957 | 227.0681 | 240.192 | 242.8022 | 238.1346 | 239.4306 | 236.3074 | 227.6732 | 216.1527 | 204.0103 | 187.2749 | 180.6487 | 173.7646 | 161.2071 | 143.9224 | 133.9487 | -3.1843 | -3.6974 | -3.3174 | -3.0318 | -3.0651 | -2.5516 | -3.5401 | -3.0123 | -3.6892 | -4.2789 | -4.0129 | -2.9272 | -2.973 | 0.42987 | 8.7853 | 8.5608 | 6.8189 | 6.0205 | -0.40555 | -2.0077 | -1.9406 | -2.391 | -2.3628 | -2.3458 | 70.2939 | 68.8328 | 68.2846 | 68.6026 | 68.555 | 67.7099 | 67.4967 | 67.4934 | 69.3165 | 73.5777 | 78.0046 | 82.5077 | 84.9213 | 85.587 | 85.8439 | 85.8492 | 87.2826 | 88.4614 | 87.6167 | 82.6076 | 76.9048 | 74.1941 | 72.8875 | 71.6368 | 3.2414 | 3.7672 | 3.5526 | 4.0999 | 4.452 | 3.3886 | 3.747 | 3.9124 | 4.7364 | 5.6426 | 5.9271 | 5.3523 | 4.5072 | 4.6662 | 4.7013 | 4.715 | 4.6792 | 4.8504 | 4.477 | 3.7328 | 4.4688 | 3.9247 | 3.9571 | 3.6904
Program Specific1-in-2Size: Over 200kWSouth of Lugo2019September Monthly Peak | Program Specific | 1-in-2 | Size: Over 200kW | South of Lugo | 2019 | September Monthly Peak | 9 | 124.3881 | 121.7096 | 117.0969 | 117.6644 | 126.893 | 148.0898 | 180.5316 | 205.6445 | 226.4588 | 244.1524 | 256.6609 | 258.3307 | 253.1248 | 254.3558 | 248.9827 | 237.2086 | 224.6004 | 209.7955 | 192.3659 | 187.7249 | 177.2669 | 163.176 | 145.5845 | 135.2025 | -3.2667 | -3.8589 | -3.4108 | -3.0929 | -3.1091 | -2.6304 | -3.7378 | -3.1675 | -3.7927 | -4.5824 | -4.32 | -3.1474 | -3.1147 | 0.42123 | 9.1939 | 8.8689 | 7.1608 | 6.1955 | -0.32536 | -2.0891 | -2.0899 | -2.52 | -2.5084 | -2.4916 | 70.1393 | 69.453 | 68.9368 | 68.5519 | 67.9874 | 67.6335 | 67.4003 | 67.3519 | 69.0723 | 73.1264 | 77.1865 | 82.0195 | 85.9394 | 87.7718 | 88.4507 | 88.9116 | 89.3295 | 88.0232 | 87.3167 | 84.9708 | 81.1907 | 77.9652 | 76.0654 | 75.1905 | 3.275 | 3.8217 | 3.5832 | 4.1396 | 4.5213 | 3.4728 | 3.911 | 4.1068 | 5.0616 | 6.0667 | 6.3331 | 5.6943 | 4.7907 | 4.9568 | 4.9532 | 4.9122 | 4.8618 | 4.9877 | 4.5984 | 3.8787 | 4.5586 | 3.9724 | 4.0025 | 3.7247
Program Specific1-in-2Size: Over 200kWSouth of Lugo2019October Monthly Peak | Program Specific | 1-in-2 | Size: Over 200kW | South of Lugo | 2019 | October Monthly Peak | 10 | 103.806 | 100.6999 | 97.8285 | 98.7567 | 104.0783 | 119.8227 | 144.1667 | 160.8787 | 175.5984 | 190.2068 | 199.7727 | 204.8342 | 205.5952 | 208.0797 | 203.9984 | 194.0487 | 183.7975 | 179.6589 | 167.93 | 159.0467 | 148.8624 | 137.3149 | 122.17 | 114.024 | -2.2296 | -2.1138 | -2.1976 | -2.2754 | -2.5887 | -1.9788 | -2.575 | -2.428 | -4.3479 | -3.743 | -3.0613 | -2.1789 | -2.9767 | 0.69516 | 8.1533 | 7.7548 | 5.1132 | 5.2618 | -1.2472 | -1.741 | -0.63671 | -1.1047 | -0.9041 | -0.83738 | 64.2351 | 63.9469 | 63.7306 | 62.4905 | 61.8839 | 61.2487 | 60.6747 | 60.7572 | 61.6143 | 64.7022 | 68.7909 | 74.3523 | 80.413 | 83.6201 | 82.4799 | 81.9436 | 82.2819 | 81.3263 | 78.5117 | 74.2557 | 71.8981 | 70.3044 | 68.6267 | 66.9786 | 2.8665 | 3.3163 | 3.1398 | 3.644 | 3.8894 | 2.9471 | 3.2757 | 3.3696 | 4.1164 | 4.957 | 5.17 | 4.7355 | 4.0811 | 4.2529 | 4.2564 | 4.2146 | 4.1728 | 4.4797 | 4.2103 | 3.4466 | 4.015 | 3.506 | 3.5228 | 3.2946
Program Specific1-in-2Size: Over 200kWSouth of Lugo2019November Monthly Peak | Program Specific | 1-in-2 | Size: Over 200kW | South of Lugo | 2019 | November Monthly Peak | 11 | 104.2216 | 100.1087 | 97.1152 | 99.0659 | 104.7918 | 120.8246 | 142.8378 | 160.1468 | 176.265 | 188.715 | 196.9955 | 200.0479 | 198.6187 | 199.6507 | 195.9877 | 186.5598 | 177.9241 | 173.5412 | 162.6018 | 154.8622 | 145.7267 | 135.3616 | 119.2618 | 111.1371 | -2.0886 | -1.7788 | -1.987 | -2.1859 | -2.6182 | -1.95 | -2.4291 | -2.402 | -4.7892 | -3.7653 | -2.9294 | -2.035 | -3.0056 | 0.76817 | 8.0125 | 7.6 | 4.7324 | 5.0699 | -1.4881 | -1.6867 | -0.29403 | -0.78782 | -0.52998 | -0.44563 | 59.4229 | 58.4533 | 57.6749 | 56.8855 | 55.6992 | 54.5572 | 54.2103 | 54.772 | 57.0943 | 60.0353 | 64.6325 | 68.9716 | 72.2036 | 74.0758 | 75.4664 | 74.8218 | 72.5425 | 69.6714 | 67.3714 | 66.3429 | 65.2328 | 65.0493 | 64.4693 | 64.7668 | 2.9708 | 3.4032 | 3.2174 | 3.7733 | 4.0424 | 3.0676 | 3.3502 | 3.4625 | 4.2653 | 5.0767 | 5.2626 | 4.774 | 4.0697 | 4.2123 | 4.2211 | 4.1826 | 4.1697 | 4.4667 | 4.2082 | 3.4642 | 4.0572 | 3.5676 | 3.5498 | 3.3148
Program Specific1-in-2Size: Over 200kWSouth of Lugo2019December Monthly Peak | Program Specific | 1-in-2 | Size: Over 200kW | South of Lugo | 2019 | December Monthly Peak | 12 | 99.9009 | 97.2474 | 94.7295 | 95.948 | 100.8751 | 114.2185 | 135.9153 | 150.4185 | 161.9121 | 170.6019 | 174.5599 | 175.3154 | 172.71 | 171.4138 | 167.8182 | 160.189 | 155.4369 | 154.3498 | 146.7413 | 141.1458 | 133.7581 | 126.5221 | 112.5074 | 106.0407 | -2.002 | -1.728 | -1.9382 | -2.1171 | -2.5203 | -1.8434 | -2.3113 | -2.2561 | -4.3992 | -3.4039 | -2.5958 | -1.7834 | -2.6135 | 0.65953 | 6.8608 | 6.5257 | 4.1343 | 4.5093 | -1.3429 | -1.5373 | -0.26988 | -0.73638 | -0.49997 | -0.4252 | 52.4211 | 51.1439 | 50.2196 | 49.4245 | 48.9351 | 47.8943 | 48.1876 | 48.4148 | 48.9151 | 52.5157 | 57.012 | 59.992 | 61.6755 | 62.9226 | 63.4153 | 63.7459 | 62.9764 | 60.7744 | 58.7189 | 57.0619 | 55.2993 | 53.1474 | 51.1984 | 49.881 | 2.8477 | 3.3059 | 3.1384 | 3.6545 | 3.8913 | 2.8998 | 3.1878 | 3.2521 | 3.918 | 4.5895 | 4.6632 | 4.1838 | 3.5389 | 3.6165 | 3.6144 | 3.5914 | 3.6427 | 3.9728 | 3.7977 | 3.1573 | 3.724 | 3.3347 | 3.3488 | 3.1628
Program Specific1-in-2Size: Over 200kWSouth of Lugo2019Typical Event Day | Program Specific | 1-in-2 | Size: Over 200kW | South of Lugo | 2019 | Typical Event Day | 8 | 122.1294 | 119.1432 | 115.3446 | 115.7941 | 124.1551 | 143.4377 | 171.1051 | 192.8884 | 207.6462 | 222.0456 | 234.6409 | 237.1889 | 232.4104 | 233.6995 | 230.6886 | 222.3134 | 211.2031 | 199.5774 | 183.7475 | 177.4904 | 171.2178 | 159.1236 | 142.4117 | 132.6286 | -2.9758 | -3.2716 | -3.0551 | -2.8948 | -3.0603 | -2.4768 | -3.3498 | -2.9472 | -4.137 | -4.2476 | -3.8092 | -2.7445 | -3.06 | 0.54306 | 8.7965 | 8.5388 | 6.3936 | 5.8745 | -0.72843 | -1.9624 | -1.5088 | -1.9909 | -1.8989 | -1.8616 | 68.1869 | 67.4439 | 66.9905 | 66.7889 | 66.4799 | 65.8453 | 65.6025 | 65.9621 | 68.0466 | 71.9215 | 75.7743 | 79.8849 | 81.9917 | 82.72 | 83.5245 | 83.7291 | 84.7373 | 84.7911 | 84.4736 | 81.3533 | 77.1006 | 73.622 | 71.7933 | 70.7356 | 3.2379 | 3.7671 | 3.5541 | 4.1021 | 4.4545 | 3.3871 | 3.7326 | 3.8788 | 4.6733 | 5.5557 | 5.83 | 5.2646 | 4.4292 | 4.5859 | 4.6211 | 4.6357 | 4.6035 | 4.7777 | 4.4229 | 3.6927 | 4.4336 | 3.9007 | 3.9425 | 3.6792
Program Specific1-in-2Size: Over 200kWSouth of Lugo2020January Monthly Peak | Program Specific | 1-in-2 | Size: Over 200kW | South of Lugo | 2020 | January Monthly Peak | 1 | 103.2356 | 100.4136 | 97.6661 | 98.2007 | 104.1591 | 118.9322 | 145.7822 | 163.3654 | 175.4321 | 184.1069 | 187.1219 | 187.2322 | 184.7649 | 184.831 | 180.3609 | 171.1094 | 165.4111 | 165.0839 | 157.3987 | 153.0447 | 144.8112 | 134.3164 | 118.2999 | 111.0022 | -2.0688 | -1.7842 | -1.9982 | -2.1668 | -2.6023 | -1.9194 | -2.4791 | -2.4503 | -4.7665 | -3.6734 | -2.7826 | -1.9046 | -2.7959 | 0.71115 | 7.3736 | 6.9706 | 4.3996 | 4.8229 | -1.4405 | -1.6669 | -0.29218 | -0.78174 | -0.52571 | -0.44509 | 48.2539 | 47.2538 | 46.0304 | 45.5299 | 45.3454 | 45.6849 | 45.4361 | 45.6141 | 46.5439 | 48.6394 | 52.4284 | 55.3111 | 56.9855 | 58.2512 | 58.6529 | 58.7594 | 58.6258 | 57.0416 | 55.5183 | 54.0416 | 53.2085 | 52.0367 | 51.0755 | 49.6359 | 2.9427 | 3.4136 | 3.2356 | 3.7403 | 4.018 | 3.0195 | 3.4192 | 3.5321 | 4.2451 | 4.9528 | 4.9988 | 4.4682 | 3.7859 | 3.8996 | 3.8846 | 3.8362 | 3.8765 | 4.249 | 4.0735 | 3.4235 | 4.0317 | 3.5401 | 3.5212 | 3.3107
Program Specific1-in-2Size: Over 200kWSouth of Lugo2020February Monthly Peak | Program Specific | 1-in-2 | Size: Over 200kW | South of Lugo | 2020 | February Monthly Peak | 2 | 102.7494 | 99.9675 | 97.2471 | 97.8575 | 103.67 | 118.456 | 144.3782 | 161.1018 | 172.8972 | 182.1731 | 186.0481 | 187.0118 | 185.0585 | 185.5557 | 181.2233 | 172.0025 | 165.7325 | 165.0312 | 157.1648 | 152.2185 | 144.0031 | 133.5985 | 118.0845 | 110.7493 | -2.0591 | -1.7763 | -1.9897 | -2.1592 | -2.5901 | -1.9118 | -2.4553 | -2.4163 | -4.6977 | -3.6348 | -2.7666 | -1.9024 | -2.8004 | 0.71394 | 7.4089 | 7.007 | 4.4081 | 4.8213 | -1.4383 | -1.6579 | -0.29055 | -0.77756 | -0.52475 | -0.44408 | 51.5751 | 51.2872 | 51.0125 | 50.7479 | 50.4249 | 50.0008 | 49.7461 | 49.7238 | 50.4787 | 52.5865 | 54.3521 | 56.0914 | 56.676 | 56.7487 | 56.7219 | 55.6342 | 55.532 | 55.2547 | 53.8628 | 52.8979 | 52.0705 | 51.8522 | 50.6065 | 49.143 | 2.9289 | 3.3984 | 3.2218 | 3.7273 | 3.9991 | 3.0074 | 3.3863 | 3.4831 | 4.1838 | 4.9007 | 4.9701 | 4.4629 | 3.7919 | 3.9149 | 3.9031 | 3.8563 | 3.884 | 4.2477 | 4.0674 | 3.405 | 4.0092 | 3.5212 | 3.5148 | 3.3032
Program Specific1-in-2Size: Over 200kWSouth of Lugo2020March Monthly Peak | Program Specific | 1-in-2 | Size: Over 200kW | South of Lugo | 2020 | March Monthly Peak | 3 | 110.3038 | 107.2698 | 102.5003 | 102.8195 | 108.9978 | 124.2236 | 150.2318 | 171.2865 | 185.9802 | 194.9588 | 199.0107 | 199.5594 | 196.1714 | 196.9935 | 194.651 | 187.113 | 181.0339 | 172.8946 | 160.7831 | 161.3755 | 155.0862 | 144.8132 | 127.445 | 117.723 | -2.2104 | -1.9061 | -2.0971 | -2.2687 | -2.7232 | -2.0048 | -2.5548 | -2.5691 | -5.0531 | -3.8899 | -2.9594 | -2.03 | -2.9686 | 0.75795 | 7.9578 | 7.6225 | 4.8151 | 5.051 | -1.4714 | -1.7576 | -0.31292 | -0.84283 | -0.56635 | -0.47204 | 51.7779 | 50.5414 | 49.2103 | 48.6578 | 48.4009 | 47.8147 | 47.6257 | 48.0647 | 50.5815 | 52.6907 | 55.0219 | 57.2064 | 58.1011 | 59.127 | 59.1575 | 59.8386 | 59.4443 | 58.2028 | 56.5957 | 54.8991 | 54.1582 | 53.2226 | 52.1692 | 51.0709 | 3.1442 | 3.6466 | 3.3958 | 3.9163 | 4.2046 | 3.1539 | 3.5236 | 3.7033 | 4.5004 | 5.2447 | 5.3164 | 4.7623 | 4.0196 | 4.1562 | 4.1923 | 4.195 | 4.2426 | 4.4501 | 4.1611 | 3.6099 | 4.3177 | 3.8167 | 3.7934 | 3.5112
Program Specific1-in-2Size: Over 200kWSouth of Lugo2020April Monthly Peak | Program Specific | 1-in-2 | Size: Over 200kW | South of Lugo | 2020 | April Monthly Peak | 4 | 110.2538 | 107.0952 | 102.2782 | 102.8676 | 108.5916 | 124.3551 | 148.3135 | 168.2578 | 184.1931 | 196.8435 | 205.0942 | 208.9672 | 207.7154 | 210.1717 | 208.1425 | 200.2476 | 191.2696 | 180.7807 | 166.3362 | 164.0272 | 156.6905 | 145.9119 | 129.39 | 119.1788 | -2.2094 | -1.903 | -2.0926 | -2.2697 | -2.7131 | -2.007 | -2.5222 | -2.5236 | -5.0046 | -3.9275 | -3.0498 | -2.1257 | -3.1432 | 0.80865 | 8.5094 | 8.1576 | 5.0874 | 5.2814 | -1.5223 | -1.7865 | -0.31615 | -0.84923 | -0.57499 | -0.47788 | 62.0272 | 61.5675 | 60.7961 | 59.6748 | 58.842 | 58.0491 | 57.5602 | 57.7665 | 59.4338 | 62.7783 | 65.7749 | 69.0351 | 71.6561 | 73.6688 | 74.3238 | 74.2192 | 74.4743 | 73.5279 | 72.6165 | 70.6996 | 67.1729 | 65.5019 | 63.8848 | 61.781 | 3.1428 | 3.6407 | 3.3884 | 3.9181 | 4.189 | 3.1572 | 3.4786 | 3.6378 | 4.4571 | 5.2954 | 5.4789 | 4.9868 | 4.2561 | 4.4342 | 4.4829 | 4.4895 | 4.4825 | 4.6531 | 4.3048 | 3.6692 | 4.3624 | 3.8457 | 3.8513 | 3.5546
Program Specific1-in-2Size: Over 200kWSouth of Lugo2020May Monthly Peak | Program Specific | 1-in-2 | Size: Over 200kW | South of Lugo | 2020 | May Monthly Peak | 5 | 116.1615 | 113.6313 | 108.4317 | 108.9021 | 115.5135 | 131.615 | 155.2168 | 179.7089 | 197.8532 | 212.0314 | 219.9297 | 221.3903 | 217.2544 | 218.1478 | 215.5325 | 206.5594 | 196.5303 | 184.8689 | 170.9604 | 165.2686 | 161.0599 | 150.1327 | 135.0038 | 125.394 | -2.3278 | -2.0191 | -2.2185 | -2.4029 | -2.886 | -2.1241 | -2.6396 | -2.6954 | -5.3757 | -4.2306 | -3.2705 | -2.2521 | -3.2876 | 0.83934 | 8.8115 | 8.4147 | 5.2273 | 5.4009 | -1.5646 | -1.8 | -0.32497 | -0.87379 | -0.59994 | -0.5028 | 59.044 | 59.1306 | 59.1369 | 58.5076 | 57.9686 | 57.9823 | 58.3101 | 58.9294 | 59.7008 | 61.5045 | 64.5568 | 67.527 | 70.1272 | 71.0969 | 70.827 | 71.7054 | 71.8426 | 70.7134 | 68.7721 | 66.0591 | 63.1198 | 60.7716 | 60.2611 | 59.9006 | 3.3112 | 3.8629 | 3.5923 | 4.1479 | 4.456 | 3.3415 | 3.6405 | 3.8854 | 4.7877 | 5.704 | 5.8752 | 5.2833 | 4.4516 | 4.6025 | 4.6421 | 4.631 | 4.6058 | 4.7583 | 4.4245 | 3.697 | 4.4841 | 3.9569 | 4.0184 | 3.74
Program Specific1-in-2Size: Over 200kWSouth of Lugo2020June Monthly Peak | Program Specific | 1-in-2 | Size: Over 200kW | South of Lugo | 2020 | June Monthly Peak | 6 | 123.4428 | 119.5741 | 114.7413 | 114.6324 | 122.5626 | 140.3797 | 163.3422 | 186.6645 | 203.9225 | 217.1818 | 225.3009 | 226.9178 | 221.4264 | 222.5613 | 220.8062 | 212.9037 | 203.3322 | 192.4005 | 177.6501 | 171.5008 | 167.6445 | 157.021 | 142.7185 | 132.5719 | -2.4737 | -2.1247 | -2.3476 | -2.5293 | -3.0621 | -2.2656 | -2.7778 | -2.7997 | -5.5406 | -4.3333 | -3.3503 | -2.3083 | -3.3507 | 0.85632 | 9.0271 | 8.6732 | 5.4082 | 5.6209 | -1.6258 | -1.8679 | -0.33825 | -0.91389 | -0.63422 | -0.53158 | 62.7137 | 62.6263 | 62.1857 | 61.5597 | 61.3606 | 60.8774 | 60.4289 | 60.97 | 63.0565 | 67.5748 | 71.8685 | 75.5656 | 76.156 | 76.0935 | 77.5587 | 77.717 | 79.1591 | 79.2698 | 79.1468 | 75.5282 | 71.2072 | 67.4268 | 65.8223 | 64.6044 | 3.5187 | 4.0649 | 3.8013 | 4.3662 | 4.7279 | 3.564 | 3.8311 | 4.0358 | 4.9346 | 5.8425 | 6.0187 | 5.4152 | 4.5371 | 4.6956 | 4.7557 | 4.7732 | 4.7652 | 4.9521 | 4.5976 | 3.8364 | 4.6674 | 4.1385 | 4.248 | 3.9541
Program Specific1-in-2Size: Over 200kWSouth of Lugo2020July Monthly Peak | Program Specific | 1-in-2 | Size: Over 200kW | South of Lugo | 2020 | July Monthly Peak | 7 | 126.4844 | 122.7184 | 118.4877 | 118.6799 | 127.4954 | 146.1773 | 172.5637 | 196.7565 | 212.9451 | 225.4913 | 236.3637 | 237.6612 | 232.3553 | 232.4291 | 230.0002 | 224.1337 | 213.8744 | 201.9165 | 185.5807 | 178.0875 | 174.1474 | 162.422 | 146.5548 | 136.2884 | -3.1369 | -3.4892 | -3.2101 | -3.002 | -3.1383 | -2.5407 | -3.4229 | -3.0119 | -4.0876 | -4.2949 | -3.8695 | -2.7833 | -3.0134 | 0.50455 | 8.7067 | 8.5563 | 6.5534 | 5.9478 | -0.63905 | -1.972 | -1.6534 | -2.1412 | -2.085 | -2.0501 | 69.6006 | 68.8635 | 68.555 | 68.4415 | 68.0167 | 67.1606 | 67.0841 | 68.0329 | 70.7411 | 73.4073 | 76.0376 | 79.447 | 80.9501 | 81.4278 | 82.2446 | 82.4384 | 83.178 | 83.41 | 83.814 | 82.3068 | 79.0999 | 74.9019 | 72.3981 | 71.5106 | 3.3431 | 3.8683 | 3.6399 | 4.1915 | 4.5604 | 3.4412 | 3.7529 | 3.9445 | 4.778 | 5.6247 | 5.8549 | 5.259 | 4.4146 | 4.547 | 4.5933 | 4.6594 | 4.6476 | 4.819 | 4.4534 | 3.6939 | 4.4957 | 3.9694 | 4.0448 | 3.7692
Program Specific1-in-2Size: Over 200kWSouth of Lugo2020August Monthly Peak | Program Specific | 1-in-2 | Size: Over 200kW | South of Lugo | 2020 | August Monthly Peak | 8 | 123.1051 | 119.9676 | 116.0872 | 116.5285 | 124.9414 | 144.4923 | 172.9496 | 195.8973 | 211.8957 | 227.0681 | 240.192 | 242.8022 | 238.1346 | 239.4306 | 236.3075 | 227.6732 | 216.1527 | 204.0103 | 187.2749 | 180.6487 | 173.7646 | 161.2071 | 143.9224 | 133.9487 | -3.1843 | -3.6974 | -3.3174 | -3.0318 | -3.0651 | -2.5516 | -3.5401 | -3.0123 | -3.6892 | -4.2789 | -4.0129 | -2.9272 | -2.973 | 0.42987 | 8.7853 | 8.5608 | 6.8189 | 6.0205 | -0.40555 | -2.0077 | -1.9406 | -2.391 | -2.3628 | -2.3458 | 70.2939 | 68.8328 | 68.2846 | 68.6026 | 68.555 | 67.7099 | 67.4967 | 67.4934 | 69.3165 | 73.5777 | 78.0046 | 82.5077 | 84.9213 | 85.587 | 85.8439 | 85.8492 | 87.2826 | 88.4614 | 87.6167 | 82.6076 | 76.9048 | 74.1941 | 72.8875 | 71.6368 | 3.2414 | 3.7672 | 3.5526 | 4.0999 | 4.452 | 3.3886 | 3.747 | 3.9124 | 4.7364 | 5.6426 | 5.9271 | 5.3523 | 4.5072 | 4.6662 | 4.7013 | 4.715 | 4.6792 | 4.8504 | 4.477 | 3.7328 | 4.4688 | 3.9247 | 3.9571 | 3.6904
Program Specific1-in-2Size: Over 200kWSouth of Lugo2020September Monthly Peak | Program Specific | 1-in-2 | Size: Over 200kW | South of Lugo | 2020 | September Monthly Peak | 9 | 124.3881 | 121.7096 | 117.0969 | 117.6643 | 126.893 | 148.0897 | 180.5316 | 205.6445 | 226.4588 | 244.1524 | 256.6609 | 258.3308 | 253.1248 | 254.3558 | 248.9827 | 237.2086 | 224.6004 | 209.7955 | 192.3659 | 187.7249 | 177.2669 | 163.176 | 145.5845 | 135.2025 | -3.2667 | -3.8589 | -3.4108 | -3.0929 | -3.1091 | -2.6304 | -3.7378 | -3.1675 | -3.7927 | -4.5824 | -4.32 | -3.1474 | -3.1147 | 0.42123 | 9.1939 | 8.8689 | 7.1608 | 6.1955 | -0.32536 | -2.0891 | -2.0899 | -2.52 | -2.5084 | -2.4916 | 70.1393 | 69.453 | 68.9368 | 68.5519 | 67.9874 | 67.6335 | 67.4003 | 67.3519 | 69.0723 | 73.1264 | 77.1865 | 82.0195 | 85.9394 | 87.7717 | 88.4507 | 88.9115 | 89.3295 | 88.0232 | 87.3167 | 84.9708 | 81.1907 | 77.9652 | 76.0654 | 75.1905 | 3.275 | 3.8217 | 3.5832 | 4.1396 | 4.5213 | 3.4728 | 3.911 | 4.1068 | 5.0616 | 6.0667 | 6.3331 | 5.6943 | 4.7907 | 4.9568 | 4.9532 | 4.9122 | 4.8618 | 4.9877 | 4.5984 | 3.8787 | 4.5586 | 3.9724 | 4.0025 | 3.7247
Program Specific1-in-2Size: Over 200kWSouth of Lugo2020October Monthly Peak | Program Specific | 1-in-2 | Size: Over 200kW | South of Lugo | 2020 | October Monthly Peak | 10 | 103.806 | 100.6999 | 97.8285 | 98.7567 | 104.0783 | 119.8227 | 144.1667 | 160.8787 | 175.5984 | 190.2068 | 199.7727 | 204.8342 | 205.5952 | 208.0797 | 203.9984 | 194.0487 | 183.7975 | 179.6589 | 167.93 | 159.0467 | 148.8624 | 137.3149 | 122.17 | 114.024 | -2.2296 | -2.1138 | -2.1976 | -2.2754 | -2.5887 | -1.9788 | -2.575 | -2.428 | -4.3479 | -3.743 | -3.0613 | -2.1789 | -2.9767 | 0.69516 | 8.1533 | 7.7548 | 5.1132 | 5.2618 | -1.2472 | -1.741 | -0.63671 | -1.1047 | -0.9041 | -0.83738 | 64.2351 | 63.9469 | 63.7306 | 62.4905 | 61.8839 | 61.2487 | 60.6747 | 60.7572 | 61.6143 | 64.7022 | 68.7909 | 74.3523 | 80.413 | 83.6201 | 82.4799 | 81.9436 | 82.2819 | 81.3263 | 78.5117 | 74.2557 | 71.8981 | 70.3044 | 68.6267 | 66.9786 | 2.8665 | 3.3163 | 3.1398 | 3.644 | 3.8894 | 2.9471 | 3.2757 | 3.3696 | 4.1164 | 4.957 | 5.17 | 4.7355 | 4.0811 | 4.2529 | 4.2564 | 4.2146 | 4.1728 | 4.4797 | 4.2103 | 3.4466 | 4.015 | 3.506 | 3.5228 | 3.2946
Program Specific1-in-2Size: Over 200kWSouth of Lugo2020November Monthly Peak | Program Specific | 1-in-2 | Size: Over 200kW | South of Lugo | 2020 | November Monthly Peak | 11 | 104.2216 | 100.1087 | 97.1152 | 99.0659 | 104.7918 | 120.8246 | 142.8378 | 160.1468 | 176.265 | 188.715 | 196.9955 | 200.0479 | 198.6187 | 199.6507 | 195.9877 | 186.5598 | 177.9241 | 173.5412 | 162.6018 | 154.8622 | 145.7267 | 135.3616 | 119.2618 | 111.1371 | -2.0886 | -1.7788 | -1.987 | -2.1859 | -2.6182 | -1.95 | -2.4291 | -2.402 | -4.7892 | -3.7653 | -2.9294 | -2.035 | -3.0056 | 0.76817 | 8.0125 | 7.6 | 4.7324 | 5.0699 | -1.4881 | -1.6867 | -0.29403 | -0.78782 | -0.52998 | -0.44563 | 59.4229 | 58.4533 | 57.6749 | 56.8855 | 55.6992 | 54.5572 | 54.2103 | 54.772 | 57.0943 | 60.0353 | 64.6325 | 68.9716 | 72.2036 | 74.0758 | 75.4664 | 74.8218 | 72.5425 | 69.6714 | 67.3714 | 66.3429 | 65.2328 | 65.0493 | 64.4693 | 64.7668 | 2.9708 | 3.4032 | 3.2174 | 3.7733 | 4.0424 | 3.0676 | 3.3502 | 3.4625 | 4.2653 | 5.0767 | 5.2626 | 4.774 | 4.0697 | 4.2123 | 4.2211 | 4.1826 | 4.1697 | 4.4667 | 4.2082 | 3.4642 | 4.0572 | 3.5676 | 3.5498 | 3.3148
Program Specific1-in-2Size: Over 200kWSouth of Lugo2020December Monthly Peak | Program Specific | 1-in-2 | Size: Over 200kW | South of Lugo | 2020 | December Monthly Peak | 12 | 99.9009 | 97.2474 | 94.7295 | 95.948 | 100.8751 | 114.2185 | 135.9153 | 150.4185 | 161.9121 | 170.6019 | 174.5599 | 175.3154 | 172.71 | 171.4138 | 167.8182 | 160.189 | 155.4369 | 154.3498 | 146.7413 | 141.1458 | 133.7581 | 126.5221 | 112.5074 | 106.0407 | -2.002 | -1.728 | -1.9382 | -2.1171 | -2.5203 | -1.8434 | -2.3113 | -2.2561 | -4.3992 | -3.4039 | -2.5958 | -1.7834 | -2.6135 | 0.65953 | 6.8608 | 6.5257 | 4.1343 | 4.5093 | -1.3429 | -1.5373 | -0.26988 | -0.73638 | -0.49997 | -0.4252 | 52.4211 | 51.1439 | 50.2196 | 49.4245 | 48.9351 | 47.8943 | 48.1876 | 48.4148 | 48.9151 | 52.5158 | 57.012 | 59.992 | 61.6755 | 62.9226 | 63.4153 | 63.7459 | 62.9764 | 60.7744 | 58.7189 | 57.0619 | 55.2993 | 53.1474 | 51.1984 | 49.881 | 2.8477 | 3.3059 | 3.1384 | 3.6545 | 3.8913 | 2.8998 | 3.1878 | 3.2521 | 3.918 | 4.5895 | 4.6632 | 4.1838 | 3.5389 | 3.6165 | 3.6144 | 3.5914 | 3.6427 | 3.9728 | 3.7977 | 3.1573 | 3.724 | 3.3347 | 3.3488 | 3.1628
Program Specific1-in-2Size: Over 200kWSouth of Lugo2020Typical Event Day | Program Specific | 1-in-2 | Size: Over 200kW | South of Lugo | 2020 | Typical Event Day | 8 | 122.1294 | 119.1432 | 115.3446 | 115.7941 | 124.1551 | 143.4377 | 171.1051 | 192.8884 | 207.6462 | 222.0456 | 234.6409 | 237.1889 | 232.4104 | 233.6995 | 230.6886 | 222.3134 | 211.2032 | 199.5774 | 183.7475 | 177.4904 | 171.2178 | 159.1236 | 142.4117 | 132.6286 | -2.9758 | -3.2716 | -3.0551 | -2.8948 | -3.0603 | -2.4768 | -3.3498 | -2.9472 | -4.137 | -4.2476 | -3.8092 | -2.7445 | -3.06 | 0.54306 | 8.7965 | 8.5388 | 6.3936 | 5.8745 | -0.72843 | -1.9624 | -1.5088 | -1.9909 | -1.8989 | -1.8616 | 68.1869 | 67.4439 | 66.9905 | 66.7889 | 66.4799 | 65.8453 | 65.6025 | 65.9621 | 68.0466 | 71.9215 | 75.7743 | 79.885 | 81.9917 | 82.72 | 83.5245 | 83.7291 | 84.7373 | 84.7911 | 84.4736 | 81.3533 | 77.1007 | 73.622 | 71.7933 | 70.7356 | 3.2379 | 3.7671 | 3.5541 | 4.1021 | 4.4545 | 3.3871 | 3.7326 | 3.8788 | 4.6733 | 5.5557 | 5.83 | 5.2646 | 4.4292 | 4.5859 | 4.6211 | 4.6357 | 4.6035 | 4.7777 | 4.4229 | 3.6927 | 4.4336 | 3.9007 | 3.9425 | 3.6792
Program Specific1-in-2Size: Over 200kWSouth of Lugo2021January Monthly Peak | Program Specific | 1-in-2 | Size: Over 200kW | South of Lugo | 2021 | January Monthly Peak | 1 | 103.2356 | 100.4136 | 97.6661 | 98.2007 | 104.1591 | 118.9322 | 145.7822 | 163.3654 | 175.4321 | 184.1069 | 187.1219 | 187.2322 | 184.7649 | 184.831 | 180.3609 | 171.1094 | 165.4111 | 165.0839 | 157.3987 | 153.0447 | 144.8112 | 134.3164 | 118.2999 | 111.0022 | -2.0688 | -1.7842 | -1.9982 | -2.1668 | -2.6023 | -1.9194 | -2.4791 | -2.4503 | -4.7665 | -3.6734 | -2.7826 | -1.9046 | -2.7959 | 0.71115 | 7.3736 | 6.9706 | 4.3996 | 4.8229 | -1.4405 | -1.6669 | -0.29218 | -0.78174 | -0.52571 | -0.44509 | 48.2539 | 47.2538 | 46.0304 | 45.5299 | 45.3454 | 45.6849 | 45.4361 | 45.6141 | 46.5439 | 48.6394 | 52.4284 | 55.3111 | 56.9855 | 58.2512 | 58.6529 | 58.7594 | 58.6258 | 57.0416 | 55.5183 | 54.0416 | 53.2085 | 52.0367 | 51.0755 | 49.6359 | 2.9427 | 3.4136 | 3.2356 | 3.7403 | 4.018 | 3.0195 | 3.4192 | 3.5321 | 4.2451 | 4.9528 | 4.9988 | 4.4682 | 3.7859 | 3.8996 | 3.8846 | 3.8362 | 3.8765 | 4.249 | 4.0735 | 3.4235 | 4.0317 | 3.5401 | 3.5212 | 3.3107
Program Specific1-in-2Size: Over 200kWSouth of Lugo2021February Monthly Peak | Program Specific | 1-in-2 | Size: Over 200kW | South of Lugo | 2021 | February Monthly Peak | 2 | 102.7494 | 99.9675 | 97.2471 | 97.8575 | 103.67 | 118.456 | 144.3782 | 161.1018 | 172.8972 | 182.1731 | 186.0481 | 187.0118 | 185.0585 | 185.5557 | 181.2233 | 172.0025 | 165.7325 | 165.0312 | 157.1648 | 152.2186 | 144.0031 | 133.5985 | 118.0845 | 110.7493 | -2.0591 | -1.7763 | -1.9897 | -2.1592 | -2.5901 | -1.9118 | -2.4553 | -2.4163 | -4.6977 | -3.6348 | -2.7666 | -1.9024 | -2.8004 | 0.71394 | 7.4089 | 7.007 | 4.4081 | 4.8213 | -1.4383 | -1.6579 | -0.29055 | -0.77756 | -0.52475 | -0.44408 | 51.5751 | 51.2872 | 51.0125 | 50.7479 | 50.4249 | 50.0008 | 49.7461 | 49.7238 | 50.4787 | 52.5865 | 54.3521 | 56.0914 | 56.676 | 56.7487 | 56.7219 | 55.6342 | 55.532 | 55.2547 | 53.8628 | 52.8979 | 52.0705 | 51.8522 | 50.6065 | 49.143 | 2.9289 | 3.3984 | 3.2218 | 3.7273 | 3.9991 | 3.0074 | 3.3863 | 3.4831 | 4.1838 | 4.9007 | 4.9701 | 4.4629 | 3.7919 | 3.9149 | 3.9031 | 3.8563 | 3.884 | 4.2477 | 4.0674 | 3.405 | 4.0092 | 3.5212 | 3.5148 | 3.3032
Program Specific1-in-2Size: Over 200kWSouth of Lugo2021March Monthly Peak | Program Specific | 1-in-2 | Size: Over 200kW | South of Lugo | 2021 | March Monthly Peak | 3 | 110.3038 | 107.2698 | 102.5003 | 102.8195 | 108.9978 | 124.2236 | 150.2318 | 171.2865 | 185.9802 | 194.9588 | 199.0107 | 199.5594 | 196.1714 | 196.9935 | 194.651 | 187.113 | 181.0339 | 172.8946 | 160.7831 | 161.3755 | 155.0862 | 144.8132 | 127.4451 | 117.723 | -2.2104 | -1.9061 | -2.0971 | -2.2687 | -2.7232 | -2.0048 | -2.5548 | -2.5691 | -5.0531 | -3.8899 | -2.9594 | -2.03 | -2.9686 | 0.75795 | 7.9578 | 7.6225 | 4.8151 | 5.051 | -1.4714 | -1.7576 | -0.31292 | -0.84283 | -0.56635 | -0.47204 | 51.7779 | 50.5414 | 49.2103 | 48.6578 | 48.4009 | 47.8147 | 47.6257 | 48.0647 | 50.5815 | 52.6907 | 55.0218 | 57.2064 | 58.1011 | 59.127 | 59.1575 | 59.8386 | 59.4443 | 58.2028 | 56.5957 | 54.8991 | 54.1582 | 53.2226 | 52.1692 | 51.0709 | 3.1442 | 3.6466 | 3.3958 | 3.9163 | 4.2046 | 3.1539 | 3.5236 | 3.7033 | 4.5004 | 5.2447 | 5.3164 | 4.7623 | 4.0196 | 4.1562 | 4.1923 | 4.195 | 4.2426 | 4.4501 | 4.1611 | 3.6099 | 4.3178 | 3.8167 | 3.7934 | 3.5112
Program Specific1-in-2Size: Over 200kWSouth of Lugo2021April Monthly Peak | Program Specific | 1-in-2 | Size: Over 200kW | South of Lugo | 2021 | April Monthly Peak | 4 | 110.2538 | 107.0951 | 102.2782 | 102.8676 | 108.5916 | 124.355 | 148.3135 | 168.2578 | 184.1931 | 196.8435 | 205.0942 | 208.9672 | 207.7154 | 210.1717 | 208.1425 | 200.2476 | 191.2696 | 180.7807 | 166.3362 | 164.0272 | 156.6905 | 145.9119 | 129.39 | 119.1788 | -2.2094 | -1.903 | -2.0926 | -2.2697 | -2.7131 | -2.007 | -2.5222 | -2.5236 | -5.0046 | -3.9275 | -3.0498 | -2.1257 | -3.1432 | 0.80865 | 8.5094 | 8.1576 | 5.0874 | 5.2814 | -1.5223 | -1.7865 | -0.31615 | -0.84923 | -0.57499 | -0.47788 | 62.0272 | 61.5675 | 60.7961 | 59.6748 | 58.842 | 58.0491 | 57.5602 | 57.7665 | 59.4338 | 62.7783 | 65.7749 | 69.0351 | 71.6561 | 73.6688 | 74.3238 | 74.2192 | 74.4743 | 73.5279 | 72.6165 | 70.6996 | 67.1729 | 65.5019 | 63.8848 | 61.781 | 3.1428 | 3.6407 | 3.3884 | 3.9181 | 4.189 | 3.1572 | 3.4786 | 3.6378 | 4.4571 | 5.2954 | 5.4789 | 4.9868 | 4.2561 | 4.4342 | 4.4829 | 4.4895 | 4.4825 | 4.6531 | 4.3048 | 3.6692 | 4.3624 | 3.8457 | 3.8513 | 3.5546
Program Specific1-in-2Size: Over 200kWSouth of Lugo2021May Monthly Peak | Program Specific | 1-in-2 | Size: Over 200kW | South of Lugo | 2021 | May Monthly Peak | 5 | 116.1614 | 113.6313 | 108.4317 | 108.9021 | 115.5135 | 131.615 | 155.2168 | 179.7089 | 197.8532 | 212.0314 | 219.9297 | 221.3903 | 217.2544 | 218.1477 | 215.5325 | 206.5594 | 196.5303 | 184.8689 | 170.9604 | 165.2686 | 161.0599 | 150.1327 | 135.0037 | 125.394 | -2.3278 | -2.0191 | -2.2185 | -2.4029 | -2.886 | -2.1241 | -2.6396 | -2.6954 | -5.3757 | -4.2306 | -3.2705 | -2.2521 | -3.2876 | 0.83934 | 8.8115 | 8.4147 | 5.2273 | 5.4009 | -1.5646 | -1.8 | -0.32497 | -0.87379 | -0.59994 | -0.5028 | 59.044 | 59.1305 | 59.1369 | 58.5076 | 57.9686 | 57.9823 | 58.3101 | 58.9294 | 59.7008 | 61.5045 | 64.5568 | 67.527 | 70.1272 | 71.0969 | 70.827 | 71.7054 | 71.8426 | 70.7134 | 68.7721 | 66.0591 | 63.1198 | 60.7716 | 60.2611 | 59.9006 | 3.3112 | 3.8629 | 3.5923 | 4.1479 | 4.456 | 3.3415 | 3.6405 | 3.8854 | 4.7877 | 5.704 | 5.8752 | 5.2833 | 4.4516 | 4.6025 | 4.6421 | 4.631 | 4.6058 | 4.7583 | 4.4245 | 3.697 | 4.4841 | 3.9569 | 4.0184 | 3.74
Program Specific1-in-2Size: Over 200kWSouth of Lugo2021June Monthly Peak | Program Specific | 1-in-2 | Size: Over 200kW | South of Lugo | 2021 | June Monthly Peak | 6 | 123.4428 | 119.5741 | 114.7413 | 114.6324 | 122.5626 | 140.3797 | 163.3422 | 186.6645 | 203.9225 | 217.1818 | 225.3009 | 226.9178 | 221.4264 | 222.5613 | 220.8062 | 212.9037 | 203.3321 | 192.4005 | 177.6501 | 171.5008 | 167.6445 | 157.021 | 142.7184 | 132.5719 | -2.4737 | -2.1247 | -2.3476 | -2.5293 | -3.0621 | -2.2656 | -2.7778 | -2.7997 | -5.5406 | -4.3333 | -3.3503 | -2.3083 | -3.3507 | 0.85632 | 9.0271 | 8.6732 | 5.4082 | 5.6209 | -1.6258 | -1.8679 | -0.33825 | -0.91389 | -0.63422 | -0.53158 | 62.7137 | 62.6263 | 62.1857 | 61.5597 | 61.3606 | 60.8774 | 60.4289 | 60.97 | 63.0565 | 67.5748 | 71.8685 | 75.5656 | 76.156 | 76.0935 | 77.5587 | 77.717 | 79.1591 | 79.2698 | 79.1468 | 75.5282 | 71.2072 | 67.4268 | 65.8223 | 64.6044 | 3.5187 | 4.0649 | 3.8013 | 4.3662 | 4.7279 | 3.564 | 3.8311 | 4.0358 | 4.9346 | 5.8425 | 6.0187 | 5.4152 | 4.5371 | 4.6956 | 4.7557 | 4.7732 | 4.7652 | 4.9521 | 4.5976 | 3.8364 | 4.6674 | 4.1385 | 4.248 | 3.9541
Program Specific1-in-2Size: Over 200kWSouth of Lugo2021July Monthly Peak | Program Specific | 1-in-2 | Size: Over 200kW | South of Lugo | 2021 | July Monthly Peak | 7 | 126.4844 | 122.7185 | 118.4877 | 118.6799 | 127.4954 | 146.1773 | 172.5637 | 196.7564 | 212.9451 | 225.4913 | 236.3637 | 237.6612 | 232.3553 | 232.4291 | 230.0002 | 224.1337 | 213.8744 | 201.9165 | 185.5807 | 178.0875 | 174.1474 | 162.422 | 146.5548 | 136.2884 | -3.1369 | -3.4892 | -3.2101 | -3.002 | -3.1383 | -2.5407 | -3.4229 | -3.0119 | -4.0876 | -4.2949 | -3.8695 | -2.7833 | -3.0134 | 0.50455 | 8.7067 | 8.5563 | 6.5534 | 5.9478 | -0.63905 | -1.972 | -1.6534 | -2.1412 | -2.085 | -2.0501 | 69.6006 | 68.8635 | 68.555 | 68.4415 | 68.0167 | 67.1606 | 67.0841 | 68.0329 | 70.7411 | 73.4073 | 76.0376 | 79.447 | 80.9501 | 81.4278 | 82.2446 | 82.4384 | 83.178 | 83.41 | 83.814 | 82.3068 | 79.0999 | 74.9019 | 72.3981 | 71.5106 | 3.3431 | 3.8683 | 3.6399 | 4.1915 | 4.5604 | 3.4412 | 3.7529 | 3.9445 | 4.778 | 5.6247 | 5.8549 | 5.259 | 4.4146 | 4.547 | 4.5933 | 4.6594 | 4.6476 | 4.819 | 4.4534 | 3.6939 | 4.4957 | 3.9694 | 4.0448 | 3.7692
Program Specific1-in-2Size: Over 200kWSouth of Lugo2021August Monthly Peak | Program Specific | 1-in-2 | Size: Over 200kW | South of Lugo | 2021 | August Monthly Peak | 8 | 123.1051 | 119.9676 | 116.0872 | 116.5285 | 124.9414 | 144.4923 | 172.9496 | 195.8973 | 211.8956 | 227.0681 | 240.192 | 242.8022 | 238.1346 | 239.4306 | 236.3075 | 227.6732 | 216.1527 | 204.0103 | 187.275 | 180.6487 | 173.7646 | 161.2071 | 143.9224 | 133.9487 | -3.1843 | -3.6974 | -3.3174 | -3.0318 | -3.0651 | -2.5516 | -3.5401 | -3.0123 | -3.6892 | -4.2789 | -4.0129 | -2.9272 | -2.973 | 0.42987 | 8.7853 | 8.5608 | 6.8189 | 6.0205 | -0.40555 | -2.0077 | -1.9406 | -2.391 | -2.3628 | -2.3458 | 70.2939 | 68.8328 | 68.2846 | 68.6026 | 68.555 | 67.7099 | 67.4967 | 67.4934 | 69.3165 | 73.5777 | 78.0046 | 82.5077 | 84.9213 | 85.587 | 85.8439 | 85.8492 | 87.2826 | 88.4614 | 87.6167 | 82.6076 | 76.9048 | 74.1941 | 72.8875 | 71.6368 | 3.2414 | 3.7672 | 3.5526 | 4.0999 | 4.452 | 3.3886 | 3.747 | 3.9124 | 4.7364 | 5.6426 | 5.9271 | 5.3523 | 4.5072 | 4.6662 | 4.7013 | 4.715 | 4.6792 | 4.8504 | 4.477 | 3.7328 | 4.4688 | 3.9247 | 3.9571 | 3.6904
Program Specific1-in-2Size: Over 200kWSouth of Lugo2021September Monthly Peak | Program Specific | 1-in-2 | Size: Over 200kW | South of Lugo | 2021 | September Monthly Peak | 9 | 124.3881 | 121.7096 | 117.0969 | 117.6643 | 126.893 | 148.0897 | 180.5316 | 205.6445 | 226.4588 | 244.1524 | 256.6608 | 258.3308 | 253.1248 | 254.3558 | 248.9827 | 237.2086 | 224.6004 | 209.7954 | 192.3659 | 187.7249 | 177.2669 | 163.176 | 145.5845 | 135.2025 | -3.2667 | -3.8589 | -3.4108 | -3.0929 | -3.1091 | -2.6304 | -3.7378 | -3.1675 | -3.7927 | -4.5824 | -4.32 | -3.1474 | -3.1147 | 0.42123 | 9.1939 | 8.8689 | 7.1608 | 6.1955 | -0.32536 | -2.0891 | -2.0899 | -2.52 | -2.5084 | -2.4916 | 70.1393 | 69.453 | 68.9368 | 68.5519 | 67.9874 | 67.6335 | 67.4003 | 67.3519 | 69.0723 | 73.1264 | 77.1865 | 82.0195 | 85.9394 | 87.7718 | 88.4507 | 88.9116 | 89.3295 | 88.0232 | 87.3167 | 84.9708 | 81.1907 | 77.9652 | 76.0654 | 75.1905 | 3.275 | 3.8217 | 3.5832 | 4.1396 | 4.5213 | 3.4728 | 3.911 | 4.1068 | 5.0616 | 6.0667 | 6.3331 | 5.6943 | 4.7907 | 4.9568 | 4.9532 | 4.9122 | 4.8618 | 4.9877 | 4.5984 | 3.8787 | 4.5586 | 3.9724 | 4.0025 | 3.7247
Program Specific1-in-2Size: Over 200kWSouth of Lugo2021October Monthly Peak | Program Specific | 1-in-2 | Size: Over 200kW | South of Lugo | 2021 | October Monthly Peak | 10 | 103.806 | 100.6999 | 97.8285 | 98.7567 | 104.0783 | 119.8227 | 144.1667 | 160.8787 | 175.5984 | 190.2068 | 199.7727 | 204.8342 | 205.5953 | 208.0797 | 203.9983 | 194.0487 | 183.7975 | 179.6589 | 167.93 | 159.0467 | 148.8624 | 137.3149 | 122.17 | 114.024 | -2.2296 | -2.1138 | -2.1976 | -2.2754 | -2.5887 | -1.9788 | -2.575 | -2.428 | -4.3479 | -3.743 | -3.0613 | -2.1789 | -2.9767 | 0.69516 | 8.1533 | 7.7548 | 5.1132 | 5.2618 | -1.2472 | -1.741 | -0.63671 | -1.1047 | -0.9041 | -0.83738 | 64.2351 | 63.9469 | 63.7306 | 62.4905 | 61.8839 | 61.2487 | 60.6747 | 60.7572 | 61.6143 | 64.7022 | 68.7909 | 74.3523 | 80.413 | 83.6201 | 82.4799 | 81.9436 | 82.2819 | 81.3263 | 78.5117 | 74.2557 | 71.8981 | 70.3044 | 68.6267 | 66.9786 | 2.8665 | 3.3163 | 3.1398 | 3.644 | 3.8894 | 2.9471 | 3.2757 | 3.3696 | 4.1164 | 4.957 | 5.17 | 4.7355 | 4.0811 | 4.2529 | 4.2564 | 4.2146 | 4.1728 | 4.4797 | 4.2103 | 3.4466 | 4.015 | 3.506 | 3.5228 | 3.2946
Program Specific1-in-2Size: Over 200kWSouth of Lugo2021November Monthly Peak | Program Specific | 1-in-2 | Size: Over 200kW | South of Lugo | 2021 | November Monthly Peak | 11 | 104.2216 | 100.1087 | 97.1152 | 99.0659 | 104.7918 | 120.8246 | 142.8378 | 160.1468 | 176.265 | 188.715 | 196.9955 | 200.0479 | 198.6186 | 199.6507 | 195.9877 | 186.5598 | 177.9241 | 173.5412 | 162.6018 | 154.8622 | 145.7267 | 135.3616 | 119.2618 | 111.1371 | -2.0886 | -1.7788 | -1.987 | -2.1859 | -2.6182 | -1.95 | -2.4291 | -2.402 | -4.7892 | -3.7653 | -2.9294 | -2.035 | -3.0056 | 0.76817 | 8.0125 | 7.6 | 4.7324 | 5.0699 | -1.4881 | -1.6867 | -0.29403 | -0.78782 | -0.52998 | -0.44563 | 59.4229 | 58.4533 | 57.6749 | 56.8855 | 55.6992 | 54.5572 | 54.2103 | 54.772 | 57.0943 | 60.0353 | 64.6325 | 68.9716 | 72.2036 | 74.0758 | 75.4664 | 74.8218 | 72.5425 | 69.6714 | 67.3714 | 66.3429 | 65.2328 | 65.0493 | 64.4693 | 64.7668 | 2.9708 | 3.4032 | 3.2174 | 3.7733 | 4.0424 | 3.0676 | 3.3502 | 3.4625 | 4.2653 | 5.0767 | 5.2626 | 4.774 | 4.0697 | 4.2123 | 4.2211 | 4.1826 | 4.1697 | 4.4667 | 4.2082 | 3.4642 | 4.0572 | 3.5676 | 3.5498 | 3.3148
Program Specific1-in-2Size: Over 200kWSouth of Lugo2021December Monthly Peak | Program Specific | 1-in-2 | Size: Over 200kW | South of Lugo | 2021 | December Monthly Peak | 12 | 99.9009 | 97.2474 | 94.7295 | 95.948 | 100.8751 | 114.2185 | 135.9153 | 150.4185 | 161.9121 | 170.6019 | 174.5599 | 175.3154 | 172.71 | 171.4138 | 167.8182 | 160.189 | 155.4369 | 154.3498 | 146.7413 | 141.1458 | 133.7581 | 126.5221 | 112.5074 | 106.0407 | -2.002 | -1.728 | -1.9382 | -2.1171 | -2.5203 | -1.8434 | -2.3113 | -2.2561 | -4.3992 | -3.4039 | -2.5958 | -1.7834 | -2.6135 | 0.65953 | 6.8608 | 6.5257 | 4.1343 | 4.5093 | -1.3429 | -1.5373 | -0.26988 | -0.73638 | -0.49997 | -0.4252 | 52.4211 | 51.1439 | 50.2196 | 49.4245 | 48.9351 | 47.8943 | 48.1876 | 48.4148 | 48.9151 | 52.5157 | 57.012 | 59.992 | 61.6755 | 62.9226 | 63.4153 | 63.7459 | 62.9764 | 60.7744 | 58.7189 | 57.0619 | 55.2993 | 53.1474 | 51.1984 | 49.881 | 2.8477 | 3.3059 | 3.1384 | 3.6545 | 3.8913 | 2.8998 | 3.1878 | 3.2521 | 3.918 | 4.5895 | 4.6632 | 4.1838 | 3.5389 | 3.6165 | 3.6144 | 3.5914 | 3.6427 | 3.9728 | 3.7977 | 3.1573 | 3.724 | 3.3347 | 3.3488 | 3.1628
Program Specific1-in-2Size: Over 200kWSouth of Lugo2021Typical Event Day | Program Specific | 1-in-2 | Size: Over 200kW | South of Lugo | 2021 | Typical Event Day | 8 | 122.1294 | 119.1432 | 115.3446 | 115.7941 | 124.1551 | 143.4377 | 171.1051 | 192.8884 | 207.6462 | 222.0456 | 234.6409 | 237.1889 | 232.4104 | 233.6995 | 230.6886 | 222.3134 | 211.2032 | 199.5774 | 183.7475 | 177.4904 | 171.2178 | 159.1236 | 142.4117 | 132.6286 | -2.9758 | -3.2716 | -3.0551 | -2.8948 | -3.0603 | -2.4768 | -3.3498 | -2.9472 | -4.137 | -4.2476 | -3.8092 | -2.7445 | -3.06 | 0.54306 | 8.7965 | 8.5388 | 6.3936 | 5.8745 | -0.72843 | -1.9624 | -1.5088 | -1.9909 | -1.8989 | -1.8616 | 68.1869 | 67.4439 | 66.9905 | 66.7889 | 66.4799 | 65.8453 | 65.6025 | 65.9621 | 68.0466 | 71.9215 | 75.7743 | 79.8849 | 81.9917 | 82.72 | 83.5245 | 83.7291 | 84.7373 | 84.7911 | 84.4736 | 81.3533 | 77.1006 | 73.622 | 71.7933 | 70.7356 | 3.2379 | 3.7671 | 3.5541 | 4.1021 | 4.4545 | 3.3871 | 3.7326 | 3.8788 | 4.6733 | 5.5557 | 5.83 | 5.2646 | 4.4292 | 4.5859 | 4.6211 | 4.6357 | 4.6035 | 4.7777 | 4.4229 | 3.6927 | 4.4336 | 3.9007 | 3.9425 | 3.6792
Program Specific1-in-2Size: Over 200kWSouth of Lugo2022January Monthly Peak | Program Specific | 1-in-2 | Size: Over 200kW | South of Lugo | 2022 | January Monthly Peak | 1 | 103.2356 | 100.4136 | 97.6661 | 98.2007 | 104.1591 | 118.9322 | 145.7822 | 163.3654 | 175.4321 | 184.1069 | 187.1219 | 187.2322 | 184.7649 | 184.831 | 180.3609 | 171.1094 | 165.4111 | 165.0839 | 157.3987 | 153.0447 | 144.8112 | 134.3164 | 118.2999 | 111.0022 | -2.0688 | -1.7842 | -1.9982 | -2.1668 | -2.6023 | -1.9194 | -2.4791 | -2.4503 | -4.7665 | -3.6734 | -2.7826 | -1.9046 | -2.7959 | 0.71115 | 7.3736 | 6.9706 | 4.3996 | 4.8229 | -1.4405 | -1.6669 | -0.29218 | -0.78174 | -0.52571 | -0.44509 | 48.2539 | 47.2538 | 46.0304 | 45.5299 | 45.3454 | 45.6849 | 45.4361 | 45.6141 | 46.5439 | 48.6394 | 52.4284 | 55.3111 | 56.9855 | 58.2512 | 58.6529 | 58.7594 | 58.6258 | 57.0416 | 55.5183 | 54.0416 | 53.2085 | 52.0367 | 51.0755 | 49.6359 | 2.9427 | 3.4136 | 3.2356 | 3.7403 | 4.018 | 3.0195 | 3.4192 | 3.5321 | 4.2451 | 4.9528 | 4.9988 | 4.4682 | 3.7859 | 3.8996 | 3.8846 | 3.8362 | 3.8765 | 4.249 | 4.0735 | 3.4235 | 4.0317 | 3.5401 | 3.5212 | 3.3107
Program Specific1-in-2Size: Over 200kWSouth of Lugo2022February Monthly Peak | Program Specific | 1-in-2 | Size: Over 200kW | South of Lugo | 2022 | February Monthly Peak | 2 | 102.7494 | 99.9675 | 97.2471 | 97.8575 | 103.67 | 118.456 | 144.3782 | 161.1018 | 172.8972 | 182.1731 | 186.0481 | 187.0118 | 185.0586 | 185.5557 | 181.2233 | 172.0025 | 165.7325 | 165.0312 | 157.1648 | 152.2185 | 144.0031 | 133.5985 | 118.0845 | 110.7493 | -2.0591 | -1.7763 | -1.9897 | -2.1592 | -2.5901 | -1.9118 | -2.4553 | -2.4163 | -4.6977 | -3.6348 | -2.7666 | -1.9024 | -2.8004 | 0.71394 | 7.4089 | 7.007 | 4.4081 | 4.8213 | -1.4383 | -1.6579 | -0.29055 | -0.77756 | -0.52475 | -0.44408 | 51.5751 | 51.2872 | 51.0125 | 50.7479 | 50.4249 | 50.0008 | 49.7461 | 49.7238 | 50.4787 | 52.5865 | 54.3521 | 56.0914 | 56.676 | 56.7487 | 56.7219 | 55.6342 | 55.532 | 55.2547 | 53.8628 | 52.8979 | 52.0705 | 51.8522 | 50.6065 | 49.143 | 2.9289 | 3.3984 | 3.2218 | 3.7273 | 3.9991 | 3.0074 | 3.3863 | 3.4831 | 4.1838 | 4.9007 | 4.9701 | 4.4629 | 3.7919 | 3.9149 | 3.9031 | 3.8563 | 3.884 | 4.2477 | 4.0674 | 3.405 | 4.0092 | 3.5212 | 3.5148 | 3.3032
Program Specific1-in-2Size: Over 200kWSouth of Lugo2022March Monthly Peak | Program Specific | 1-in-2 | Size: Over 200kW | South of Lugo | 2022 | March Monthly Peak | 3 | 110.3038 | 107.2698 | 102.5003 | 102.8195 | 108.9978 | 124.2236 | 150.2318 | 171.2865 | 185.9802 | 194.9588 | 199.0107 | 199.5594 | 196.1714 | 196.9935 | 194.651 | 187.113 | 181.0339 | 172.8946 | 160.7831 | 161.3755 | 155.0862 | 144.8132 | 127.4451 | 117.723 | -2.2104 | -1.9061 | -2.0971 | -2.2687 | -2.7232 | -2.0048 | -2.5548 | -2.5691 | -5.0531 | -3.8899 | -2.9594 | -2.03 | -2.9686 | 0.75795 | 7.9578 | 7.6225 | 4.8151 | 5.051 | -1.4714 | -1.7576 | -0.31292 | -0.84283 | -0.56635 | -0.47204 | 51.7779 | 50.5414 | 49.2103 | 48.6578 | 48.4009 | 47.8147 | 47.6257 | 48.0647 | 50.5815 | 52.6907 | 55.0219 | 57.2064 | 58.1011 | 59.127 | 59.1575 | 59.8386 | 59.4443 | 58.2028 | 56.5957 | 54.8991 | 54.1582 | 53.2226 | 52.1692 | 51.0709 | 3.1442 | 3.6466 | 3.3958 | 3.9163 | 4.2046 | 3.1539 | 3.5236 | 3.7033 | 4.5004 | 5.2447 | 5.3164 | 4.7623 | 4.0196 | 4.1562 | 4.1923 | 4.195 | 4.2426 | 4.4501 | 4.1611 | 3.6099 | 4.3178 | 3.8167 | 3.7934 | 3.5112
Program Specific1-in-2Size: Over 200kWSouth of Lugo2022April Monthly Peak | Program Specific | 1-in-2 | Size: Over 200kW | South of Lugo | 2022 | April Monthly Peak | 4 | 110.2538 | 107.0952 | 102.2782 | 102.8676 | 108.5916 | 124.355 | 148.3135 | 168.2578 | 184.1932 | 196.8435 | 205.0942 | 208.9672 | 207.7154 | 210.1717 | 208.1425 | 200.2476 | 191.2696 | 180.7807 | 166.3362 | 164.0272 | 156.6905 | 145.9119 | 129.39 | 119.1788 | -2.2094 | -1.903 | -2.0926 | -2.2697 | -2.7131 | -2.007 | -2.5222 | -2.5236 | -5.0046 | -3.9275 | -3.0498 | -2.1257 | -3.1432 | 0.80865 | 8.5094 | 8.1576 | 5.0874 | 5.2814 | -1.5223 | -1.7865 | -0.31615 | -0.84923 | -0.57499 | -0.47788 | 62.0272 | 61.5675 | 60.7961 | 59.6748 | 58.842 | 58.0491 | 57.5602 | 57.7665 | 59.4338 | 62.7783 | 65.7749 | 69.0351 | 71.6561 | 73.6688 | 74.3238 | 74.2192 | 74.4743 | 73.5279 | 72.6165 | 70.6996 | 67.1729 | 65.5019 | 63.8848 | 61.781 | 3.1428 | 3.6407 | 3.3884 | 3.9181 | 4.189 | 3.1572 | 3.4786 | 3.6378 | 4.4571 | 5.2954 | 5.4789 | 4.9868 | 4.2561 | 4.4342 | 4.4829 | 4.4895 | 4.4825 | 4.6531 | 4.3048 | 3.6692 | 4.3624 | 3.8457 | 3.8513 | 3.5546
Program Specific1-in-2Size: Over 200kWSouth of Lugo2022May Monthly Peak | Program Specific | 1-in-2 | Size: Over 200kW | South of Lugo | 2022 | May Monthly Peak | 5 | 116.1614 | 113.6313 | 108.4317 | 108.9021 | 115.5135 | 131.615 | 155.2168 | 179.7089 | 197.8532 | 212.0314 | 219.9297 | 221.3903 | 217.2544 | 218.1477 | 215.5325 | 206.5594 | 196.5303 | 184.8689 | 170.9604 | 165.2686 | 161.0599 | 150.1327 | 135.0038 | 125.394 | -2.3278 | -2.0191 | -2.2185 | -2.4029 | -2.886 | -2.1241 | -2.6396 | -2.6954 | -5.3757 | -4.2306 | -3.2705 | -2.2521 | -3.2876 | 0.83934 | 8.8115 | 8.4147 | 5.2273 | 5.4009 | -1.5646 | -1.8 | -0.32497 | -0.87379 | -0.59994 | -0.5028 | 59.044 | 59.1306 | 59.1369 | 58.5076 | 57.9686 | 57.9823 | 58.3101 | 58.9294 | 59.7008 | 61.5045 | 64.5568 | 67.527 | 70.1272 | 71.0969 | 70.827 | 71.7054 | 71.8426 | 70.7134 | 68.7721 | 66.0591 | 63.1198 | 60.7716 | 60.2611 | 59.9006 | 3.3112 | 3.8629 | 3.5923 | 4.1479 | 4.456 | 3.3415 | 3.6405 | 3.8854 | 4.7877 | 5.704 | 5.8752 | 5.2833 | 4.4516 | 4.6025 | 4.6421 | 4.631 | 4.6058 | 4.7583 | 4.4245 | 3.697 | 4.4841 | 3.9569 | 4.0184 | 3.74
Program Specific1-in-2Size: Over 200kWSouth of Lugo2022June Monthly Peak | Program Specific | 1-in-2 | Size: Over 200kW | South of Lugo | 2022 | June Monthly Peak | 6 | 123.4428 | 119.5741 | 114.7413 | 114.6324 | 122.5626 | 140.3797 | 163.3422 | 186.6645 | 203.9225 | 217.1818 | 225.3009 | 226.9178 | 221.4264 | 222.5613 | 220.8062 | 212.9037 | 203.3322 | 192.4005 | 177.6501 | 171.5008 | 167.6445 | 157.021 | 142.7184 | 132.5719 | -2.4737 | -2.1247 | -2.3476 | -2.5293 | -3.0621 | -2.2656 | -2.7778 | -2.7997 | -5.5406 | -4.3333 | -3.3503 | -2.3083 | -3.3507 | 0.85632 | 9.0271 | 8.6732 | 5.4082 | 5.6209 | -1.6258 | -1.8679 | -0.33825 | -0.91389 | -0.63422 | -0.53158 | 62.7137 | 62.6263 | 62.1857 | 61.5597 | 61.3606 | 60.8774 | 60.4289 | 60.97 | 63.0565 | 67.5748 | 71.8685 | 75.5656 | 76.156 | 76.0935 | 77.5587 | 77.717 | 79.1591 | 79.2698 | 79.1468 | 75.5282 | 71.2072 | 67.4268 | 65.8223 | 64.6044 | 3.5187 | 4.0649 | 3.8013 | 4.3662 | 4.7279 | 3.564 | 3.8311 | 4.0358 | 4.9346 | 5.8425 | 6.0187 | 5.4152 | 4.5371 | 4.6956 | 4.7557 | 4.7732 | 4.7652 | 4.9521 | 4.5976 | 3.8364 | 4.6674 | 4.1385 | 4.248 | 3.9541
Program Specific1-in-2Size: Over 200kWSouth of Lugo2022July Monthly Peak | Program Specific | 1-in-2 | Size: Over 200kW | South of Lugo | 2022 | July Monthly Peak | 7 | 126.4844 | 122.7185 | 118.4877 | 118.6799 | 127.4954 | 146.1773 | 172.5637 | 196.7565 | 212.945 | 225.4913 | 236.3637 | 237.6612 | 232.3554 | 232.4291 | 230.0002 | 224.1336 | 213.8745 | 201.9165 | 185.5807 | 178.0875 | 174.1474 | 162.422 | 146.5548 | 136.2884 | -3.1369 | -3.4892 | -3.2101 | -3.002 | -3.1383 | -2.5407 | -3.4229 | -3.0119 | -4.0876 | -4.2949 | -3.8695 | -2.7833 | -3.0134 | 0.50455 | 8.7067 | 8.5563 | 6.5534 | 5.9478 | -0.63905 | -1.972 | -1.6534 | -2.1412 | -2.085 | -2.0501 | 69.6006 | 68.8635 | 68.555 | 68.4415 | 68.0167 | 67.1605 | 67.0841 | 68.0329 | 70.7411 | 73.4073 | 76.0376 | 79.447 | 80.9501 | 81.4278 | 82.2446 | 82.4384 | 83.178 | 83.41 | 83.814 | 82.3068 | 79.0999 | 74.9019 | 72.3981 | 71.5106 | 3.3431 | 3.8683 | 3.6399 | 4.1915 | 4.5604 | 3.4412 | 3.7529 | 3.9445 | 4.778 | 5.6247 | 5.8549 | 5.259 | 4.4146 | 4.547 | 4.5933 | 4.6594 | 4.6476 | 4.819 | 4.4534 | 3.6939 | 4.4957 | 3.9694 | 4.0448 | 3.7692
Program Specific1-in-2Size: Over 200kWSouth of Lugo2022August Monthly Peak | Program Specific | 1-in-2 | Size: Over 200kW | South of Lugo | 2022 | August Monthly Peak | 8 | 123.1051 | 119.9676 | 116.0872 | 116.5285 | 124.9414 | 144.4923 | 172.9496 | 195.8973 | 211.8957 | 227.0681 | 240.192 | 242.8022 | 238.1346 | 239.4306 | 236.3075 | 227.6732 | 216.1527 | 204.0104 | 187.2749 | 180.6487 | 173.7646 | 161.2071 | 143.9224 | 133.9487 | -3.1843 | -3.6974 | -3.3174 | -3.0318 | -3.0651 | -2.5516 | -3.5401 | -3.0123 | -3.6892 | -4.2789 | -4.0129 | -2.9272 | -2.973 | 0.42987 | 8.7853 | 8.5608 | 6.8189 | 6.0205 | -0.40555 | -2.0077 | -1.9406 | -2.391 | -2.3628 | -2.3458 | 70.2939 | 68.8328 | 68.2846 | 68.6026 | 68.555 | 67.7099 | 67.4967 | 67.4934 | 69.3165 | 73.5777 | 78.0046 | 82.5077 | 84.9213 | 85.587 | 85.8439 | 85.8492 | 87.2826 | 88.4614 | 87.6167 | 82.6076 | 76.9048 | 74.1941 | 72.8875 | 71.6368 | 3.2414 | 3.7672 | 3.5526 | 4.0999 | 4.452 | 3.3886 | 3.747 | 3.9124 | 4.7364 | 5.6426 | 5.9271 | 5.3523 | 4.5072 | 4.6662 | 4.7013 | 4.715 | 4.6792 | 4.8504 | 4.477 | 3.7328 | 4.4688 | 3.9247 | 3.9571 | 3.6904
Program Specific1-in-2Size: Over 200kWSouth of Lugo2022September Monthly Peak | Program Specific | 1-in-2 | Size: Over 200kW | South of Lugo | 2022 | September Monthly Peak | 9 | 124.3881 | 121.7096 | 117.0969 | 117.6643 | 126.893 | 148.0898 | 180.5316 | 205.6445 | 226.4588 | 244.1524 | 256.6609 | 258.3307 | 253.1248 | 254.3558 | 248.9827 | 237.2086 | 224.6004 | 209.7955 | 192.3659 | 187.7249 | 177.2669 | 163.176 | 145.5845 | 135.2025 | -3.2667 | -3.8589 | -3.4108 | -3.0929 | -3.1091 | -2.6304 | -3.7378 | -3.1675 | -3.7927 | -4.5824 | -4.32 | -3.1474 | -3.1147 | 0.42123 | 9.1939 | 8.8689 | 7.1608 | 6.1955 | -0.32536 | -2.0891 | -2.0899 | -2.52 | -2.5084 | -2.4916 | 70.1393 | 69.453 | 68.9368 | 68.5519 | 67.9874 | 67.6335 | 67.4003 | 67.3519 | 69.0723 | 73.1264 | 77.1865 | 82.0195 | 85.9394 | 87.7718 | 88.4507 | 88.9115 | 89.3295 | 88.0232 | 87.3167 | 84.9709 | 81.1907 | 77.9652 | 76.0654 | 75.1905 | 3.275 | 3.8217 | 3.5832 | 4.1396 | 4.5213 | 3.4728 | 3.911 | 4.1068 | 5.0616 | 6.0667 | 6.3331 | 5.6943 | 4.7907 | 4.9568 | 4.9532 | 4.9122 | 4.8618 | 4.9877 | 4.5984 | 3.8787 | 4.5586 | 3.9724 | 4.0025 | 3.7247
Program Specific1-in-2Size: Over 200kWSouth of Lugo2022October Monthly Peak | Program Specific | 1-in-2 | Size: Over 200kW | South of Lugo | 2022 | October Monthly Peak | 10 | 103.806 | 100.6999 | 97.8285 | 98.7567 | 104.0783 | 119.8227 | 144.1667 | 160.8787 | 175.5984 | 190.2068 | 199.7727 | 204.8342 | 205.5952 | 208.0797 | 203.9984 | 194.0487 | 183.7975 | 179.6589 | 167.93 | 159.0467 | 148.8624 | 137.3149 | 122.17 | 114.024 | -2.2296 | -2.1138 | -2.1976 | -2.2754 | -2.5887 | -1.9788 | -2.575 | -2.428 | -4.3479 | -3.743 | -3.0613 | -2.1789 | -2.9767 | 0.69516 | 8.1533 | 7.7548 | 5.1132 | 5.2618 | -1.2472 | -1.741 | -0.63671 | -1.1047 | -0.9041 | -0.83738 | 64.2351 | 63.9469 | 63.7306 | 62.4905 | 61.8839 | 61.2487 | 60.6747 | 60.7572 | 61.6143 | 64.7022 | 68.7909 | 74.3523 | 80.413 | 83.6201 | 82.4799 | 81.9436 | 82.282 | 81.3263 | 78.5118 | 74.2557 | 71.898 | 70.3044 | 68.6267 | 66.9786 | 2.8665 | 3.3163 | 3.1398 | 3.644 | 3.8894 | 2.9471 | 3.2757 | 3.3696 | 4.1164 | 4.957 | 5.17 | 4.7355 | 4.0811 | 4.2529 | 4.2564 | 4.2146 | 4.1728 | 4.4797 | 4.2103 | 3.4466 | 4.015 | 3.506 | 3.5228 | 3.2946
Program Specific1-in-2Size: Over 200kWSouth of Lugo2022November Monthly Peak | Program Specific | 1-in-2 | Size: Over 200kW | South of Lugo | 2022 | November Monthly Peak | 11 | 104.2216 | 100.1087 | 97.1152 | 99.0659 | 104.7918 | 120.8246 | 142.8378 | 160.1468 | 176.265 | 188.715 | 196.9955 | 200.0479 | 198.6187 | 199.6507 | 195.9877 | 186.5598 | 177.9241 | 173.5412 | 162.6018 | 154.8622 | 145.7267 | 135.3616 | 119.2617 | 111.1371 | -2.0886 | -1.7788 | -1.987 | -2.1859 | -2.6182 | -1.95 | -2.4291 | -2.402 | -4.7892 | -3.7653 | -2.9294 | -2.035 | -3.0056 | 0.76817 | 8.0125 | 7.6 | 4.7324 | 5.0699 | -1.4881 | -1.6867 | -0.29403 | -0.78782 | -0.52998 | -0.44563 | 59.4229 | 58.4533 | 57.6749 | 56.8855 | 55.6992 | 54.5572 | 54.2103 | 54.772 | 57.0943 | 60.0353 | 64.6325 | 68.9716 | 72.2036 | 74.0758 | 75.4664 | 74.8218 | 72.5425 | 69.6714 | 67.3714 | 66.3429 | 65.2328 | 65.0493 | 64.4693 | 64.7668 | 2.9708 | 3.4032 | 3.2174 | 3.7733 | 4.0424 | 3.0676 | 3.3502 | 3.4625 | 4.2653 | 5.0767 | 5.2626 | 4.774 | 4.0697 | 4.2123 | 4.2211 | 4.1826 | 4.1697 | 4.4667 | 4.2082 | 3.4642 | 4.0572 | 3.5676 | 3.5498 | 3.3148
Program Specific1-in-2Size: Over 200kWSouth of Lugo2022December Monthly Peak | Program Specific | 1-in-2 | Size: Over 200kW | South of Lugo | 2022 | December Monthly Peak | 12 | 99.9009 | 97.2474 | 94.7295 | 95.948 | 100.8751 | 114.2185 | 135.9153 | 150.4185 | 161.9121 | 170.6019 | 174.5599 | 175.3154 | 172.71 | 171.4138 | 167.8182 | 160.189 | 155.4369 | 154.3498 | 146.7413 | 141.1458 | 133.7581 | 126.5221 | 112.5074 | 106.0407 | -2.002 | -1.728 | -1.9382 | -2.1171 | -2.5203 | -1.8434 | -2.3113 | -2.2561 | -4.3992 | -3.4039 | -2.5958 | -1.7834 | -2.6135 | 0.65953 | 6.8608 | 6.5257 | 4.1343 | 4.5093 | -1.3429 | -1.5373 | -0.26988 | -0.73638 | -0.49997 | -0.4252 | 52.4211 | 51.1439 | 50.2196 | 49.4245 | 48.9351 | 47.8943 | 48.1876 | 48.4148 | 48.9151 | 52.5157 | 57.012 | 59.992 | 61.6755 | 62.9226 | 63.4153 | 63.7459 | 62.9764 | 60.7744 | 58.7189 | 57.0619 | 55.2993 | 53.1474 | 51.1984 | 49.881 | 2.8477 | 3.3059 | 3.1384 | 3.6545 | 3.8913 | 2.8998 | 3.1878 | 3.2521 | 3.918 | 4.5895 | 4.6632 | 4.1838 | 3.5389 | 3.6165 | 3.6144 | 3.5914 | 3.6427 | 3.9728 | 3.7977 | 3.1573 | 3.724 | 3.3347 | 3.3488 | 3.1628
Program Specific1-in-2Size: Over 200kWSouth of Lugo2022Typical Event Day | Program Specific | 1-in-2 | Size: Over 200kW | South of Lugo | 2022 | Typical Event Day | 8 | 122.1294 | 119.1432 | 115.3446 | 115.7941 | 124.1551 | 143.4377 | 171.1051 | 192.8884 | 207.6462 | 222.0456 | 234.6409 | 237.1889 | 232.4104 | 233.6995 | 230.6885 | 222.3134 | 211.2032 | 199.5774 | 183.7475 | 177.4904 | 171.2178 | 159.1236 | 142.4117 | 132.6286 | -2.9758 | -3.2716 | -3.0551 | -2.8948 | -3.0603 | -2.4768 | -3.3498 | -2.9472 | -4.137 | -4.2476 | -3.8092 | -2.7445 | -3.06 | 0.54306 | 8.7965 | 8.5388 | 6.3936 | 5.8745 | -0.72843 | -1.9624 | -1.5088 | -1.9909 | -1.8989 | -1.8616 | 68.1869 | 67.4439 | 66.9905 | 66.7889 | 66.4799 | 65.8453 | 65.6025 | 65.962 | 68.0466 | 71.9215 | 75.7743 | 79.885 | 81.9917 | 82.72 | 83.5245 | 83.729 | 84.7373 | 84.7911 | 84.4736 | 81.3533 | 77.1007 | 73.622 | 71.7933 | 70.7356 | 3.2379 | 3.7671 | 3.5541 | 4.1021 | 4.4545 | 3.3871 | 3.7326 | 3.8788 | 4.6733 | 5.5557 | 5.83 | 5.2646 | 4.4292 | 4.5859 | 4.6211 | 4.6357 | 4.6035 | 4.7777 | 4.4229 | 3.6927 | 4.4336 | 3.9007 | 3.9425 | 3.6792
Program Specific1-in-2Size: Over 200kWSouth of Lugo2023January Monthly Peak | Program Specific | 1-in-2 | Size: Over 200kW | South of Lugo | 2023 | January Monthly Peak | 1 | 103.2356 | 100.4136 | 97.6661 | 98.2007 | 104.1591 | 118.9322 | 145.7822 | 163.3654 | 175.4321 | 184.1069 | 187.1219 | 187.2322 | 184.7649 | 184.831 | 180.3609 | 171.1094 | 165.4111 | 165.0839 | 157.3987 | 153.0447 | 144.8112 | 134.3164 | 118.2999 | 111.0022 | -2.0688 | -1.7842 | -1.9982 | -2.1668 | -2.6023 | -1.9194 | -2.4791 | -2.4503 | -4.7665 | -3.6734 | -2.7826 | -1.9046 | -2.7959 | 0.71115 | 7.3736 | 6.9706 | 4.3996 | 4.8229 | -1.4405 | -1.6669 | -0.29218 | -0.78174 | -0.52571 | -0.44509 | 48.2539 | 47.2538 | 46.0304 | 45.5299 | 45.3454 | 45.6849 | 45.4361 | 45.6141 | 46.5439 | 48.6394 | 52.4284 | 55.3111 | 56.9855 | 58.2512 | 58.6529 | 58.7594 | 58.6258 | 57.0416 | 55.5183 | 54.0416 | 53.2085 | 52.0367 | 51.0755 | 49.6359 | 2.9427 | 3.4136 | 3.2356 | 3.7403 | 4.018 | 3.0195 | 3.4192 | 3.5321 | 4.2451 | 4.9528 | 4.9988 | 4.4682 | 3.7859 | 3.8996 | 3.8846 | 3.8362 | 3.8765 | 4.249 | 4.0735 | 3.4235 | 4.0317 | 3.5401 | 3.5212 | 3.3107
Program Specific1-in-2Size: Over 200kWSouth of Lugo2023February Monthly Peak | Program Specific | 1-in-2 | Size: Over 200kW | South of Lugo | 2023 | February Monthly Peak | 2 | 102.7494 | 99.9675 | 97.2471 | 97.8575 | 103.67 | 118.456 | 144.3782 | 161.1018 | 172.8972 | 182.1731 | 186.0481 | 187.0118 | 185.0585 | 185.5557 | 181.2233 | 172.0025 | 165.7325 | 165.0312 | 157.1648 | 152.2186 | 144.0031 | 133.5985 | 118.0845 | 110.7493 | -2.0591 | -1.7763 | -1.9897 | -2.1592 | -2.5901 | -1.9118 | -2.4553 | -2.4163 | -4.6977 | -3.6348 | -2.7666 | -1.9024 | -2.8004 | 0.71394 | 7.4089 | 7.007 | 4.4081 | 4.8213 | -1.4383 | -1.6579 | -0.29055 | -0.77756 | -0.52475 | -0.44408 | 51.5751 | 51.2872 | 51.0125 | 50.7479 | 50.4249 | 50.0008 | 49.7461 | 49.7238 | 50.4787 | 52.5865 | 54.3521 | 56.0914 | 56.676 | 56.7487 | 56.7219 | 55.6342 | 55.532 | 55.2547 | 53.8628 | 52.8979 | 52.0705 | 51.8522 | 50.6065 | 49.143 | 2.9289 | 3.3984 | 3.2218 | 3.7273 | 3.9991 | 3.0074 | 3.3863 | 3.4831 | 4.1838 | 4.9007 | 4.9701 | 4.4629 | 3.7919 | 3.9149 | 3.9031 | 3.8563 | 3.884 | 4.2477 | 4.0674 | 3.405 | 4.0092 | 3.5212 | 3.5148 | 3.3032
Program Specific1-in-2Size: Over 200kWSouth of Lugo2023March Monthly Peak | Program Specific | 1-in-2 | Size: Over 200kW | South of Lugo | 2023 | March Monthly Peak | 3 | 110.3038 | 107.2698 | 102.5003 | 102.8195 | 108.9978 | 124.2236 | 150.2318 | 171.2865 | 185.9802 | 194.9588 | 199.0107 | 199.5594 | 196.1714 | 196.9935 | 194.651 | 187.113 | 181.0339 | 172.8946 | 160.7831 | 161.3755 | 155.0862 | 144.8132 | 127.445 | 117.723 | -2.2104 | -1.9061 | -2.0971 | -2.2687 | -2.7232 | -2.0048 | -2.5548 | -2.5691 | -5.0531 | -3.8899 | -2.9594 | -2.03 | -2.9686 | 0.75795 | 7.9578 | 7.6225 | 4.8151 | 5.051 | -1.4714 | -1.7576 | -0.31292 | -0.84283 | -0.56635 | -0.47204 | 51.7779 | 50.5414 | 49.2103 | 48.6578 | 48.4009 | 47.8147 | 47.6257 | 48.0647 | 50.5815 | 52.6907 | 55.0219 | 57.2064 | 58.1011 | 59.127 | 59.1575 | 59.8386 | 59.4443 | 58.2028 | 56.5957 | 54.8991 | 54.1582 | 53.2226 | 52.1692 | 51.0709 | 3.1442 | 3.6466 | 3.3958 | 3.9163 | 4.2046 | 3.1539 | 3.5236 | 3.7033 | 4.5004 | 5.2447 | 5.3164 | 4.7623 | 4.0196 | 4.1562 | 4.1923 | 4.195 | 4.2426 | 4.4501 | 4.1611 | 3.6099 | 4.3178 | 3.8167 | 3.7934 | 3.5112
Program Specific1-in-2Size: Over 200kWSouth of Lugo2023April Monthly Peak | Program Specific | 1-in-2 | Size: Over 200kW | South of Lugo | 2023 | April Monthly Peak | 4 | 110.2538 | 107.0952 | 102.2782 | 102.8676 | 108.5916 | 124.355 | 148.3135 | 168.2578 | 184.1931 | 196.8435 | 205.0942 | 208.9672 | 207.7154 | 210.1717 | 208.1425 | 200.2476 | 191.2696 | 180.7807 | 166.3362 | 164.0272 | 156.6905 | 145.9119 | 129.39 | 119.1788 | -2.2094 | -1.903 | -2.0926 | -2.2697 | -2.7131 | -2.007 | -2.5222 | -2.5236 | -5.0046 | -3.9275 | -3.0498 | -2.1257 | -3.1432 | 0.80865 | 8.5094 | 8.1576 | 5.0874 | 5.2814 | -1.5223 | -1.7865 | -0.31615 | -0.84923 | -0.57499 | -0.47788 | 62.0272 | 61.5675 | 60.7961 | 59.6748 | 58.842 | 58.0491 | 57.5602 | 57.7665 | 59.4338 | 62.7783 | 65.7749 | 69.0351 | 71.6561 | 73.6688 | 74.3238 | 74.2192 | 74.4743 | 73.5279 | 72.6165 | 70.6996 | 67.1729 | 65.5019 | 63.8848 | 61.781 | 3.1428 | 3.6407 | 3.3884 | 3.9181 | 4.189 | 3.1572 | 3.4786 | 3.6378 | 4.4571 | 5.2954 | 5.4789 | 4.9868 | 4.2561 | 4.4342 | 4.4829 | 4.4895 | 4.4825 | 4.6531 | 4.3048 | 3.6692 | 4.3624 | 3.8457 | 3.8513 | 3.5546
Program Specific1-in-2Size: Over 200kWSouth of Lugo2023May Monthly Peak | Program Specific | 1-in-2 | Size: Over 200kW | South of Lugo | 2023 | May Monthly Peak | 5 | 116.1615 | 113.6313 | 108.4317 | 108.9021 | 115.5135 | 131.615 | 155.2168 | 179.7089 | 197.8532 | 212.0314 | 219.9297 | 221.3903 | 217.2544 | 218.1478 | 215.5325 | 206.5594 | 196.5303 | 184.8689 | 170.9604 | 165.2686 | 161.0599 | 150.1327 | 135.0038 | 125.394 | -2.3278 | -2.0191 | -2.2185 | -2.4029 | -2.886 | -2.1241 | -2.6396 | -2.6954 | -5.3757 | -4.2306 | -3.2705 | -2.2521 | -3.2876 | 0.83934 | 8.8115 | 8.4147 | 5.2273 | 5.4009 | -1.5646 | -1.8 | -0.32497 | -0.87379 | -0.59994 | -0.5028 | 59.044 | 59.1306 | 59.1369 | 58.5076 | 57.9686 | 57.9823 | 58.3101 | 58.9294 | 59.7008 | 61.5045 | 64.5568 | 67.527 | 70.1272 | 71.0969 | 70.827 | 71.7054 | 71.8426 | 70.7134 | 68.7721 | 66.0591 | 63.1198 | 60.7716 | 60.2611 | 59.9006 | 3.3112 | 3.8629 | 3.5923 | 4.1479 | 4.456 | 3.3415 | 3.6405 | 3.8854 | 4.7877 | 5.704 | 5.8752 | 5.2833 | 4.4516 | 4.6025 | 4.6421 | 4.631 | 4.6058 | 4.7583 | 4.4245 | 3.697 | 4.4841 | 3.9569 | 4.0184 | 3.74
Program Specific1-in-2Size: Over 200kWSouth of Lugo2023June Monthly Peak | Program Specific | 1-in-2 | Size: Over 200kW | South of Lugo | 2023 | June Monthly Peak | 6 | 123.4428 | 119.5741 | 114.7413 | 114.6324 | 122.5626 | 140.3797 | 163.3422 | 186.6645 | 203.9225 | 217.1818 | 225.301 | 226.9178 | 221.4264 | 222.5613 | 220.8062 | 212.9037 | 203.3322 | 192.4005 | 177.6501 | 171.5008 | 167.6445 | 157.021 | 142.7184 | 132.5719 | -2.4737 | -2.1247 | -2.3476 | -2.5293 | -3.0621 | -2.2656 | -2.7778 | -2.7997 | -5.5406 | -4.3333 | -3.3503 | -2.3083 | -3.3507 | 0.85632 | 9.0271 | 8.6732 | 5.4082 | 5.6209 | -1.6258 | -1.8679 | -0.33825 | -0.91388 | -0.63422 | -0.53158 | 62.7137 | 62.6263 | 62.1857 | 61.5597 | 61.3606 | 60.8774 | 60.4289 | 60.97 | 63.0565 | 67.5748 | 71.8685 | 75.5656 | 76.156 | 76.0935 | 77.5587 | 77.717 | 79.1591 | 79.2698 | 79.1468 | 75.5282 | 71.2072 | 67.4268 | 65.8223 | 64.6044 | 3.5187 | 4.0649 | 3.8013 | 4.3662 | 4.7279 | 3.564 | 3.8311 | 4.0358 | 4.9346 | 5.8425 | 6.0187 | 5.4152 | 4.5371 | 4.6956 | 4.7557 | 4.7732 | 4.7652 | 4.9521 | 4.5976 | 3.8364 | 4.6674 | 4.1385 | 4.248 | 3.9541
Program Specific1-in-2Size: Over 200kWSouth of Lugo2023July Monthly Peak | Program Specific | 1-in-2 | Size: Over 200kW | South of Lugo | 2023 | July Monthly Peak | 7 | 126.4844 | 122.7185 | 118.4877 | 118.6799 | 127.4954 | 146.1773 | 172.5637 | 196.7565 | 212.945 | 225.4913 | 236.3637 | 237.6612 | 232.3554 | 232.4291 | 230.0002 | 224.1337 | 213.8745 | 201.9165 | 185.5807 | 178.0875 | 174.1474 | 162.422 | 146.5548 | 136.2884 | -3.1369 | -3.4892 | -3.2101 | -3.002 | -3.1383 | -2.5407 | -3.4229 | -3.0119 | -4.0876 | -4.2949 | -3.8695 | -2.7833 | -3.0134 | 0.50455 | 8.7067 | 8.5563 | 6.5534 | 5.9478 | -0.63905 | -1.972 | -1.6534 | -2.1412 | -2.085 | -2.0501 | 69.6006 | 68.8635 | 68.555 | 68.4415 | 68.0167 | 67.1606 | 67.0841 | 68.0329 | 70.7411 | 73.4073 | 76.0376 | 79.447 | 80.9501 | 81.4278 | 82.2446 | 82.4384 | 83.178 | 83.41 | 83.814 | 82.3068 | 79.0999 | 74.9019 | 72.3981 | 71.5106 | 3.3431 | 3.8683 | 3.6399 | 4.1915 | 4.5604 | 3.4412 | 3.7529 | 3.9445 | 4.778 | 5.6247 | 5.8549 | 5.259 | 4.4146 | 4.547 | 4.5933 | 4.6594 | 4.6476 | 4.819 | 4.4534 | 3.6939 | 4.4957 | 3.9694 | 4.0448 | 3.7692
Program Specific1-in-2Size: Over 200kWSouth of Lugo2023August Monthly Peak | Program Specific | 1-in-2 | Size: Over 200kW | South of Lugo | 2023 | August Monthly Peak | 8 | 123.1051 | 119.9676 | 116.0872 | 116.5285 | 124.9414 | 144.4923 | 172.9496 | 195.8973 | 211.8957 | 227.0682 | 240.192 | 242.8022 | 238.1346 | 239.4306 | 236.3075 | 227.6732 | 216.1527 | 204.0103 | 187.2749 | 180.6487 | 173.7646 | 161.2071 | 143.9224 | 133.9487 | -3.1843 | -3.6974 | -3.3174 | -3.0318 | -3.0651 | -2.5516 | -3.5401 | -3.0123 | -3.6892 | -4.2789 | -4.0129 | -2.9272 | -2.973 | 0.42987 | 8.7853 | 8.5608 | 6.8189 | 6.0205 | -0.40555 | -2.0077 | -1.9406 | -2.391 | -2.3628 | -2.3458 | 70.2939 | 68.8328 | 68.2846 | 68.6026 | 68.555 | 67.7099 | 67.4967 | 67.4934 | 69.3165 | 73.5777 | 78.0046 | 82.5077 | 84.9213 | 85.587 | 85.8439 | 85.8492 | 87.2826 | 88.4614 | 87.6167 | 82.6076 | 76.9048 | 74.1941 | 72.8875 | 71.6368 | 3.2414 | 3.7672 | 3.5526 | 4.0999 | 4.452 | 3.3886 | 3.747 | 3.9124 | 4.7364 | 5.6426 | 5.9271 | 5.3523 | 4.5072 | 4.6662 | 4.7013 | 4.715 | 4.6792 | 4.8504 | 4.477 | 3.7328 | 4.4688 | 3.9247 | 3.9571 | 3.6904
Program Specific1-in-2Size: Over 200kWSouth of Lugo2023September Monthly Peak | Program Specific | 1-in-2 | Size: Over 200kW | South of Lugo | 2023 | September Monthly Peak | 9 | 124.3881 | 121.7096 | 117.0969 | 117.6643 | 126.893 | 148.0897 | 180.5316 | 205.6445 | 226.4588 | 244.1524 | 256.6609 | 258.3307 | 253.1248 | 254.3558 | 248.9827 | 237.2086 | 224.6004 | 209.7954 | 192.3659 | 187.7249 | 177.2669 | 163.176 | 145.5845 | 135.2025 | -3.2667 | -3.8589 | -3.4108 | -3.0929 | -3.1091 | -2.6304 | -3.7378 | -3.1675 | -3.7927 | -4.5824 | -4.32 | -3.1474 | -3.1147 | 0.42123 | 9.1939 | 8.8689 | 7.1608 | 6.1955 | -0.32536 | -2.0891 | -2.0899 | -2.52 | -2.5084 | -2.4916 | 70.1393 | 69.453 | 68.9368 | 68.5519 | 67.9874 | 67.6335 | 67.4003 | 67.3519 | 69.0723 | 73.1264 | 77.1865 | 82.0195 | 85.9394 | 87.7718 | 88.4507 | 88.9116 | 89.3295 | 88.0232 | 87.3167 | 84.9709 | 81.1907 | 77.9652 | 76.0654 | 75.1905 | 3.275 | 3.8217 | 3.5832 | 4.1396 | 4.5213 | 3.4728 | 3.911 | 4.1068 | 5.0616 | 6.0667 | 6.3331 | 5.6943 | 4.7907 | 4.9568 | 4.9532 | 4.9122 | 4.8618 | 4.9877 | 4.5984 | 3.8787 | 4.5586 | 3.9724 | 4.0025 | 3.7247
Program Specific1-in-2Size: Over 200kWSouth of Lugo2023October Monthly Peak | Program Specific | 1-in-2 | Size: Over 200kW | South of Lugo | 2023 | October Monthly Peak | 10 | 103.806 | 100.6999 | 97.8285 | 98.7567 | 104.0783 | 119.8227 | 144.1667 | 160.8787 | 175.5984 | 190.2068 | 199.7727 | 204.8342 | 205.5952 | 208.0797 | 203.9983 | 194.0487 | 183.7975 | 179.6589 | 167.93 | 159.0467 | 148.8624 | 137.3149 | 122.17 | 114.024 | -2.2296 | -2.1138 | -2.1976 | -2.2754 | -2.5887 | -1.9788 | -2.575 | -2.428 | -4.3479 | -3.743 | -3.0613 | -2.1789 | -2.9767 | 0.69516 | 8.1533 | 7.7548 | 5.1132 | 5.2618 | -1.2472 | -1.741 | -0.63671 | -1.1047 | -0.9041 | -0.83738 | 64.2351 | 63.9469 | 63.7306 | 62.4905 | 61.8839 | 61.2487 | 60.6747 | 60.7572 | 61.6143 | 64.7022 | 68.7909 | 74.3523 | 80.413 | 83.6201 | 82.4799 | 81.9436 | 82.2819 | 81.3263 | 78.5117 | 74.2557 | 71.898 | 70.3044 | 68.6267 | 66.9786 | 2.8665 | 3.3163 | 3.1398 | 3.644 | 3.8894 | 2.9471 | 3.2757 | 3.3696 | 4.1164 | 4.957 | 5.17 | 4.7355 | 4.0811 | 4.2529 | 4.2564 | 4.2146 | 4.1728 | 4.4797 | 4.2103 | 3.4466 | 4.015 | 3.506 | 3.5228 | 3.2946
Program Specific1-in-2Size: Over 200kWSouth of Lugo2023November Monthly Peak | Program Specific | 1-in-2 | Size: Over 200kW | South of Lugo | 2023 | November Monthly Peak | 11 | 104.2216 | 100.1087 | 97.1152 | 99.0659 | 104.7918 | 120.8246 | 142.8378 | 160.1468 | 176.265 | 188.715 | 196.9955 | 200.0479 | 198.6186 | 199.6507 | 195.9877 | 186.5598 | 177.9241 | 173.5412 | 162.6018 | 154.8622 | 145.7267 | 135.3616 | 119.2618 | 111.1371 | -2.0886 | -1.7788 | -1.987 | -2.1859 | -2.6182 | -1.95 | -2.4291 | -2.402 | -4.7892 | -3.7653 | -2.9294 | -2.035 | -3.0056 | 0.76817 | 8.0125 | 7.6 | 4.7324 | 5.0699 | -1.4881 | -1.6867 | -0.29403 | -0.78782 | -0.52998 | -0.44563 | 59.4229 | 58.4533 | 57.6749 | 56.8855 | 55.6992 | 54.5572 | 54.2103 | 54.772 | 57.0943 | 60.0353 | 64.6325 | 68.9716 | 72.2036 | 74.0758 | 75.4664 | 74.8218 | 72.5425 | 69.6714 | 67.3714 | 66.3429 | 65.2328 | 65.0493 | 64.4693 | 64.7668 | 2.9708 | 3.4032 | 3.2174 | 3.7733 | 4.0424 | 3.0676 | 3.3502 | 3.4625 | 4.2653 | 5.0767 | 5.2626 | 4.774 | 4.0697 | 4.2123 | 4.2211 | 4.1826 | 4.1697 | 4.4667 | 4.2082 | 3.4642 | 4.0572 | 3.5676 | 3.5498 | 3.3148
Program Specific1-in-2Size: Over 200kWSouth of Lugo2023December Monthly Peak | Program Specific | 1-in-2 | Size: Over 200kW | South of Lugo | 2023 | December Monthly Peak | 12 | 99.9009 | 97.2474 | 94.7295 | 95.948 | 100.8751 | 114.2185 | 135.9153 | 150.4185 | 161.9121 | 170.6018 | 174.5599 | 175.3154 | 172.71 | 171.4138 | 167.8182 | 160.189 | 155.4369 | 154.3498 | 146.7413 | 141.1458 | 133.7581 | 126.5221 | 112.5074 | 106.0407 | -2.002 | -1.728 | -1.9382 | -2.1171 | -2.5203 | -1.8434 | -2.3113 | -2.2561 | -4.3992 | -3.4039 | -2.5958 | -1.7834 | -2.6135 | 0.65953 | 6.8608 | 6.5257 | 4.1343 | 4.5093 | -1.3429 | -1.5373 | -0.26988 | -0.73638 | -0.49997 | -0.4252 | 52.4211 | 51.1439 | 50.2196 | 49.4245 | 48.9351 | 47.8943 | 48.1876 | 48.4148 | 48.9151 | 52.5157 | 57.012 | 59.992 | 61.6755 | 62.9226 | 63.4153 | 63.7459 | 62.9764 | 60.7744 | 58.7189 | 57.0619 | 55.2993 | 53.1474 | 51.1984 | 49.881 | 2.8477 | 3.3059 | 3.1384 | 3.6545 | 3.8913 | 2.8998 | 3.1878 | 3.2521 | 3.918 | 4.5895 | 4.6632 | 4.1838 | 3.5389 | 3.6165 | 3.6144 | 3.5914 | 3.6427 | 3.9728 | 3.7977 | 3.1573 | 3.724 | 3.3347 | 3.3488 | 3.1628
Program Specific1-in-2Size: Over 200kWSouth of Lugo2023Typical Event Day | Program Specific | 1-in-2 | Size: Over 200kW | South of Lugo | 2023 | Typical Event Day | 8 | 122.1294 | 119.1432 | 115.3446 | 115.7941 | 124.1551 | 143.4377 | 171.1051 | 192.8884 | 207.6462 | 222.0456 | 234.6409 | 237.1889 | 232.4104 | 233.6995 | 230.6886 | 222.3134 | 211.2032 | 199.5774 | 183.7475 | 177.4904 | 171.2178 | 159.1236 | 142.4117 | 132.6286 | -2.9758 | -3.2716 | -3.0551 | -2.8948 | -3.0603 | -2.4768 | -3.3498 | -2.9472 | -4.137 | -4.2476 | -3.8092 | -2.7445 | -3.06 | 0.54306 | 8.7965 | 8.5388 | 6.3936 | 5.8745 | -0.72843 | -1.9624 | -1.5088 | -1.9909 | -1.8989 | -1.8616 | 68.1869 | 67.4439 | 66.9905 | 66.7889 | 66.4799 | 65.8453 | 65.6025 | 65.962 | 68.0466 | 71.9215 | 75.7743 | 79.885 | 81.9917 | 82.72 | 83.5245 | 83.7291 | 84.7373 | 84.7911 | 84.4736 | 81.3533 | 77.1007 | 73.622 | 71.7933 | 70.7356 | 3.2379 | 3.7671 | 3.5541 | 4.1021 | 4.4545 | 3.3871 | 3.7326 | 3.8788 | 4.6733 | 5.5557 | 5.83 | 5.2646 | 4.4292 | 4.5859 | 4.6211 | 4.6357 | 4.6035 | 4.7777 | 4.4229 | 3.6927 | 4.4336 | 3.9007 | 3.9425 | 3.6792
Program Specific1-in-2Size: Over 200kWSouth of Lugo2024January Monthly Peak | Program Specific | 1-in-2 | Size: Over 200kW | South of Lugo | 2024 | January Monthly Peak | 1 | 103.2356 | 100.4136 | 97.6661 | 98.2007 | 104.1591 | 118.9322 | 145.7822 | 163.3654 | 175.4321 | 184.1069 | 187.122 | 187.2322 | 184.7649 | 184.831 | 180.3609 | 171.1094 | 165.4111 | 165.0839 | 157.3987 | 153.0447 | 144.8113 | 134.3164 | 118.2999 | 111.0022 | -2.0688 | -1.7842 | -1.9982 | -2.1668 | -2.6023 | -1.9194 | -2.4791 | -2.4503 | -4.7665 | -3.6734 | -2.7826 | -1.9046 | -2.7959 | 0.71115 | 7.3736 | 6.9706 | 4.3996 | 4.8229 | -1.4405 | -1.6669 | -0.29218 | -0.78174 | -0.52571 | -0.44509 | 48.2539 | 47.2538 | 46.0304 | 45.5299 | 45.3454 | 45.6849 | 45.4361 | 45.6141 | 46.5439 | 48.6394 | 52.4284 | 55.3111 | 56.9855 | 58.2512 | 58.6529 | 58.7594 | 58.6258 | 57.0416 | 55.5183 | 54.0416 | 53.2085 | 52.0367 | 51.0755 | 49.6359 | 2.9427 | 3.4136 | 3.2356 | 3.7403 | 4.018 | 3.0195 | 3.4192 | 3.5321 | 4.2451 | 4.9528 | 4.9988 | 4.4682 | 3.7859 | 3.8996 | 3.8846 | 3.8362 | 3.8765 | 4.249 | 4.0735 | 3.4235 | 4.0317 | 3.5401 | 3.5212 | 3.3107
Program Specific1-in-2Size: Over 200kWSouth of Lugo2024February Monthly Peak | Program Specific | 1-in-2 | Size: Over 200kW | South of Lugo | 2024 | February Monthly Peak | 2 | 102.7494 | 99.9675 | 97.2471 | 97.8575 | 103.67 | 118.456 | 144.3782 | 161.1018 | 172.8972 | 182.1731 | 186.0481 | 187.0118 | 185.0585 | 185.5557 | 181.2233 | 172.0025 | 165.7325 | 165.0312 | 157.1648 | 152.2185 | 144.0031 | 133.5985 | 118.0845 | 110.7493 | -2.0591 | -1.7763 | -1.9897 | -2.1592 | -2.5901 | -1.9118 | -2.4553 | -2.4163 | -4.6977 | -3.6348 | -2.7666 | -1.9024 | -2.8004 | 0.71394 | 7.4089 | 7.007 | 4.4081 | 4.8213 | -1.4383 | -1.6579 | -0.29055 | -0.77756 | -0.52475 | -0.44408 | 51.5751 | 51.2872 | 51.0125 | 50.7479 | 50.4249 | 50.0008 | 49.7461 | 49.7238 | 50.4787 | 52.5865 | 54.3521 | 56.0914 | 56.676 | 56.7487 | 56.7219 | 55.6342 | 55.532 | 55.2547 | 53.8628 | 52.8979 | 52.0705 | 51.8522 | 50.6065 | 49.143 | 2.9289 | 3.3984 | 3.2218 | 3.7273 | 3.9991 | 3.0074 | 3.3863 | 3.4831 | 4.1838 | 4.9007 | 4.9701 | 4.4629 | 3.7919 | 3.9149 | 3.9031 | 3.8563 | 3.884 | 4.2477 | 4.0674 | 3.405 | 4.0092 | 3.5212 | 3.5148 | 3.3032
Program Specific1-in-2Size: Over 200kWSouth of Lugo2024March Monthly Peak | Program Specific | 1-in-2 | Size: Over 200kW | South of Lugo | 2024 | March Monthly Peak | 3 | 110.3038 | 107.2698 | 102.5003 | 102.8195 | 108.9978 | 124.2236 | 150.2318 | 171.2865 | 185.9802 | 194.9588 | 199.0107 | 199.5594 | 196.1714 | 196.9935 | 194.651 | 187.113 | 181.0339 | 172.8946 | 160.7831 | 161.3755 | 155.0862 | 144.8132 | 127.4451 | 117.723 | -2.2104 | -1.9061 | -2.0971 | -2.2687 | -2.7232 | -2.0048 | -2.5548 | -2.5691 | -5.0531 | -3.8899 | -2.9594 | -2.03 | -2.9686 | 0.75795 | 7.9578 | 7.6225 | 4.8151 | 5.051 | -1.4714 | -1.7576 | -0.31292 | -0.84283 | -0.56635 | -0.47204 | 51.7779 | 50.5414 | 49.2103 | 48.6578 | 48.4009 | 47.8147 | 47.6257 | 48.0647 | 50.5815 | 52.6907 | 55.0219 | 57.2064 | 58.1011 | 59.127 | 59.1575 | 59.8386 | 59.4443 | 58.2028 | 56.5957 | 54.8991 | 54.1582 | 53.2226 | 52.1692 | 51.0709 | 3.1442 | 3.6466 | 3.3958 | 3.9163 | 4.2047 | 3.1539 | 3.5236 | 3.7033 | 4.5004 | 5.2447 | 5.3164 | 4.7623 | 4.0196 | 4.1562 | 4.1923 | 4.195 | 4.2426 | 4.4501 | 4.1611 | 3.6099 | 4.3178 | 3.8167 | 3.7934 | 3.5112
Program Specific1-in-2Size: Over 200kWSouth of Lugo2024April Monthly Peak | Program Specific | 1-in-2 | Size: Over 200kW | South of Lugo | 2024 | April Monthly Peak | 4 | 110.2538 | 107.0952 | 102.2782 | 102.8676 | 108.5916 | 124.355 | 148.3135 | 168.2578 | 184.1931 | 196.8435 | 205.0942 | 208.9672 | 207.7154 | 210.1717 | 208.1425 | 200.2476 | 191.2696 | 180.7807 | 166.3362 | 164.0272 | 156.6905 | 145.9119 | 129.39 | 119.1788 | -2.2094 | -1.903 | -2.0926 | -2.2697 | -2.7131 | -2.007 | -2.5222 | -2.5236 | -5.0046 | -3.9275 | -3.0498 | -2.1257 | -3.1432 | 0.80865 | 8.5094 | 8.1576 | 5.0874 | 5.2814 | -1.5223 | -1.7865 | -0.31615 | -0.84923 | -0.57499 | -0.47788 | 62.0272 | 61.5675 | 60.7961 | 59.6748 | 58.842 | 58.0491 | 57.5602 | 57.7665 | 59.4338 | 62.7783 | 65.7749 | 69.0351 | 71.6561 | 73.6688 | 74.3238 | 74.2192 | 74.4743 | 73.5279 | 72.6165 | 70.6996 | 67.1729 | 65.5019 | 63.8848 | 61.781 | 3.1428 | 3.6407 | 3.3884 | 3.9181 | 4.189 | 3.1572 | 3.4786 | 3.6378 | 4.4571 | 5.2954 | 5.4789 | 4.9868 | 4.2561 | 4.4342 | 4.4829 | 4.4895 | 4.4825 | 4.6531 | 4.3048 | 3.6692 | 4.3624 | 3.8457 | 3.8513 | 3.5546
Program Specific1-in-2Size: Over 200kWSouth of Lugo2024May Monthly Peak | Program Specific | 1-in-2 | Size: Over 200kW | South of Lugo | 2024 | May Monthly Peak | 5 | 116.1615 | 113.6313 | 108.4317 | 108.9021 | 115.5135 | 131.615 | 155.2168 | 179.7089 | 197.8532 | 212.0314 | 219.9297 | 221.3903 | 217.2544 | 218.1478 | 215.5325 | 206.5594 | 196.5303 | 184.8689 | 170.9604 | 165.2686 | 161.0599 | 150.1327 | 135.0038 | 125.394 | -2.3278 | -2.0191 | -2.2185 | -2.4029 | -2.886 | -2.1241 | -2.6396 | -2.6954 | -5.3757 | -4.2306 | -3.2705 | -2.2521 | -3.2876 | 0.83934 | 8.8115 | 8.4147 | 5.2273 | 5.4009 | -1.5646 | -1.8 | -0.32497 | -0.87379 | -0.59994 | -0.5028 | 59.044 | 59.1306 | 59.1369 | 58.5076 | 57.9686 | 57.9823 | 58.3101 | 58.9294 | 59.7008 | 61.5045 | 64.5568 | 67.527 | 70.1272 | 71.0969 | 70.827 | 71.7054 | 71.8426 | 70.7134 | 68.7721 | 66.0591 | 63.1198 | 60.7716 | 60.2611 | 59.9006 | 3.3112 | 3.8629 | 3.5923 | 4.1479 | 4.456 | 3.3415 | 3.6405 | 3.8854 | 4.7877 | 5.704 | 5.8752 | 5.2833 | 4.4516 | 4.6025 | 4.6421 | 4.631 | 4.6058 | 4.7583 | 4.4245 | 3.697 | 4.4841 | 3.9569 | 4.0184 | 3.74
Program Specific1-in-2Size: Over 200kWSouth of Lugo2024June Monthly Peak | Program Specific | 1-in-2 | Size: Over 200kW | South of Lugo | 2024 | June Monthly Peak | 6 | 123.4428 | 119.5741 | 114.7413 | 114.6324 | 122.5626 | 140.3797 | 163.3422 | 186.6645 | 203.9224 | 217.1818 | 225.3009 | 226.9178 | 221.4264 | 222.5613 | 220.8062 | 212.9037 | 203.3322 | 192.4005 | 177.6501 | 171.5008 | 167.6445 | 157.021 | 142.7184 | 132.5719 | -2.4737 | -2.1247 | -2.3476 | -2.5293 | -3.0621 | -2.2656 | -2.7778 | -2.7997 | -5.5406 | -4.3333 | -3.3503 | -2.3083 | -3.3507 | 0.85632 | 9.0271 | 8.6732 | 5.4082 | 5.6209 | -1.6258 | -1.8679 | -0.33825 | -0.91389 | -0.63422 | -0.53158 | 62.7137 | 62.6263 | 62.1857 | 61.5597 | 61.3606 | 60.8774 | 60.4289 | 60.97 | 63.0565 | 67.5748 | 71.8685 | 75.5656 | 76.156 | 76.0935 | 77.5587 | 77.717 | 79.1591 | 79.2698 | 79.1468 | 75.5282 | 71.2072 | 67.4268 | 65.8223 | 64.6044 | 3.5187 | 4.0649 | 3.8013 | 4.3662 | 4.7279 | 3.564 | 3.8311 | 4.0358 | 4.9346 | 5.8425 | 6.0187 | 5.4152 | 4.5371 | 4.6956 | 4.7557 | 4.7732 | 4.7652 | 4.9521 | 4.5976 | 3.8364 | 4.6674 | 4.1385 | 4.248 | 3.9541
Program Specific1-in-2Size: Over 200kWSouth of Lugo2024July Monthly Peak | Program Specific | 1-in-2 | Size: Over 200kW | South of Lugo | 2024 | July Monthly Peak | 7 | 126.4844 | 122.7184 | 118.4877 | 118.6799 | 127.4954 | 146.1773 | 172.5637 | 196.7564 | 212.9451 | 225.4913 | 236.3637 | 237.6612 | 232.3553 | 232.4291 | 230.0002 | 224.1337 | 213.8745 | 201.9165 | 185.5807 | 178.0875 | 174.1474 | 162.422 | 146.5548 | 136.2884 | -3.1369 | -3.4892 | -3.2101 | -3.002 | -3.1383 | -2.5407 | -3.4229 | -3.0119 | -4.0876 | -4.2949 | -3.8695 | -2.7833 | -3.0134 | 0.50455 | 8.7067 | 8.5563 | 6.5534 | 5.9478 | -0.63905 | -1.972 | -1.6534 | -2.1412 | -2.085 | -2.0501 | 69.6006 | 68.8635 | 68.555 | 68.4415 | 68.0167 | 67.1605 | 67.0841 | 68.0329 | 70.7411 | 73.4073 | 76.0376 | 79.447 | 80.9501 | 81.4278 | 82.2446 | 82.4384 | 83.178 | 83.41 | 83.814 | 82.3068 | 79.0999 | 74.9019 | 72.3981 | 71.5106 | 3.3431 | 3.8683 | 3.6399 | 4.1915 | 4.5604 | 3.4412 | 3.7529 | 3.9445 | 4.778 | 5.6247 | 5.8549 | 5.259 | 4.4146 | 4.547 | 4.5933 | 4.6594 | 4.6476 | 4.819 | 4.4534 | 3.6939 | 4.4957 | 3.9694 | 4.0448 | 3.7692
Program Specific1-in-2Size: Over 200kWSouth of Lugo2024August Monthly Peak | Program Specific | 1-in-2 | Size: Over 200kW | South of Lugo | 2024 | August Monthly Peak | 8 | 123.1051 | 119.9676 | 116.0872 | 116.5285 | 124.9414 | 144.4923 | 172.9496 | 195.8973 | 211.8956 | 227.0681 | 240.192 | 242.8022 | 238.1346 | 239.4306 | 236.3075 | 227.6732 | 216.1527 | 204.0104 | 187.275 | 180.6487 | 173.7646 | 161.2071 | 143.9224 | 133.9487 | -3.1843 | -3.6974 | -3.3174 | -3.0318 | -3.0651 | -2.5516 | -3.5401 | -3.0123 | -3.6892 | -4.2789 | -4.0129 | -2.9272 | -2.973 | 0.42987 | 8.7853 | 8.5608 | 6.8189 | 6.0205 | -0.40555 | -2.0077 | -1.9406 | -2.391 | -2.3628 | -2.3458 | 70.2939 | 68.8328 | 68.2846 | 68.6026 | 68.555 | 67.7099 | 67.4967 | 67.4934 | 69.3165 | 73.5777 | 78.0046 | 82.5077 | 84.9213 | 85.587 | 85.8439 | 85.8492 | 87.2826 | 88.4614 | 87.6167 | 82.6076 | 76.9048 | 74.1941 | 72.8875 | 71.6368 | 3.2414 | 3.7672 | 3.5526 | 4.0999 | 4.452 | 3.3886 | 3.747 | 3.9124 | 4.7364 | 5.6426 | 5.9271 | 5.3523 | 4.5072 | 4.6662 | 4.7013 | 4.715 | 4.6792 | 4.8504 | 4.477 | 3.7328 | 4.4688 | 3.9247 | 3.9571 | 3.6904
Program Specific1-in-2Size: Over 200kWSouth of Lugo2024September Monthly Peak | Program Specific | 1-in-2 | Size: Over 200kW | South of Lugo | 2024 | September Monthly Peak | 9 | 124.3881 | 121.7096 | 117.0969 | 117.6643 | 126.893 | 148.0898 | 180.5316 | 205.6445 | 226.4588 | 244.1524 | 256.6609 | 258.3307 | 253.1248 | 254.3558 | 248.9827 | 237.2086 | 224.6004 | 209.7955 | 192.3659 | 187.7249 | 177.2669 | 163.176 | 145.5845 | 135.2025 | -3.2667 | -3.8589 | -3.4108 | -3.0929 | -3.1091 | -2.6304 | -3.7378 | -3.1675 | -3.7927 | -4.5824 | -4.32 | -3.1474 | -3.1147 | 0.42123 | 9.1939 | 8.8689 | 7.1608 | 6.1955 | -0.32536 | -2.0891 | -2.0899 | -2.52 | -2.5084 | -2.4916 | 70.1393 | 69.453 | 68.9368 | 68.5519 | 67.9874 | 67.6335 | 67.4003 | 67.3519 | 69.0723 | 73.1264 | 77.1865 | 82.0195 | 85.9394 | 87.7718 | 88.4507 | 88.9116 | 89.3295 | 88.0232 | 87.3167 | 84.9709 | 81.1907 | 77.9652 | 76.0654 | 75.1905 | 3.275 | 3.8217 | 3.5832 | 4.1396 | 4.5213 | 3.4728 | 3.911 | 4.1068 | 5.0616 | 6.0667 | 6.3331 | 5.6943 | 4.7907 | 4.9568 | 4.9532 | 4.9122 | 4.8618 | 4.9877 | 4.5984 | 3.8787 | 4.5586 | 3.9724 | 4.0025 | 3.7247
Program Specific1-in-2Size: Over 200kWSouth of Lugo2024October Monthly Peak | Program Specific | 1-in-2 | Size: Over 200kW | South of Lugo | 2024 | October Monthly Peak | 10 | 103.806 | 100.6999 | 97.8285 | 98.7567 | 104.0783 | 119.8227 | 144.1667 | 160.8787 | 175.5984 | 190.2068 | 199.7727 | 204.8342 | 205.5953 | 208.0797 | 203.9984 | 194.0486 | 183.7975 | 179.6589 | 167.93 | 159.0467 | 148.8624 | 137.3149 | 122.17 | 114.024 | -2.2296 | -2.1138 | -2.1976 | -2.2754 | -2.5887 | -1.9788 | -2.575 | -2.428 | -4.3479 | -3.743 | -3.0613 | -2.1789 | -2.9767 | 0.69516 | 8.1533 | 7.7548 | 5.1132 | 5.2618 | -1.2472 | -1.741 | -0.63671 | -1.1047 | -0.9041 | -0.83738 | 64.2351 | 63.9469 | 63.7306 | 62.4905 | 61.8839 | 61.2487 | 60.6747 | 60.7572 | 61.6144 | 64.7022 | 68.7909 | 74.3523 | 80.413 | 83.6201 | 82.4799 | 81.9436 | 82.282 | 81.3263 | 78.5117 | 74.2557 | 71.8981 | 70.3044 | 68.6267 | 66.9786 | 2.8665 | 3.3163 | 3.1398 | 3.644 | 3.8894 | 2.9471 | 3.2757 | 3.3696 | 4.1164 | 4.957 | 5.17 | 4.7355 | 4.0811 | 4.2529 | 4.2564 | 4.2146 | 4.1728 | 4.4797 | 4.2103 | 3.4466 | 4.015 | 3.506 | 3.5228 | 3.2946
Program Specific1-in-2Size: Over 200kWSouth of Lugo2024November Monthly Peak | Program Specific | 1-in-2 | Size: Over 200kW | South of Lugo | 2024 | November Monthly Peak | 11 | 104.2216 | 100.1087 | 97.1152 | 99.0659 | 104.7918 | 120.8246 | 142.8378 | 160.1468 | 176.265 | 188.715 | 196.9955 | 200.0479 | 198.6186 | 199.6507 | 195.9877 | 186.5598 | 177.9241 | 173.5412 | 162.6018 | 154.8622 | 145.7267 | 135.3616 | 119.2617 | 111.1371 | -2.0886 | -1.7788 | -1.987 | -2.1859 | -2.6182 | -1.95 | -2.4291 | -2.402 | -4.7892 | -3.7653 | -2.9294 | -2.035 | -3.0056 | 0.76817 | 8.0125 | 7.6 | 4.7324 | 5.0699 | -1.4881 | -1.6867 | -0.29403 | -0.78782 | -0.52998 | -0.44563 | 59.4229 | 58.4533 | 57.6749 | 56.8855 | 55.6992 | 54.5572 | 54.2103 | 54.772 | 57.0943 | 60.0353 | 64.6325 | 68.9716 | 72.2036 | 74.0758 | 75.4664 | 74.8218 | 72.5425 | 69.6714 | 67.3714 | 66.3429 | 65.2328 | 65.0493 | 64.4693 | 64.7668 | 2.9708 | 3.4032 | 3.2174 | 3.7733 | 4.0424 | 3.0676 | 3.3502 | 3.4625 | 4.2653 | 5.0767 | 5.2626 | 4.774 | 4.0697 | 4.2123 | 4.2211 | 4.1826 | 4.1697 | 4.4667 | 4.2082 | 3.4642 | 4.0572 | 3.5676 | 3.5498 | 3.3148
Program Specific1-in-2Size: Over 200kWSouth of Lugo2024December Monthly Peak | Program Specific | 1-in-2 | Size: Over 200kW | South of Lugo | 2024 | December Monthly Peak | 12 | 99.9009 | 97.2474 | 94.7295 | 95.948 | 100.8751 | 114.2185 | 135.9153 | 150.4185 | 161.9121 | 170.6019 | 174.5599 | 175.3154 | 172.71 | 171.4139 | 167.8182 | 160.189 | 155.4369 | 154.3498 | 146.7413 | 141.1458 | 133.7581 | 126.5221 | 112.5074 | 106.0407 | -2.002 | -1.728 | -1.9382 | -2.1171 | -2.5203 | -1.8434 | -2.3113 | -2.2561 | -4.3992 | -3.4039 | -2.5958 | -1.7834 | -2.6135 | 0.65953 | 6.8608 | 6.5257 | 4.1343 | 4.5093 | -1.3429 | -1.5373 | -0.26988 | -0.73638 | -0.49997 | -0.4252 | 52.4211 | 51.1439 | 50.2196 | 49.4245 | 48.9351 | 47.8943 | 48.1876 | 48.4148 | 48.9151 | 52.5157 | 57.012 | 59.992 | 61.6755 | 62.9226 | 63.4153 | 63.7459 | 62.9764 | 60.7744 | 58.7189 | 57.0619 | 55.2993 | 53.1474 | 51.1984 | 49.881 | 2.8477 | 3.3059 | 3.1384 | 3.6545 | 3.8913 | 2.8998 | 3.1878 | 3.2521 | 3.918 | 4.5895 | 4.6632 | 4.1838 | 3.5389 | 3.6165 | 3.6144 | 3.5914 | 3.6427 | 3.9728 | 3.7977 | 3.1573 | 3.724 | 3.3347 | 3.3488 | 3.1628
Program Specific1-in-2Size: Over 200kWSouth of Lugo2024Typical Event Day | Program Specific | 1-in-2 | Size: Over 200kW | South of Lugo | 2024 | Typical Event Day | 8 | 122.1294 | 119.1432 | 115.3446 | 115.7941 | 124.1551 | 143.4377 | 171.1051 | 192.8884 | 207.6462 | 222.0456 | 234.6409 | 237.1889 | 232.4104 | 233.6995 | 230.6885 | 222.3134 | 211.2031 | 199.5774 | 183.7475 | 177.4904 | 171.2178 | 159.1236 | 142.4117 | 132.6286 | -2.9758 | -3.2716 | -3.0551 | -2.8948 | -3.0603 | -2.4768 | -3.3498 | -2.9472 | -4.137 | -4.2476 | -3.8092 | -2.7445 | -3.06 | 0.54306 | 8.7965 | 8.5388 | 6.3936 | 5.8745 | -0.72843 | -1.9624 | -1.5088 | -1.9909 | -1.8989 | -1.8616 | 68.1869 | 67.4439 | 66.9905 | 66.7889 | 66.4799 | 65.8453 | 65.6025 | 65.962 | 68.0466 | 71.9215 | 75.7743 | 79.885 | 81.9917 | 82.72 | 83.5245 | 83.7291 | 84.7373 | 84.7911 | 84.4736 | 81.3533 | 77.1006 | 73.622 | 71.7933 | 70.7356 | 3.2379 | 3.7671 | 3.5541 | 4.1021 | 4.4545 | 3.3871 | 3.7326 | 3.8788 | 4.6733 | 5.5557 | 5.83 | 5.2646 | 4.4292 | 4.5859 | 4.6211 | 4.6357 | 4.6035 | 4.7777 | 4.4229 | 3.6927 | 4.4336 | 3.9007 | 3.9425 | 3.6792
Program Specific1-in-2Size: Over 200kWSouth of Lugo2025January Monthly Peak | Program Specific | 1-in-2 | Size: Over 200kW | South of Lugo | 2025 | January Monthly Peak | 1 | 103.2356 | 100.4136 | 97.6661 | 98.2007 | 104.1591 | 118.9322 | 145.7822 | 163.3654 | 175.4321 | 184.1069 | 187.1219 | 187.2322 | 184.7649 | 184.831 | 180.3609 | 171.1094 | 165.4111 | 165.0839 | 157.3987 | 153.0447 | 144.8113 | 134.3164 | 118.2999 | 111.0022 | -2.0688 | -1.7842 | -1.9982 | -2.1668 | -2.6023 | -1.9194 | -2.4791 | -2.4503 | -4.7665 | -3.6734 | -2.7826 | -1.9046 | -2.7959 | 0.71115 | 7.3736 | 6.9706 | 4.3996 | 4.8229 | -1.4405 | -1.6669 | -0.29218 | -0.78174 | -0.52571 | -0.44509 | 48.2539 | 47.2538 | 46.0304 | 45.5299 | 45.3454 | 45.6849 | 45.4361 | 45.6141 | 46.5439 | 48.6394 | 52.4284 | 55.3111 | 56.9855 | 58.2512 | 58.6529 | 58.7594 | 58.6258 | 57.0416 | 55.5183 | 54.0416 | 53.2085 | 52.0367 | 51.0755 | 49.6359 | 2.9427 | 3.4136 | 3.2356 | 3.7403 | 4.018 | 3.0195 | 3.4192 | 3.5321 | 4.2451 | 4.9528 | 4.9988 | 4.4682 | 3.7859 | 3.8996 | 3.8846 | 3.8362 | 3.8765 | 4.249 | 4.0735 | 3.4235 | 4.0317 | 3.5401 | 3.5212 | 3.3107
Program Specific1-in-2Size: Over 200kWSouth of Lugo2025February Monthly Peak | Program Specific | 1-in-2 | Size: Over 200kW | South of Lugo | 2025 | February Monthly Peak | 2 | 102.7494 | 99.9675 | 97.2471 | 97.8575 | 103.67 | 118.456 | 144.3782 | 161.1018 | 172.8972 | 182.1731 | 186.0481 | 187.0118 | 185.0585 | 185.5557 | 181.2233 | 172.0025 | 165.7325 | 165.0312 | 157.1648 | 152.2185 | 144.0031 | 133.5985 | 118.0845 | 110.7493 | -2.0591 | -1.7763 | -1.9897 | -2.1592 | -2.5901 | -1.9118 | -2.4553 | -2.4163 | -4.6977 | -3.6348 | -2.7666 | -1.9024 | -2.8004 | 0.71394 | 7.4089 | 7.007 | 4.4081 | 4.8213 | -1.4383 | -1.6579 | -0.29055 | -0.77756 | -0.52475 | -0.44408 | 51.5751 | 51.2872 | 51.0125 | 50.7479 | 50.4249 | 50.0008 | 49.7461 | 49.7238 | 50.4787 | 52.5865 | 54.3521 | 56.0914 | 56.676 | 56.7487 | 56.7219 | 55.6342 | 55.532 | 55.2547 | 53.8628 | 52.8979 | 52.0705 | 51.8522 | 50.6065 | 49.143 | 2.9289 | 3.3984 | 3.2218 | 3.7273 | 3.9991 | 3.0074 | 3.3863 | 3.4831 | 4.1838 | 4.9007 | 4.9701 | 4.4629 | 3.7919 | 3.9149 | 3.9031 | 3.8563 | 3.884 | 4.2477 | 4.0674 | 3.405 | 4.0092 | 3.5212 | 3.5148 | 3.3032
Program Specific1-in-2Size: Over 200kWSouth of Lugo2025March Monthly Peak | Program Specific | 1-in-2 | Size: Over 200kW | South of Lugo | 2025 | March Monthly Peak | 3 | 110.3038 | 107.2698 | 102.5003 | 102.8195 | 108.9978 | 124.2236 | 150.2318 | 171.2865 | 185.9802 | 194.9588 | 199.0107 | 199.5594 | 196.1714 | 196.9935 | 194.651 | 187.113 | 181.0339 | 172.8946 | 160.7831 | 161.3755 | 155.0862 | 144.8132 | 127.4451 | 117.723 | -2.2104 | -1.9061 | -2.0971 | -2.2687 | -2.7232 | -2.0048 | -2.5548 | -2.5691 | -5.0531 | -3.8899 | -2.9594 | -2.03 | -2.9686 | 0.75795 | 7.9578 | 7.6225 | 4.8151 | 5.051 | -1.4714 | -1.7576 | -0.31292 | -0.84283 | -0.56635 | -0.47204 | 51.7779 | 50.5414 | 49.2103 | 48.6578 | 48.4009 | 47.8147 | 47.6257 | 48.0647 | 50.5815 | 52.6907 | 55.0219 | 57.2064 | 58.1011 | 59.127 | 59.1575 | 59.8386 | 59.4443 | 58.2028 | 56.5957 | 54.8991 | 54.1582 | 53.2226 | 52.1692 | 51.0709 | 3.1442 | 3.6466 | 3.3958 | 3.9163 | 4.2047 | 3.1539 | 3.5236 | 3.7033 | 4.5004 | 5.2447 | 5.3164 | 4.7623 | 4.0196 | 4.1562 | 4.1923 | 4.195 | 4.2426 | 4.4501 | 4.1611 | 3.6099 | 4.3178 | 3.8167 | 3.7934 | 3.5112
Program Specific1-in-2Size: Over 200kWSouth of Lugo2025April Monthly Peak | Program Specific | 1-in-2 | Size: Over 200kW | South of Lugo | 2025 | April Monthly Peak | 4 | 110.2538 | 107.0952 | 102.2782 | 102.8676 | 108.5916 | 124.355 | 148.3135 | 168.2578 | 184.1931 | 196.8435 | 205.0942 | 208.9672 | 207.7154 | 210.1717 | 208.1425 | 200.2476 | 191.2696 | 180.7807 | 166.3362 | 164.0272 | 156.6905 | 145.9119 | 129.39 | 119.1788 | -2.2094 | -1.903 | -2.0926 | -2.2697 | -2.7131 | -2.007 | -2.5222 | -2.5236 | -5.0046 | -3.9275 | -3.0498 | -2.1257 | -3.1432 | 0.80865 | 8.5094 | 8.1576 | 5.0874 | 5.2814 | -1.5223 | -1.7865 | -0.31615 | -0.84923 | -0.57499 | -0.47788 | 62.0272 | 61.5675 | 60.7961 | 59.6748 | 58.842 | 58.0491 | 57.5602 | 57.7665 | 59.4338 | 62.7783 | 65.7749 | 69.0351 | 71.6561 | 73.6688 | 74.3238 | 74.2192 | 74.4743 | 73.5279 | 72.6165 | 70.6996 | 67.1729 | 65.5019 | 63.8848 | 61.781 | 3.1428 | 3.6407 | 3.3884 | 3.9181 | 4.189 | 3.1572 | 3.4786 | 3.6378 | 4.4571 | 5.2954 | 5.4789 | 4.9868 | 4.2561 | 4.4342 | 4.4829 | 4.4895 | 4.4825 | 4.6531 | 4.3048 | 3.6692 | 4.3624 | 3.8457 | 3.8513 | 3.5546
Program Specific1-in-2Size: Over 200kWSouth of Lugo2025May Monthly Peak | Program Specific | 1-in-2 | Size: Over 200kW | South of Lugo | 2025 | May Monthly Peak | 5 | 116.1614 | 113.6313 | 108.4317 | 108.9021 | 115.5135 | 131.615 | 155.2168 | 179.7089 | 197.8532 | 212.0314 | 219.9297 | 221.3903 | 217.2544 | 218.1478 | 215.5325 | 206.5594 | 196.5303 | 184.8688 | 170.9604 | 165.2686 | 161.0599 | 150.1327 | 135.0038 | 125.394 | -2.3278 | -2.0191 | -2.2185 | -2.4029 | -2.886 | -2.1241 | -2.6396 | -2.6954 | -5.3757 | -4.2306 | -3.2705 | -2.2521 | -3.2876 | 0.83934 | 8.8115 | 8.4147 | 5.2273 | 5.4009 | -1.5646 | -1.8 | -0.32497 | -0.87379 | -0.59994 | -0.5028 | 59.044 | 59.1306 | 59.1369 | 58.5076 | 57.9686 | 57.9823 | 58.3101 | 58.9294 | 59.7008 | 61.5045 | 64.5568 | 67.527 | 70.1272 | 71.0969 | 70.827 | 71.7054 | 71.8426 | 70.7134 | 68.7721 | 66.0591 | 63.1198 | 60.7716 | 60.2611 | 59.9006 | 3.3112 | 3.8629 | 3.5923 | 4.1479 | 4.456 | 3.3415 | 3.6405 | 3.8854 | 4.7877 | 5.704 | 5.8752 | 5.2833 | 4.4516 | 4.6025 | 4.6421 | 4.631 | 4.6058 | 4.7583 | 4.4245 | 3.697 | 4.4841 | 3.9569 | 4.0184 | 3.74
Program Specific1-in-2Size: Over 200kWSouth of Lugo2025June Monthly Peak | Program Specific | 1-in-2 | Size: Over 200kW | South of Lugo | 2025 | June Monthly Peak | 6 | 123.4428 | 119.5741 | 114.7413 | 114.6324 | 122.5626 | 140.3797 | 163.3422 | 186.6645 | 203.9225 | 217.1818 | 225.3009 | 226.9178 | 221.4264 | 222.5613 | 220.8062 | 212.9037 | 203.3321 | 192.4005 | 177.6501 | 171.5008 | 167.6446 | 157.021 | 142.7184 | 132.5718 | -2.4737 | -2.1247 | -2.3476 | -2.5293 | -3.0621 | -2.2656 | -2.7778 | -2.7997 | -5.5406 | -4.3333 | -3.3503 | -2.3083 | -3.3507 | 0.85632 | 9.0271 | 8.6732 | 5.4082 | 5.6209 | -1.6258 | -1.8679 | -0.33825 | -0.91389 | -0.63422 | -0.53158 | 62.7137 | 62.6263 | 62.1857 | 61.5597 | 61.3606 | 60.8774 | 60.4289 | 60.97 | 63.0565 | 67.5748 | 71.8685 | 75.5656 | 76.156 | 76.0935 | 77.5587 | 77.717 | 79.1591 | 79.2698 | 79.1468 | 75.5282 | 71.2072 | 67.4268 | 65.8223 | 64.6044 | 3.5187 | 4.0649 | 3.8013 | 4.3662 | 4.7279 | 3.564 | 3.8311 | 4.0358 | 4.9346 | 5.8425 | 6.0187 | 5.4152 | 4.5371 | 4.6956 | 4.7557 | 4.7732 | 4.7652 | 4.9521 | 4.5976 | 3.8364 | 4.6674 | 4.1385 | 4.248 | 3.9541
Program Specific1-in-2Size: Over 200kWSouth of Lugo2025July Monthly Peak | Program Specific | 1-in-2 | Size: Over 200kW | South of Lugo | 2025 | July Monthly Peak | 7 | 126.4844 | 122.7185 | 118.4877 | 118.6799 | 127.4954 | 146.1773 | 172.5637 | 196.7565 | 212.9451 | 225.4913 | 236.3637 | 237.6612 | 232.3554 | 232.4291 | 230.0002 | 224.1336 | 213.8744 | 201.9165 | 185.5807 | 178.0875 | 174.1474 | 162.422 | 146.5548 | 136.2884 | -3.1369 | -3.4892 | -3.2101 | -3.002 | -3.1383 | -2.5407 | -3.4229 | -3.0119 | -4.0876 | -4.2949 | -3.8695 | -2.7833 | -3.0134 | 0.50455 | 8.7067 | 8.5563 | 6.5534 | 5.9478 | -0.63905 | -1.972 | -1.6534 | -2.1412 | -2.085 | -2.0501 | 69.6006 | 68.8635 | 68.555 | 68.4415 | 68.0167 | 67.1606 | 67.0841 | 68.0329 | 70.7411 | 73.4073 | 76.0376 | 79.447 | 80.9501 | 81.4278 | 82.2446 | 82.4384 | 83.178 | 83.41 | 83.814 | 82.3068 | 79.0999 | 74.9019 | 72.3981 | 71.5106 | 3.3431 | 3.8683 | 3.6399 | 4.1915 | 4.5604 | 3.4412 | 3.7529 | 3.9445 | 4.778 | 5.6247 | 5.8549 | 5.259 | 4.4146 | 4.547 | 4.5933 | 4.6594 | 4.6476 | 4.819 | 4.4534 | 3.6939 | 4.4957 | 3.9694 | 4.0448 | 3.7692
Program Specific1-in-2Size: Over 200kWSouth of Lugo2025August Monthly Peak | Program Specific | 1-in-2 | Size: Over 200kW | South of Lugo | 2025 | August Monthly Peak | 8 | 123.1051 | 119.9676 | 116.0872 | 116.5285 | 124.9414 | 144.4923 | 172.9496 | 195.8973 | 211.8957 | 227.0682 | 240.192 | 242.8022 | 238.1346 | 239.4306 | 236.3075 | 227.6732 | 216.1527 | 204.0103 | 187.275 | 180.6487 | 173.7646 | 161.2071 | 143.9224 | 133.9487 | -3.1843 | -3.6974 | -3.3174 | -3.0318 | -3.0651 | -2.5516 | -3.5401 | -3.0123 | -3.6892 | -4.2789 | -4.0129 | -2.9272 | -2.973 | 0.42987 | 8.7853 | 8.5608 | 6.8189 | 6.0205 | -0.40555 | -2.0077 | -1.9406 | -2.391 | -2.3628 | -2.3458 | 70.2939 | 68.8328 | 68.2846 | 68.6026 | 68.555 | 67.7099 | 67.4967 | 67.4934 | 69.3165 | 73.5777 | 78.0046 | 82.5077 | 84.9213 | 85.587 | 85.8439 | 85.8492 | 87.2826 | 88.4614 | 87.6167 | 82.6076 | 76.9048 | 74.1941 | 72.8875 | 71.6368 | 3.2414 | 3.7672 | 3.5526 | 4.0999 | 4.452 | 3.3886 | 3.747 | 3.9124 | 4.7364 | 5.6426 | 5.9271 | 5.3523 | 4.5072 | 4.6662 | 4.7013 | 4.715 | 4.6792 | 4.8504 | 4.477 | 3.7328 | 4.4688 | 3.9247 | 3.9571 | 3.6904
Program Specific1-in-2Size: Over 200kWSouth of Lugo2025September Monthly Peak | Program Specific | 1-in-2 | Size: Over 200kW | South of Lugo | 2025 | September Monthly Peak | 9 | 124.3881 | 121.7096 | 117.0969 | 117.6643 | 126.893 | 148.0898 | 180.5316 | 205.6445 | 226.4588 | 244.1524 | 256.6609 | 258.3307 | 253.1248 | 254.3558 | 248.9827 | 237.2086 | 224.6004 | 209.7955 | 192.3659 | 187.7249 | 177.2669 | 163.176 | 145.5845 | 135.2025 | -3.2667 | -3.8589 | -3.4108 | -3.0929 | -3.1091 | -2.6304 | -3.7378 | -3.1675 | -3.7927 | -4.5824 | -4.32 | -3.1474 | -3.1147 | 0.42123 | 9.1939 | 8.8689 | 7.1608 | 6.1955 | -0.32536 | -2.0891 | -2.0899 | -2.52 | -2.5084 | -2.4916 | 70.1393 | 69.453 | 68.9368 | 68.5519 | 67.9874 | 67.6335 | 67.4003 | 67.3519 | 69.0723 | 73.1264 | 77.1865 | 82.0195 | 85.9394 | 87.7717 | 88.4507 | 88.9115 | 89.3295 | 88.0232 | 87.3167 | 84.9709 | 81.1907 | 77.9652 | 76.0654 | 75.1905 | 3.275 | 3.8217 | 3.5832 | 4.1396 | 4.5213 | 3.4728 | 3.911 | 4.1068 | 5.0616 | 6.0667 | 6.3331 | 5.6943 | 4.7907 | 4.9568 | 4.9532 | 4.9122 | 4.8618 | 4.9877 | 4.5984 | 3.8787 | 4.5586 | 3.9724 | 4.0025 | 3.7247
Program Specific1-in-2Size: Over 200kWSouth of Lugo2025October Monthly Peak | Program Specific | 1-in-2 | Size: Over 200kW | South of Lugo | 2025 | October Monthly Peak | 10 | 103.806 | 100.6999 | 97.8285 | 98.7567 | 104.0783 | 119.8227 | 144.1667 | 160.8787 | 175.5984 | 190.2068 | 199.7727 | 204.8342 | 205.5952 | 208.0797 | 203.9983 | 194.0487 | 183.7975 | 179.6589 | 167.93 | 159.0467 | 148.8624 | 137.3149 | 122.17 | 114.024 | -2.2296 | -2.1138 | -2.1976 | -2.2754 | -2.5887 | -1.9788 | -2.575 | -2.428 | -4.3479 | -3.743 | -3.0613 | -2.1789 | -2.9767 | 0.69516 | 8.1533 | 7.7548 | 5.1132 | 5.2618 | -1.2472 | -1.741 | -0.63671 | -1.1047 | -0.9041 | -0.83738 | 64.2351 | 63.9469 | 63.7306 | 62.4905 | 61.8839 | 61.2487 | 60.6747 | 60.7572 | 61.6143 | 64.7022 | 68.7909 | 74.3523 | 80.413 | 83.6201 | 82.4799 | 81.9436 | 82.282 | 81.3263 | 78.5117 | 74.2558 | 71.8981 | 70.3044 | 68.6267 | 66.9786 | 2.8665 | 3.3163 | 3.1398 | 3.644 | 3.8894 | 2.9471 | 3.2757 | 3.3696 | 4.1164 | 4.957 | 5.17 | 4.7355 | 4.0811 | 4.2529 | 4.2564 | 4.2146 | 4.1728 | 4.4797 | 4.2103 | 3.4466 | 4.015 | 3.506 | 3.5228 | 3.2946
Program Specific1-in-2Size: Over 200kWSouth of Lugo2025November Monthly Peak | Program Specific | 1-in-2 | Size: Over 200kW | South of Lugo | 2025 | November Monthly Peak | 11 | 104.2216 | 100.1087 | 97.1152 | 99.0659 | 104.7918 | 120.8246 | 142.8378 | 160.1468 | 176.265 | 188.715 | 196.9955 | 200.0479 | 198.6186 | 199.6507 | 195.9877 | 186.5597 | 177.9241 | 173.5412 | 162.6018 | 154.8622 | 145.7267 | 135.3616 | 119.2617 | 111.1371 | -2.0886 | -1.7788 | -1.987 | -2.1859 | -2.6182 | -1.95 | -2.4291 | -2.402 | -4.7892 | -3.7653 | -2.9294 | -2.035 | -3.0056 | 0.76817 | 8.0125 | 7.6 | 4.7324 | 5.0699 | -1.4881 | -1.6867 | -0.29403 | -0.78782 | -0.52998 | -0.44563 | 59.4229 | 58.4533 | 57.6749 | 56.8855 | 55.6992 | 54.5572 | 54.2103 | 54.772 | 57.0943 | 60.0353 | 64.6325 | 68.9716 | 72.2036 | 74.0758 | 75.4664 | 74.8218 | 72.5425 | 69.6714 | 67.3714 | 66.3429 | 65.2328 | 65.0493 | 64.4693 | 64.7668 | 2.9708 | 3.4032 | 3.2174 | 3.7733 | 4.0424 | 3.0676 | 3.3502 | 3.4625 | 4.2653 | 5.0767 | 5.2626 | 4.774 | 4.0697 | 4.2123 | 4.2211 | 4.1826 | 4.1697 | 4.4667 | 4.2082 | 3.4642 | 4.0572 | 3.5676 | 3.5498 | 3.3148
Program Specific1-in-2Size: Over 200kWSouth of Lugo2025December Monthly Peak | Program Specific | 1-in-2 | Size: Over 200kW | South of Lugo | 2025 | December Monthly Peak | 12 | 99.9009 | 97.2474 | 94.7295 | 95.948 | 100.8751 | 114.2185 | 135.9153 | 150.4185 | 161.9121 | 170.6019 | 174.5599 | 175.3154 | 172.71 | 171.4138 | 167.8182 | 160.189 | 155.4369 | 154.3498 | 146.7413 | 141.1458 | 133.7581 | 126.5221 | 112.5074 | 106.0407 | -2.002 | -1.728 | -1.9382 | -2.1171 | -2.5203 | -1.8434 | -2.3113 | -2.2561 | -4.3992 | -3.4039 | -2.5958 | -1.7834 | -2.6135 | 0.65953 | 6.8608 | 6.5257 | 4.1343 | 4.5093 | -1.3429 | -1.5373 | -0.26988 | -0.73638 | -0.49997 | -0.4252 | 52.4211 | 51.1439 | 50.2196 | 49.4245 | 48.9351 | 47.8943 | 48.1876 | 48.4148 | 48.9151 | 52.5157 | 57.012 | 59.992 | 61.6755 | 62.9226 | 63.4153 | 63.7459 | 62.9764 | 60.7744 | 58.7189 | 57.0619 | 55.2993 | 53.1474 | 51.1984 | 49.881 | 2.8477 | 3.3059 | 3.1384 | 3.6545 | 3.8913 | 2.8998 | 3.1878 | 3.2521 | 3.918 | 4.5895 | 4.6632 | 4.1838 | 3.5389 | 3.6165 | 3.6144 | 3.5914 | 3.6427 | 3.9728 | 3.7977 | 3.1573 | 3.724 | 3.3347 | 3.3488 | 3.1628
Program Specific1-in-2Size: Over 200kWSouth of Lugo2025Typical Event Day | Program Specific | 1-in-2 | Size: Over 200kW | South of Lugo | 2025 | Typical Event Day | 8 | 122.1294 | 119.1432 | 115.3446 | 115.7941 | 124.1551 | 143.4377 | 171.1051 | 192.8884 | 207.6462 | 222.0456 | 234.6409 | 237.1889 | 232.4104 | 233.6995 | 230.6885 | 222.3134 | 211.2032 | 199.5774 | 183.7475 | 177.4904 | 171.2178 | 159.1236 | 142.4117 | 132.6286 | -2.9758 | -3.2716 | -3.0551 | -2.8948 | -3.0603 | -2.4768 | -3.3498 | -2.9472 | -4.137 | -4.2476 | -3.8092 | -2.7445 | -3.06 | 0.54306 | 8.7965 | 8.5388 | 6.3936 | 5.8745 | -0.72843 | -1.9624 | -1.5088 | -1.9909 | -1.8989 | -1.8616 | 68.1869 | 67.4439 | 66.9905 | 66.7889 | 66.4799 | 65.8453 | 65.6025 | 65.9621 | 68.0466 | 71.9215 | 75.7743 | 79.8849 | 81.9917 | 82.72 | 83.5245 | 83.7291 | 84.7373 | 84.7911 | 84.4736 | 81.3533 | 77.1007 | 73.622 | 71.7933 | 70.7356 | 3.2379 | 3.7671 | 3.5541 | 4.1021 | 4.4545 | 3.3871 | 3.7326 | 3.8788 | 4.6733 | 5.5557 | 5.83 | 5.2646 | 4.4292 | 4.5859 | 4.6211 | 4.6357 | 4.6035 | 4.7777 | 4.4229 | 3.6927 | 4.4336 | 3.9007 | 3.9425 | 3.6792
Program Specific1-in-10Size: Over 200kWOther2015January Monthly Peak | Program Specific | 1-in-10 | Size: Over 200kW | Other | 2015 | January Monthly Peak | 1 | 137.3157 | 134.165 | 129.9346 | 130.3643 | 138.3978 | 161.5016 | 194.7102 | 215.1333 | 222.3227 | 221.8494 | 222.1352 | 217.5607 | 212.5406 | 212.9102 | 204.5695 | 193.8864 | 184.1192 | 181.8715 | 179.1348 | 174.0481 | 167.7755 | 160.1181 | 151.8252 | 146.2188 | -1.7543 | -1.9493 | -1.2234 | -3.4983 | -4.3613 | -3.8059 | -1.4865 | -4.5112 | -3.7567 | -4.5916 | -0.0034796 | 0.45029 | 1.5428 | 2.9552 | 7.4915 | 6.8316 | 9.4315 | 8.7483 | 4.5022 | 4.6528 | 4.0312 | 3.9237 | 2.7406 | 2.1909 | 41.3351 | 40.9496 | 40.2872 | 39.5936 | 39.1399 | 38.5765 | 38.0744 | 37.6536 | 38.1661 | 41.2025 | 44.3924 | 47.0483 | 48.7627 | 49.9436 | 50.8456 | 51.196 | 50.9157 | 49.8402 | 47.9452 | 46.5736 | 45.3721 | 44.7464 | 44.002 | 43.2964 | 5.6782 | 5.6549 | 6.1658 | 6.1267 | 6.055 | 5.8614 | 7.0287 | 6.5707 | 7.748 | 7.5222 | 6.4978 | 5.8967 | 5.5126 | 5.5299 | 4.7515 | 3.9447 | 3.3603 | 3.5053 | 3.5071 | 5.8135 | 6.2633 | 6.3893 | 5.5812 | 5.9795
Program Specific1-in-10Size: Over 200kWOther2015February Monthly Peak | Program Specific | 1-in-10 | Size: Over 200kW | Other | 2015 | February Monthly Peak | 2 | 131.1205 | 128.412 | 123.9294 | 123.5083 | 130.9958 | 151.7981 | 181.5031 | 197.5806 | 203.0846 | 203.8627 | 206.1312 | 204.5744 | 201.1338 | 203.097 | 196.4834 | 186.2405 | 176.2326 | 173.3474 | 169.8012 | 164.0054 | 159.0259 | 153.1226 | 144.6179 | 139.9955 | -1.6752 | -1.8657 | -1.1668 | -3.3143 | -4.1281 | -3.5772 | -1.3856 | -4.1431 | -3.4316 | -4.2193 | -0.0032289 | 0.42341 | 1.46 | 2.819 | 7.1954 | 6.5622 | 9.0275 | 8.3383 | 4.2676 | 4.3843 | 3.821 | 3.7522 | 2.6105 | 2.0976 | 48.467 | 48.0004 | 47.5439 | 47.0277 | 46.765 | 46.2675 | 45.6998 | 45.7384 | 47.1618 | 50.5885 | 54.167 | 57.1177 | 58.9834 | 60.0014 | 60.5779 | 60.8061 | 60.0734 | 59.11 | 57.1378 | 55.0177 | 53.4895 | 52.1935 | 51.261 | 49.9973 | 5.422 | 5.4124 | 5.8808 | 5.8045 | 5.7312 | 5.5093 | 6.552 | 6.0346 | 7.0775 | 6.9123 | 6.0296 | 5.5447 | 5.2167 | 5.275 | 4.5637 | 3.7891 | 3.2164 | 3.341 | 3.3243 | 5.4781 | 5.9366 | 6.1102 | 5.3162 | 5.725
Program Specific1-in-10Size: Over 200kWOther2015March Monthly Peak | Program Specific | 1-in-10 | Size: Over 200kW | Other | 2015 | March Monthly Peak | 3 | 134.0192 | 130.6785 | 126.3012 | 123.4936 | 130.0742 | 148.1964 | 173.6937 | 190.8625 | 200.0451 | 204.1765 | 211.2788 | 213.8692 | 212.5619 | 217.1278 | 212.5875 | 201.5024 | 188.3386 | 176.05 | 170.9023 | 168.7979 | 166.0853 | 159.9748 | 149.2509 | 142.9976 | -1.7122 | -1.8986 | -1.1892 | -3.3139 | -4.099 | -3.4923 | -1.326 | -4.0023 | -3.3803 | -4.2258 | -0.0033095 | 0.44265 | 1.543 | 3.0138 | 7.7851 | 7.0999 | 9.6477 | 8.4683 | 4.2953 | 4.5124 | 3.9906 | 3.9201 | 2.6941 | 2.1426 | 59.4879 | 58.3505 | 57.6288 | 56.8709 | 56.0332 | 55.1486 | 54.4084 | 54.9289 | 58.3782 | 63.3704 | 68.6281 | 72.8212 | 75.6479 | 77.2879 | 78.0655 | 78.5251 | 77.9823 | 76.3149 | 73.5287 | 69.9947 | 66.794 | 64.1045 | 62.0451 | 60.4125 | 5.5419 | 5.508 | 5.9934 | 5.8038 | 5.6908 | 5.3786 | 6.2701 | 5.8294 | 6.9716 | 6.923 | 6.1802 | 5.7966 | 5.5131 | 5.6394 | 4.9377 | 4.0996 | 3.4373 | 3.3931 | 3.3459 | 5.6381 | 6.2002 | 6.3836 | 5.4865 | 5.8478
Program Specific1-in-10Size: Over 200kWOther2015April Monthly Peak | Program Specific | 1-in-10 | Size: Over 200kW | Other | 2015 | April Monthly Peak | 4 | 137.4586 | 134.1301 | 129.3943 | 126.5803 | 133.2125 | 152.0705 | 178.8942 | 199.4998 | 212.7236 | 220.7552 | 230.3513 | 234.2167 | 234.0558 | 239.1721 | 234.2704 | 221.0304 | 204.9645 | 190.1018 | 182.8642 | 179.3384 | 174.7533 | 166.9192 | 154.7726 | 147.4746 | -1.1476 | -1.6295 | -0.95835 | -2.1744 | -3.1777 | -3.0696 | -2.5507 | -3.5505 | -3.53 | -4.3996 | -1.8831 | -2.404 | -1.2662 | -0.291 | 5.6179 | 6.2112 | 7.4631 | 6.8679 | 3.9185 | 3.4505 | 2.7929 | 3.6236 | 2.7789 | 2.6142 | 69.3348 | 68.1359 | 66.6439 | 65.7702 | 64.8057 | 63.7443 | 63.1309 | 63.1668 | 66.3207 | 71.8791 | 77.3191 | 82.3642 | 85.6065 | 87.6523 | 88.7016 | 89.1028 | 88.7514 | 87.6875 | 85.6341 | 81.9091 | 77.4097 | 73.8403 | 71.3454 | 69.4389 | 5.3538 | 5.3249 | 5.7833 | 5.6031 | 5.4894 | 5.1984 | 6.0825 | 5.7391 | 6.9826 | 7.0501 | 6.3465 | 5.9792 | 5.7178 | 5.851 | 5.1251 | 4.2356 | 3.5233 | 3.451 | 3.372 | 5.6421 | 6.1446 | 6.2736 | 5.3588 | 5.6803
Program Specific1-in-10Size: Over 200kWOther2015May Monthly Peak | Program Specific | 1-in-10 | Size: Over 200kW | Other | 2015 | May Monthly Peak | 5 | 140.038 | 137.2024 | 132.1766 | 130.3458 | 137.5225 | 156.8418 | 182.2164 | 207.564 | 225.1197 | 235.1516 | 245.6074 | 248.4775 | 246.8834 | 251.2993 | 245.717 | 230.2193 | 212.8695 | 196.5259 | 187.5615 | 181.9336 | 177.709 | 170.3033 | 158.9237 | 151.681 | -1.0506 | -1.6044 | -0.9282 | -1.9985 | -3.0792 | -3.0646 | -2.8288 | -3.5682 | -3.7226 | -4.6521 | -2.3908 | -3.1361 | -1.9334 | -1.0309 | 5.2987 | 6.1555 | 7.1482 | 6.6502 | 3.8864 | 3.2399 | 2.5668 | 3.606 | 2.8505 | 2.7683 | 70.1324 | 68.7807 | 67.6553 | 66.5503 | 65.6517 | 64.8069 | 64.6753 | 64.93 | 68.0492 | 73.6493 | 79.3841 | 83.6661 | 86.9366 | 89.0277 | 90.4126 | 90.8268 | 90.1647 | 89.3207 | 87.4894 | 84.9012 | 81.4357 | 77.5572 | 74.885 | 72.4683 | 5.454 | 5.4466 | 5.9075 | 5.7696 | 5.6668 | 5.3613 | 6.1952 | 5.9709 | 7.3892 | 7.5096 | 6.7666 | 6.343 | 6.0309 | 6.1474 | 5.3753 | 4.4115 | 3.6591 | 3.5675 | 3.4585 | 5.7235 | 6.2483 | 6.4006 | 5.5024 | 5.8421
Program Specific1-in-10Size: Over 200kWOther2015June Monthly Peak | Program Specific | 1-in-10 | Size: Over 200kW | Other | 2015 | June Monthly Peak | 6 | 146.2301 | 143.2641 | 138.595 | 136.7912 | 143.6315 | 162.9911 | 188.0804 | 211.9818 | 227.7725 | 237.9857 | 247.923 | 246.9925 | 240.9709 | 244.3676 | 238.8904 | 227.1156 | 210.9415 | 195.5189 | 188.9925 | 183.1449 | 181.2812 | 174.6495 | 163.596 | 156.8042 | -1.0461 | -1.6485 | -0.95136 | -1.9934 | -3.1294 | -3.1414 | -3.0179 | -3.5912 | -3.761 | -4.6938 | -2.5726 | -3.3571 | -2.1273 | -1.2928 | 4.9139 | 5.945 | 6.8376 | 6.4318 | 3.8609 | 3.1535 | 2.5036 | 3.6596 | 2.9331 | 2.8957 | 71.0029 | 69.7385 | 68.7455 | 67.6954 | 66.6858 | 65.6392 | 65.2031 | 66.3721 | 70.0173 | 74.909 | 79.779 | 83.802 | 86.3573 | 88.4475 | 89.6502 | 90.0674 | 90.6035 | 89.7423 | 88.517 | 86.5 | 83.0694 | 79.1262 | 76.6187 | 74.6092 | 5.7015 | 5.6936 | 6.2012 | 6.0617 | 5.9252 | 5.5777 | 6.4017 | 6.1048 | 7.4846 | 7.6085 | 6.838 | 6.3121 | 5.8931 | 5.9845 | 5.2318 | 4.3569 | 3.63 | 3.5531 | 3.4888 | 5.768 | 6.381 | 6.5712 | 5.6704 | 6.0462
Program Specific1-in-10Size: Over 200kWOther2015July Monthly Peak | Program Specific | 1-in-10 | Size: Over 200kW | Other | 2015 | July Monthly Peak | 7 | 149.2764 | 145.5182 | 141.4099 | 140.815 | 148.2071 | 169.1102 | 193.6711 | 214.8215 | 227.7141 | 236.4533 | 243.8848 | 242.4713 | 236.6332 | 239.3169 | 233.7201 | 224.3078 | 210.1818 | 196.2111 | 190.6326 | 185.4694 | 183.9334 | 177.0599 | 165.9757 | 159.149 | -0.86274 | -1.5668 | -0.88249 | -1.6298 | -2.8767 | -3.0819 | -3.5059 | -3.4277 | -3.7386 | -4.6073 | -3.1485 | -4.224 | -3.0197 | -2.3877 | 3.8903 | 5.3747 | 5.8463 | 5.7252 | 3.6752 | 2.7621 | 2.0808 | 3.5564 | 2.9708 | 3.0745 | 73.4789 | 72.6423 | 71.7446 | 71.0192 | 70.4077 | 69.7492 | 69.3163 | 69.6868 | 72.5455 | 76.9977 | 81.6448 | 84.9785 | 87.0943 | 88.8227 | 90.1659 | 90.6329 | 90.9348 | 90.1223 | 88.3659 | 86.1435 | 83.0537 | 80.286 | 78.3608 | 77.0383 | 5.8829 | 5.8454 | 6.3952 | 6.307 | 6.1796 | 5.8493 | 6.6629 | 6.253 | 7.5632 | 7.6408 | 6.7989 | 6.2632 | 5.8492 | 5.9238 | 5.1736 | 4.3493 | 3.6558 | 3.604 | 3.5569 | 5.904 | 6.544 | 6.7335 | 5.8148 | 6.2026
Program Specific1-in-10Size: Over 200kWOther2015August Monthly Peak | Program Specific | 1-in-10 | Size: Over 200kW | Other | 2015 | August Monthly Peak | 8 | 150.2569 | 146.7051 | 142.4052 | 141.8152 | 149.5767 | 171.4058 | 198.5905 | 221.8726 | 238.6224 | 249.6913 | 258.8213 | 259.4369 | 254.1779 | 258.2214 | 252.0985 | 238.4898 | 220.5308 | 204.3092 | 196.4178 | 192.068 | 188.7197 | 179.4699 | 168.1947 | 160.6644 | -0.74817 | -1.5165 | -0.83699 | -1.3939 | -2.6962 | -3.019 | -3.8327 | -3.413 | -3.9046 | -4.8306 | -3.723 | -5.098 | -3.8257 | -3.281 | 3.6203 | 5.4071 | 5.5437 | 5.5193 | 3.6552 | 2.6003 | 1.8605 | 3.5141 | 3.0076 | 3.1835 | 74.8701 | 74.1225 | 73.1468 | 72.3948 | 71.703 | 71.1253 | 70.6645 | 70.6609 | 73.0278 | 77.4993 | 81.7321 | 85.7125 | 88.8346 | 91.1678 | 92.4185 | 92.4223 | 91.9862 | 90.8904 | 89.9055 | 87.6348 | 83.8415 | 80.7945 | 78.7289 | 76.8832 | 5.985 | 5.9562 | 6.5092 | 6.4199 | 6.3036 | 5.9923 | 6.9054 | 6.5275 | 8.0104 | 8.1551 | 7.2927 | 6.7733 | 6.3502 | 6.4603 | 5.6402 | 4.6738 | 3.8769 | 3.793 | 3.7041 | 6.1796 | 6.7862 | 6.8983 | 5.9557 | 6.3288
Program Specific1-in-10Size: Over 200kWOther2015September Monthly Peak | Program Specific | 1-in-10 | Size: Over 200kW | Other | 2015 | September Monthly Peak | 9 | 153.1315 | 149.2573 | 144.433 | 144.7535 | 153.2218 | 176.2703 | 207.2207 | 234.0167 | 256.3345 | 269.5663 | 279.7751 | 280.5552 | 275.6957 | 279.7173 | 272.6262 | 255.711 | 234.5837 | 216.4356 | 208.11 | 204.5275 | 196.6106 | 185.8612 | 173.1276 | 164.2384 | -0.53758 | -1.425 | -0.75265 | -0.95905 | -2.3727 | -2.907 | -4.4546 | -3.3535 | -4.1686 | -5.1465 | -4.7816 | -6.6608 | -5.3082 | -4.9549 | 2.7719 | 5.1924 | 4.7442 | 4.9872 | 3.6171 | 2.2606 | 1.4136 | 3.4669 | 3.0903 | 3.4037 | 76.9974 | 75.8963 | 74.7983 | 74.2475 | 73.3356 | 72.4887 | 72.0872 | 72.0013 | 74.1528 | 78.7889 | 83.8247 | 88.4921 | 92.3563 | 95.1933 | 96.1886 | 96.4373 | 95.8943 | 94.4335 | 92.6892 | 89.9009 | 85.7632 | 82.5486 | 80.3405 | 78.5972 | 6.268 | 6.2273 | 6.7843 | 6.734 | 6.6356 | 6.3326 | 7.4045 | 7.075 | 8.8428 | 9.0475 | 8.1009 | 7.527 | 7.0781 | 7.1914 | 6.268 | 5.1498 | 4.2379 | 4.1292 | 4.033 | 6.7623 | 7.2653 | 7.3414 | 6.2997 | 6.6483
Program Specific1-in-10Size: Over 200kWOther2015October Monthly Peak | Program Specific | 1-in-10 | Size: Over 200kW | Other | 2015 | October Monthly Peak | 10 | 133.652 | 131.272 | 125.9074 | 124.8879 | 132.1016 | 152.7736 | 182.6881 | 202.5647 | 214.8935 | 224.2392 | 232.7995 | 235.839 | 235.7505 | 239.8984 | 233.7594 | 219.5619 | 203.6542 | 195.2441 | 187.0116 | 177.9192 | 170.13 | 162.0287 | 150.567 | 144.5577 | -0.93003 | -1.4967 | -0.85311 | -1.7667 | -2.8336 | -2.9217 | -2.9847 | -3.4033 | -3.5455 | -4.4151 | -2.4995 | -3.3338 | -2.2131 | -1.429 | 4.6779 | 5.6782 | 6.4682 | 6.3196 | 3.7899 | 3.0047 | 2.2892 | 3.3752 | 2.6988 | 2.687 | 72.8085 | 72.0537 | 71.2114 | 70.0457 | 69.0606 | 68.1382 | 67.9604 | 67.7 | 68.5336 | 72.5398 | 77.3589 | 82.1918 | 86.0772 | 88.3267 | 89.1065 | 88.9559 | 87.9269 | 86.337 | 83.6344 | 80.1619 | 77.2052 | 75.3646 | 73.8907 | 72.5888 | 5.2159 | 5.2218 | 5.6387 | 5.5392 | 5.4545 | 5.2328 | 6.2239 | 5.8389 | 7.0679 | 7.1756 | 6.4267 | 6.0326 | 5.7707 | 5.8804 | 5.1241 | 4.2158 | 3.5078 | 3.5514 | 3.4553 | 5.6086 | 5.994 | 6.1019 | 5.2236 | 5.5791
Program Specific1-in-10Size: Over 200kWOther2015November Monthly Peak | Program Specific | 1-in-10 | Size: Over 200kW | Other | 2015 | November Monthly Peak | 11 | 135.6613 | 132.9482 | 128.3247 | 126.8347 | 134.2845 | 154.3956 | 179.8983 | 198.5989 | 209.725 | 214.9917 | 221.886 | 223.958 | 222.2222 | 225.4486 | 219.6143 | 205.5888 | 192.984 | 186.6941 | 179.2406 | 171.5367 | 165.7062 | 159.586 | 148.5122 | 142.9529 | -1.7332 | -1.9316 | -1.2082 | -3.4036 | -4.2317 | -3.6384 | -1.3734 | -4.1645 | -3.5439 | -4.4496 | -0.0034757 | 0.46353 | 1.6131 | 3.1293 | 8.0424 | 7.2439 | 9.8856 | 8.9802 | 4.5049 | 4.5856 | 3.9815 | 3.9106 | 2.6808 | 2.142 | 63.028 | 61.631 | 60.6871 | 59.6644 | 59.0075 | 58.3761 | 57.7204 | 57.8135 | 59.8361 | 64.1798 | 69.49 | 73.636 | 76.4501 | 78.0281 | 79.0958 | 79.2454 | 77.9244 | 75.5688 | 72.918 | 69.9555 | 67.7182 | 66.1713 | 64.5854 | 63.6444 | 5.6098 | 5.6036 | 6.0894 | 5.9608 | 5.875 | 5.6035 | 6.4941 | 6.0657 | 7.309 | 7.2897 | 6.4905 | 6.0701 | 5.7637 | 5.8556 | 5.1009 | 4.1828 | 3.5221 | 3.5982 | 3.5091 | 5.7296 | 6.186 | 6.3681 | 5.4594 | 5.8459
Program Specific1-in-10Size: Over 200kWOther2015December Monthly Peak | Program Specific | 1-in-10 | Size: Over 200kW | Other | 2015 | December Monthly Peak | 12 | 130.8377 | 128.1968 | 124.4275 | 124.3516 | 132.0086 | 152.2905 | 179.5362 | 195.3922 | 202.1437 | 202.2962 | 202.3724 | 198.2124 | 192.8016 | 192.3265 | 184.978 | 176.2593 | 170.188 | 168.8335 | 165.4312 | 160.6456 | 155.4367 | 149.0595 | 141.2555 | 136.7498 | -1.6716 | -1.8626 | -1.1715 | -3.3369 | -4.16 | -3.5888 | -1.3706 | -4.0972 | -3.4157 | -4.1869 | -0.00317 | 0.41025 | 1.3995 | 2.6695 | 6.774 | 6.2105 | 8.7179 | 8.1211 | 4.1578 | 4.2945 | 3.7347 | 3.6527 | 2.5498 | 2.049 | 44.5763 | 43.8863 | 43.2876 | 42.6343 | 42.1678 | 41.4305 | 41.4333 | 41.4287 | 42.0226 | 44.3184 | 47.1206 | 49.4548 | 50.9829 | 51.4246 | 51.6815 | 51.7569 | 51.1639 | 49.7109 | 48.1122 | 47.1043 | 46.2003 | 45.2687 | 44.7076 | 44.3043 | 5.4103 | 5.4034 | 5.9045 | 5.8441 | 5.7755 | 5.5271 | 6.481 | 5.9678 | 7.0448 | 6.8592 | 5.9197 | 5.3723 | 5.0006 | 4.9953 | 4.2964 | 3.586 | 3.106 | 3.254 | 3.2388 | 5.3658 | 5.8027 | 5.9481 | 5.1926 | 5.5923
Program Specific1-in-10Size: Over 200kWOther2015Typical Event Day | Program Specific | 1-in-10 | Size: Over 200kW | Other | 2015 | Typical Event Day | 8 | 149.7473 | 146.208 | 141.9336 | 141.318 | 149.0578 | 170.7478 | 197.7016 | 220.5315 | 236.8551 | 247.6015 | 256.5619 | 257.1525 | 251.8361 | 255.8778 | 249.8416 | 236.446 | 218.7483 | 202.7453 | 195.0225 | 190.7824 | 187.6473 | 178.6112 | 167.4612 | 160.0579 | -0.80202 | -1.541 | -0.85847 | -1.5051 | -2.784 | -3.0565 | -3.7041 | -3.4519 | -3.8818 | -4.8063 | -3.5124 | -4.7833 | -3.5191 | -2.9226 | 3.8565 | 5.5042 | 5.7745 | 5.6836 | 3.6907 | 2.7045 | 1.9784 | 3.5398 | 2.9958 | 3.1341 | 74.0873 | 73.0999 | 72.1088 | 71.3392 | 70.533 | 69.7506 | 69.3178 | 69.6803 | 72.4358 | 77.0487 | 81.7452 | 85.7463 | 88.6606 | 90.9078 | 92.1058 | 92.39 | 92.3547 | 91.2971 | 89.8694 | 87.5448 | 83.932 | 80.6888 | 78.5122 | 76.782 | 5.9325 | 5.904 | 6.4527 | 6.3629 | 6.2478 | 5.9371 | 6.8374 | 6.4531 | 7.9082 | 8.0432 | 7.19 | 6.6774 | 6.2578 | 6.3671 | 5.5596 | 4.6088 | 3.8248 | 3.7437 | 3.658 | 6.1052 | 6.7113 | 6.8283 | 5.8977 | 6.2709
Program Specific1-in-10Size: Over 200kWOther2016January Monthly Peak | Program Specific | 1-in-10 | Size: Over 200kW | Other | 2016 | January Monthly Peak | 1 | 137.3157 | 134.165 | 129.9346 | 130.3643 | 138.3978 | 161.5016 | 194.7102 | 215.1333 | 222.3227 | 221.8494 | 222.1352 | 217.5607 | 212.5406 | 212.9102 | 204.5695 | 193.8864 | 184.1192 | 181.8715 | 179.1348 | 174.0481 | 167.7755 | 160.1181 | 151.8252 | 146.2188 | -1.7543 | -1.9493 | -1.2234 | -3.4983 | -4.3613 | -3.8059 | -1.4865 | -4.5112 | -3.7567 | -4.5916 | -0.0034796 | 0.45029 | 1.5428 | 2.9552 | 7.4915 | 6.8316 | 9.4315 | 8.7483 | 4.5022 | 4.6528 | 4.0312 | 3.9237 | 2.7406 | 2.1909 | 41.3351 | 40.9496 | 40.2872 | 39.5936 | 39.1399 | 38.5765 | 38.0744 | 37.6536 | 38.1661 | 41.2025 | 44.3924 | 47.0483 | 48.7627 | 49.9436 | 50.8456 | 51.196 | 50.9157 | 49.8402 | 47.9452 | 46.5736 | 45.3721 | 44.7464 | 44.002 | 43.2964 | 5.6782 | 5.6549 | 6.1658 | 6.1267 | 6.055 | 5.8614 | 7.0287 | 6.5707 | 7.748 | 7.5222 | 6.4978 | 5.8967 | 5.5126 | 5.5299 | 4.7515 | 3.9447 | 3.3603 | 3.5053 | 3.5071 | 5.8135 | 6.2633 | 6.3893 | 5.5812 | 5.9795
Program Specific1-in-10Size: Over 200kWOther2016February Monthly Peak | Program Specific | 1-in-10 | Size: Over 200kW | Other | 2016 | February Monthly Peak | 2 | 131.1205 | 128.412 | 123.9294 | 123.5083 | 130.9958 | 151.7981 | 181.5032 | 197.5806 | 203.0846 | 203.8627 | 206.1312 | 204.5745 | 201.1338 | 203.0971 | 196.4834 | 186.2405 | 176.2326 | 173.3474 | 169.8012 | 164.0054 | 159.0259 | 153.1226 | 144.6179 | 139.9955 | -1.6752 | -1.8657 | -1.1668 | -3.3143 | -4.1281 | -3.5772 | -1.3856 | -4.1431 | -3.4316 | -4.2193 | -0.0032289 | 0.42341 | 1.46 | 2.819 | 7.1954 | 6.5622 | 9.0275 | 8.3383 | 4.2676 | 4.3843 | 3.821 | 3.7522 | 2.6105 | 2.0976 | 48.467 | 48.0004 | 47.5439 | 47.0277 | 46.765 | 46.2675 | 45.6998 | 45.7384 | 47.1618 | 50.5885 | 54.167 | 57.1177 | 58.9834 | 60.0014 | 60.5779 | 60.8061 | 60.0734 | 59.11 | 57.1378 | 55.0177 | 53.4895 | 52.1935 | 51.261 | 49.9973 | 5.422 | 5.4124 | 5.8808 | 5.8045 | 5.7312 | 5.5093 | 6.552 | 6.0346 | 7.0775 | 6.9123 | 6.0296 | 5.5447 | 5.2167 | 5.275 | 4.5637 | 3.7891 | 3.2164 | 3.341 | 3.3243 | 5.4781 | 5.9366 | 6.1102 | 5.3162 | 5.725
Program Specific1-in-10Size: Over 200kWOther2016March Monthly Peak | Program Specific | 1-in-10 | Size: Over 200kW | Other | 2016 | March Monthly Peak | 3 | 134.0192 | 130.6785 | 126.3012 | 123.4936 | 130.0742 | 148.1964 | 173.6936 | 190.8626 | 200.0451 | 204.1765 | 211.2788 | 213.8692 | 212.5619 | 217.1278 | 212.5875 | 201.5024 | 188.3386 | 176.05 | 170.9023 | 168.7978 | 166.0852 | 159.9748 | 149.251 | 142.9976 | -1.7122 | -1.8986 | -1.1892 | -3.3139 | -4.099 | -3.4923 | -1.326 | -4.0023 | -3.3803 | -4.2258 | -0.0033095 | 0.44265 | 1.543 | 3.0138 | 7.7851 | 7.0999 | 9.6477 | 8.4683 | 4.2953 | 4.5124 | 3.9906 | 3.9201 | 2.6941 | 2.1426 | 59.4879 | 58.3505 | 57.6288 | 56.8709 | 56.0332 | 55.1486 | 54.4084 | 54.9289 | 58.3782 | 63.3704 | 68.6281 | 72.8212 | 75.6479 | 77.2879 | 78.0655 | 78.5251 | 77.9823 | 76.3149 | 73.5287 | 69.9947 | 66.794 | 64.1045 | 62.0451 | 60.4125 | 5.5419 | 5.508 | 5.9934 | 5.8038 | 5.6908 | 5.3786 | 6.2701 | 5.8294 | 6.9716 | 6.923 | 6.1802 | 5.7966 | 5.5131 | 5.6394 | 4.9377 | 4.0996 | 3.4373 | 3.3931 | 3.3459 | 5.6381 | 6.2002 | 6.3836 | 5.4865 | 5.8478
Program Specific1-in-10Size: Over 200kWOther2016April Monthly Peak | Program Specific | 1-in-10 | Size: Over 200kW | Other | 2016 | April Monthly Peak | 4 | 137.4586 | 134.1301 | 129.3943 | 126.5803 | 133.2125 | 152.0705 | 178.8942 | 199.4998 | 212.7236 | 220.7552 | 230.3513 | 234.2167 | 234.0557 | 239.1721 | 234.2704 | 221.0304 | 204.9645 | 190.1018 | 182.8642 | 179.3384 | 174.7533 | 166.9192 | 154.7726 | 147.4746 | -1.1476 | -1.6295 | -0.95835 | -2.1744 | -3.1777 | -3.0696 | -2.5507 | -3.5505 | -3.53 | -4.3996 | -1.8831 | -2.404 | -1.2662 | -0.291 | 5.6179 | 6.2112 | 7.4631 | 6.8679 | 3.9185 | 3.4505 | 2.7929 | 3.6236 | 2.7789 | 2.6142 | 69.3348 | 68.1359 | 66.6439 | 65.7702 | 64.8057 | 63.7443 | 63.1309 | 63.1668 | 66.3207 | 71.8791 | 77.3191 | 82.3642 | 85.6065 | 87.6523 | 88.7016 | 89.1028 | 88.7514 | 87.6875 | 85.6341 | 81.9091 | 77.4097 | 73.8403 | 71.3454 | 69.4389 | 5.3538 | 5.3249 | 5.7833 | 5.6031 | 5.4894 | 5.1984 | 6.0825 | 5.7391 | 6.9826 | 7.0501 | 6.3465 | 5.9792 | 5.7178 | 5.851 | 5.1251 | 4.2356 | 3.5233 | 3.451 | 3.372 | 5.6421 | 6.1446 | 6.2736 | 5.3588 | 5.6803
Program Specific1-in-10Size: Over 200kWOther2016May Monthly Peak | Program Specific | 1-in-10 | Size: Over 200kW | Other | 2016 | May Monthly Peak | 5 | 140.038 | 137.2024 | 132.1766 | 130.3458 | 137.5225 | 156.8418 | 182.2164 | 207.564 | 225.1197 | 235.1516 | 245.6074 | 248.4775 | 246.8834 | 251.2993 | 245.717 | 230.2193 | 212.8695 | 196.5259 | 187.5615 | 181.9336 | 177.709 | 170.3033 | 158.9237 | 151.681 | -1.0506 | -1.6044 | -0.9282 | -1.9985 | -3.0792 | -3.0646 | -2.8288 | -3.5682 | -3.7226 | -4.6521 | -2.3908 | -3.1361 | -1.9334 | -1.0309 | 5.2987 | 6.1555 | 7.1482 | 6.6502 | 3.8864 | 3.2399 | 2.5668 | 3.606 | 2.8505 | 2.7683 | 70.1324 | 68.7807 | 67.6553 | 66.5503 | 65.6517 | 64.8069 | 64.6753 | 64.93 | 68.0492 | 73.6493 | 79.3841 | 83.6661 | 86.9366 | 89.0277 | 90.4125 | 90.8268 | 90.1647 | 89.3207 | 87.4894 | 84.9012 | 81.4357 | 77.5572 | 74.885 | 72.4683 | 5.454 | 5.4466 | 5.9075 | 5.7696 | 5.6668 | 5.3613 | 6.1952 | 5.9709 | 7.3892 | 7.5096 | 6.7666 | 6.343 | 6.0309 | 6.1474 | 5.3753 | 4.4115 | 3.6591 | 3.5675 | 3.4585 | 5.7235 | 6.2483 | 6.4006 | 5.5024 | 5.8421
Program Specific1-in-10Size: Over 200kWOther2016June Monthly Peak | Program Specific | 1-in-10 | Size: Over 200kW | Other | 2016 | June Monthly Peak | 6 | 146.2301 | 143.2641 | 138.5951 | 136.7912 | 143.6315 | 162.9911 | 188.0804 | 211.9818 | 227.7725 | 237.9857 | 247.923 | 246.9925 | 240.9709 | 244.3676 | 238.8903 | 227.1156 | 210.9415 | 195.5188 | 188.9925 | 183.1449 | 181.2812 | 174.6495 | 163.596 | 156.8042 | -1.0461 | -1.6485 | -0.95136 | -1.9934 | -3.1294 | -3.1414 | -3.0179 | -3.5912 | -3.761 | -4.6938 | -2.5726 | -3.3571 | -2.1273 | -1.2928 | 4.9139 | 5.945 | 6.8376 | 6.4318 | 3.8609 | 3.1535 | 2.5036 | 3.6596 | 2.9331 | 2.8957 | 71.0029 | 69.7385 | 68.7455 | 67.6954 | 66.6858 | 65.6392 | 65.2031 | 66.3721 | 70.0173 | 74.909 | 79.779 | 83.802 | 86.3573 | 88.4475 | 89.6502 | 90.0674 | 90.6035 | 89.7423 | 88.517 | 86.5 | 83.0694 | 79.1262 | 76.6187 | 74.6092 | 5.7015 | 5.6936 | 6.2012 | 6.0617 | 5.9252 | 5.5777 | 6.4017 | 6.1048 | 7.4846 | 7.6085 | 6.838 | 6.3121 | 5.8931 | 5.9845 | 5.2318 | 4.3569 | 3.63 | 3.5531 | 3.4888 | 5.768 | 6.381 | 6.5712 | 5.6704 | 6.0462
Program Specific1-in-10Size: Over 200kWOther2016July Monthly Peak | Program Specific | 1-in-10 | Size: Over 200kW | Other | 2016 | July Monthly Peak | 7 | 149.2764 | 145.5182 | 141.4099 | 140.815 | 148.2071 | 169.1102 | 193.6711 | 214.8215 | 227.7141 | 236.4533 | 243.8848 | 242.4713 | 236.6332 | 239.3169 | 233.72 | 224.3078 | 210.1818 | 196.2111 | 190.6326 | 185.4694 | 183.9334 | 177.0599 | 165.9757 | 159.149 | -0.86274 | -1.5668 | -0.88249 | -1.6298 | -2.8767 | -3.0819 | -3.5059 | -3.4277 | -3.7386 | -4.6073 | -3.1485 | -4.224 | -3.0197 | -2.3877 | 3.8903 | 5.3747 | 5.8463 | 5.7252 | 3.6752 | 2.7621 | 2.0808 | 3.5564 | 2.9708 | 3.0745 | 73.4789 | 72.6423 | 71.7446 | 71.0192 | 70.4077 | 69.7492 | 69.3163 | 69.6868 | 72.5454 | 76.9977 | 81.6448 | 84.9785 | 87.0943 | 88.8227 | 90.1659 | 90.6329 | 90.9348 | 90.1223 | 88.3659 | 86.1435 | 83.0537 | 80.2859 | 78.3608 | 77.0383 | 5.8829 | 5.8454 | 6.3952 | 6.307 | 6.1796 | 5.8493 | 6.6629 | 6.253 | 7.5632 | 7.6408 | 6.7989 | 6.2632 | 5.8492 | 5.9238 | 5.1736 | 4.3493 | 3.6558 | 3.604 | 3.5569 | 5.904 | 6.544 | 6.7335 | 5.8148 | 6.2026
Program Specific1-in-10Size: Over 200kWOther2016August Monthly Peak | Program Specific | 1-in-10 | Size: Over 200kW | Other | 2016 | August Monthly Peak | 8 | 150.2569 | 146.705 | 142.4052 | 141.8152 | 149.5767 | 171.4058 | 198.5905 | 221.8726 | 238.6224 | 249.6912 | 258.8213 | 259.4369 | 254.1779 | 258.2214 | 252.0985 | 238.4898 | 220.5308 | 204.3092 | 196.4178 | 192.068 | 188.7197 | 179.4699 | 168.1947 | 160.6644 | -0.74817 | -1.5165 | -0.83699 | -1.3939 | -2.6962 | -3.019 | -3.8327 | -3.413 | -3.9046 | -4.8306 | -3.723 | -5.098 | -3.8257 | -3.281 | 3.6203 | 5.4071 | 5.5437 | 5.5193 | 3.6552 | 2.6003 | 1.8605 | 3.5141 | 3.0076 | 3.1835 | 74.8701 | 74.1225 | 73.1468 | 72.3948 | 71.703 | 71.1252 | 70.6645 | 70.6609 | 73.0278 | 77.4993 | 81.7321 | 85.7125 | 88.8346 | 91.1678 | 92.4185 | 92.4223 | 91.9862 | 90.8904 | 89.9055 | 87.6348 | 83.8415 | 80.7945 | 78.7289 | 76.8832 | 5.985 | 5.9562 | 6.5092 | 6.4199 | 6.3036 | 5.9923 | 6.9054 | 6.5275 | 8.0104 | 8.1551 | 7.2927 | 6.7733 | 6.3502 | 6.4603 | 5.6402 | 4.6738 | 3.8769 | 3.793 | 3.7041 | 6.1796 | 6.7862 | 6.8983 | 5.9557 | 6.3288
Program Specific1-in-10Size: Over 200kWOther2016September Monthly Peak | Program Specific | 1-in-10 | Size: Over 200kW | Other | 2016 | September Monthly Peak | 9 | 153.1315 | 149.2573 | 144.433 | 144.7535 | 153.2218 | 176.2703 | 207.2206 | 234.0167 | 256.3345 | 269.5663 | 279.7751 | 280.5552 | 275.6957 | 279.7174 | 272.6263 | 255.711 | 234.5838 | 216.4356 | 208.11 | 204.5275 | 196.6106 | 185.8612 | 173.1276 | 164.2384 | -0.53758 | -1.425 | -0.75265 | -0.95905 | -2.3727 | -2.907 | -4.4546 | -3.3535 | -4.1686 | -5.1465 | -4.7816 | -6.6608 | -5.3082 | -4.9549 | 2.7719 | 5.1924 | 4.7442 | 4.9872 | 3.6171 | 2.2606 | 1.4136 | 3.4669 | 3.0903 | 3.4037 | 76.9974 | 75.8962 | 74.7983 | 74.2475 | 73.3356 | 72.4887 | 72.0872 | 72.0013 | 74.1528 | 78.7889 | 83.8247 | 88.4921 | 92.3563 | 95.1933 | 96.1886 | 96.4374 | 95.8943 | 94.4335 | 92.6892 | 89.9009 | 85.7632 | 82.5486 | 80.3405 | 78.5972 | 6.268 | 6.2273 | 6.7843 | 6.734 | 6.6356 | 6.3326 | 7.4045 | 7.075 | 8.8428 | 9.0475 | 8.1009 | 7.527 | 7.0781 | 7.1914 | 6.268 | 5.1498 | 4.2379 | 4.1292 | 4.033 | 6.7623 | 7.2653 | 7.3414 | 6.2997 | 6.6483
Program Specific1-in-10Size: Over 200kWOther2016October Monthly Peak | Program Specific | 1-in-10 | Size: Over 200kW | Other | 2016 | October Monthly Peak | 10 | 133.652 | 131.272 | 125.9074 | 124.8879 | 132.1016 | 152.7736 | 182.6881 | 202.5647 | 214.8935 | 224.2392 | 232.7995 | 235.839 | 235.7505 | 239.8984 | 233.7594 | 219.5619 | 203.6542 | 195.2441 | 187.0116 | 177.9192 | 170.13 | 162.0287 | 150.567 | 144.5577 | -0.93003 | -1.4967 | -0.85311 | -1.7667 | -2.8336 | -2.9217 | -2.9847 | -3.4033 | -3.5455 | -4.4151 | -2.4995 | -3.3338 | -2.2131 | -1.429 | 4.6779 | 5.6782 | 6.4682 | 6.3196 | 3.7899 | 3.0047 | 2.2892 | 3.3752 | 2.6988 | 2.687 | 72.8085 | 72.0537 | 71.2114 | 70.0457 | 69.0607 | 68.1382 | 67.9604 | 67.7 | 68.5336 | 72.5398 | 77.3589 | 82.1918 | 86.0772 | 88.3267 | 89.1065 | 88.9559 | 87.9269 | 86.337 | 83.6344 | 80.1619 | 77.2052 | 75.3646 | 73.8907 | 72.5888 | 5.2159 | 5.2218 | 5.6387 | 5.5392 | 5.4545 | 5.2328 | 6.2239 | 5.8389 | 7.0679 | 7.1756 | 6.4267 | 6.0326 | 5.7707 | 5.8804 | 5.1241 | 4.2158 | 3.5078 | 3.5514 | 3.4553 | 5.6086 | 5.994 | 6.1019 | 5.2236 | 5.5791
Program Specific1-in-10Size: Over 200kWOther2016November Monthly Peak | Program Specific | 1-in-10 | Size: Over 200kW | Other | 2016 | November Monthly Peak | 11 | 135.6613 | 132.9482 | 128.3247 | 126.8347 | 134.2845 | 154.3956 | 179.8983 | 198.5989 | 209.725 | 214.9917 | 221.886 | 223.958 | 222.2222 | 225.4486 | 219.6143 | 205.5888 | 192.984 | 186.694 | 179.2406 | 171.5367 | 165.7062 | 159.586 | 148.5122 | 142.9529 | -1.7332 | -1.9316 | -1.2082 | -3.4036 | -4.2317 | -3.6384 | -1.3734 | -4.1645 | -3.5439 | -4.4496 | -0.0034757 | 0.46353 | 1.6131 | 3.1293 | 8.0424 | 7.2439 | 9.8856 | 8.9802 | 4.5049 | 4.5856 | 3.9815 | 3.9106 | 2.6808 | 2.142 | 63.028 | 61.631 | 60.6871 | 59.6644 | 59.0075 | 58.3761 | 57.7204 | 57.8135 | 59.8361 | 64.1798 | 69.49 | 73.636 | 76.4501 | 78.0281 | 79.0958 | 79.2454 | 77.9244 | 75.5688 | 72.918 | 69.9555 | 67.7182 | 66.1713 | 64.5854 | 63.6444 | 5.6098 | 5.6036 | 6.0894 | 5.9608 | 5.875 | 5.6035 | 6.4941 | 6.0657 | 7.309 | 7.2897 | 6.4905 | 6.0701 | 5.7637 | 5.8556 | 5.1009 | 4.1828 | 3.5221 | 3.5982 | 3.5091 | 5.7296 | 6.186 | 6.3681 | 5.4594 | 5.8459
Program Specific1-in-10Size: Over 200kWOther2016December Monthly Peak | Program Specific | 1-in-10 | Size: Over 200kW | Other | 2016 | December Monthly Peak | 12 | 130.8377 | 128.1968 | 124.4275 | 124.3516 | 132.0086 | 152.2905 | 179.5362 | 195.3922 | 202.1437 | 202.2962 | 202.3724 | 198.2124 | 192.8016 | 192.3265 | 184.978 | 176.2593 | 170.188 | 168.8335 | 165.4312 | 160.6456 | 155.4367 | 149.0595 | 141.2555 | 136.7498 | -1.6716 | -1.8626 | -1.1715 | -3.3369 | -4.16 | -3.5888 | -1.3706 | -4.0972 | -3.4157 | -4.1869 | -0.00317 | 0.41025 | 1.3995 | 2.6695 | 6.774 | 6.2105 | 8.7179 | 8.1211 | 4.1578 | 4.2945 | 3.7347 | 3.6527 | 2.5498 | 2.049 | 44.5763 | 43.8863 | 43.2876 | 42.6343 | 42.1678 | 41.4305 | 41.4333 | 41.4287 | 42.0226 | 44.3184 | 47.1206 | 49.4548 | 50.9829 | 51.4246 | 51.6815 | 51.7569 | 51.1639 | 49.7109 | 48.1122 | 47.1043 | 46.2003 | 45.2687 | 44.7076 | 44.3043 | 5.4103 | 5.4034 | 5.9045 | 5.8441 | 5.7755 | 5.5271 | 6.481 | 5.9678 | 7.0448 | 6.8592 | 5.9197 | 5.3723 | 5.0006 | 4.9953 | 4.2964 | 3.586 | 3.106 | 3.254 | 3.2388 | 5.3658 | 5.8027 | 5.9481 | 5.1926 | 5.5923
Program Specific1-in-10Size: Over 200kWOther2016Typical Event Day | Program Specific | 1-in-10 | Size: Over 200kW | Other | 2016 | Typical Event Day | 8 | 149.7473 | 146.208 | 141.9336 | 141.318 | 149.0578 | 170.7478 | 197.7016 | 220.5315 | 236.8551 | 247.6015 | 256.5619 | 257.1525 | 251.8361 | 255.8778 | 249.8416 | 236.4459 | 218.7482 | 202.7453 | 195.0224 | 190.7824 | 187.6473 | 178.6112 | 167.4612 | 160.0579 | -0.80202 | -1.541 | -0.85847 | -1.5051 | -2.784 | -3.0565 | -3.7041 | -3.4519 | -3.8818 | -4.8063 | -3.5124 | -4.7833 | -3.5191 | -2.9226 | 3.8565 | 5.5042 | 5.7745 | 5.6836 | 3.6907 | 2.7045 | 1.9784 | 3.5398 | 2.9958 | 3.1341 | 74.0873 | 73.0999 | 72.1088 | 71.3392 | 70.533 | 69.7506 | 69.3178 | 69.6803 | 72.4358 | 77.0487 | 81.7452 | 85.7463 | 88.6606 | 90.9078 | 92.1058 | 92.39 | 92.3547 | 91.2971 | 89.8694 | 87.5448 | 83.9319 | 80.6888 | 78.5122 | 76.782 | 5.9325 | 5.904 | 6.4527 | 6.3629 | 6.2478 | 5.9371 | 6.8374 | 6.4531 | 7.9082 | 8.0432 | 7.19 | 6.6774 | 6.2578 | 6.3671 | 5.5596 | 4.6088 | 3.8248 | 3.7437 | 3.658 | 6.1052 | 6.7113 | 6.8283 | 5.8977 | 6.2709
Program Specific1-in-10Size: Over 200kWOther2017January Monthly Peak | Program Specific | 1-in-10 | Size: Over 200kW | Other | 2017 | January Monthly Peak | 1 | 137.3157 | 134.165 | 129.9346 | 130.3643 | 138.3978 | 161.5016 | 194.7102 | 215.1333 | 222.3227 | 221.8494 | 222.1352 | 217.5607 | 212.5406 | 212.9102 | 204.5695 | 193.8864 | 184.1192 | 181.8715 | 179.1348 | 174.0481 | 167.7755 | 160.1181 | 151.8252 | 146.2188 | -1.7543 | -1.9493 | -1.2234 | -3.4983 | -4.3613 | -3.8059 | -1.4865 | -4.5112 | -3.7567 | -4.5916 | -0.0034796 | 0.45029 | 1.5428 | 2.9552 | 7.4915 | 6.8316 | 9.4315 | 8.7483 | 4.5022 | 4.6528 | 4.0312 | 3.9237 | 2.7406 | 2.1909 | 41.3351 | 40.9496 | 40.2872 | 39.5936 | 39.1399 | 38.5765 | 38.0744 | 37.6536 | 38.1661 | 41.2025 | 44.3924 | 47.0483 | 48.7627 | 49.9436 | 50.8456 | 51.196 | 50.9157 | 49.8402 | 47.9452 | 46.5736 | 45.3721 | 44.7464 | 44.002 | 43.2964 | 5.6782 | 5.6549 | 6.1658 | 6.1267 | 6.055 | 5.8614 | 7.0287 | 6.5707 | 7.748 | 7.5222 | 6.4978 | 5.8967 | 5.5126 | 5.5299 | 4.7515 | 3.9447 | 3.3603 | 3.5053 | 3.5071 | 5.8135 | 6.2633 | 6.3893 | 5.5812 | 5.9795
Program Specific1-in-10Size: Over 200kWOther2017February Monthly Peak | Program Specific | 1-in-10 | Size: Over 200kW | Other | 2017 | February Monthly Peak | 2 | 131.1205 | 128.412 | 123.9294 | 123.5083 | 130.9958 | 151.7981 | 181.5032 | 197.5806 | 203.0846 | 203.8627 | 206.1312 | 204.5744 | 201.1338 | 203.097 | 196.4834 | 186.2405 | 176.2326 | 173.3474 | 169.8012 | 164.0054 | 159.0259 | 153.1226 | 144.6179 | 139.9955 | -1.6752 | -1.8657 | -1.1668 | -3.3143 | -4.1281 | -3.5772 | -1.3856 | -4.1431 | -3.4316 | -4.2193 | -0.0032289 | 0.42341 | 1.46 | 2.819 | 7.1954 | 6.5622 | 9.0275 | 8.3383 | 4.2676 | 4.3843 | 3.821 | 3.7522 | 2.6105 | 2.0976 | 48.467 | 48.0004 | 47.5439 | 47.0277 | 46.765 | 46.2675 | 45.6998 | 45.7384 | 47.1618 | 50.5885 | 54.167 | 57.1177 | 58.9834 | 60.0014 | 60.5779 | 60.8061 | 60.0734 | 59.11 | 57.1378 | 55.0177 | 53.4895 | 52.1935 | 51.261 | 49.9973 | 5.422 | 5.4124 | 5.8808 | 5.8045 | 5.7312 | 5.5093 | 6.552 | 6.0346 | 7.0775 | 6.9123 | 6.0296 | 5.5447 | 5.2167 | 5.275 | 4.5637 | 3.7891 | 3.2164 | 3.341 | 3.3243 | 5.4781 | 5.9366 | 6.1102 | 5.3162 | 5.725
Program Specific1-in-10Size: Over 200kWOther2017March Monthly Peak | Program Specific | 1-in-10 | Size: Over 200kW | Other | 2017 | March Monthly Peak | 3 | 134.0192 | 130.6785 | 126.3012 | 123.4936 | 130.0742 | 148.1964 | 173.6937 | 190.8625 | 200.0451 | 204.1765 | 211.2788 | 213.8692 | 212.5619 | 217.1278 | 212.5875 | 201.5024 | 188.3386 | 176.05 | 170.9023 | 168.7979 | 166.0853 | 159.9748 | 149.251 | 142.9976 | -1.7122 | -1.8986 | -1.1892 | -3.3139 | -4.099 | -3.4923 | -1.326 | -4.0023 | -3.3803 | -4.2258 | -0.0033095 | 0.44265 | 1.543 | 3.0138 | 7.7851 | 7.0999 | 9.6477 | 8.4683 | 4.2953 | 4.5124 | 3.9906 | 3.9201 | 2.6941 | 2.1426 | 59.4879 | 58.3505 | 57.6288 | 56.8709 | 56.0332 | 55.1486 | 54.4084 | 54.9289 | 58.3782 | 63.3704 | 68.6281 | 72.8212 | 75.6479 | 77.2879 | 78.0655 | 78.5251 | 77.9823 | 76.3149 | 73.5287 | 69.9947 | 66.794 | 64.1045 | 62.0451 | 60.4125 | 5.5419 | 5.508 | 5.9934 | 5.8038 | 5.6908 | 5.3786 | 6.2701 | 5.8294 | 6.9716 | 6.923 | 6.1802 | 5.7966 | 5.5131 | 5.6394 | 4.9377 | 4.0996 | 3.4373 | 3.3931 | 3.3459 | 5.6381 | 6.2002 | 6.3836 | 5.4865 | 5.8478
Program Specific1-in-10Size: Over 200kWOther2017April Monthly Peak | Program Specific | 1-in-10 | Size: Over 200kW | Other | 2017 | April Monthly Peak | 4 | 137.4586 | 134.1301 | 129.3943 | 126.5803 | 133.2125 | 152.0705 | 178.8942 | 199.4998 | 212.7236 | 220.7552 | 230.3513 | 234.2167 | 234.0558 | 239.1721 | 234.2704 | 221.0304 | 204.9645 | 190.1018 | 182.8642 | 179.3384 | 174.7533 | 166.9192 | 154.7726 | 147.4746 | -1.1476 | -1.6295 | -0.95835 | -2.1744 | -3.1777 | -3.0696 | -2.5507 | -3.5505 | -3.53 | -4.3996 | -1.8831 | -2.404 | -1.2662 | -0.291 | 5.6179 | 6.2112 | 7.4631 | 6.8679 | 3.9185 | 3.4505 | 2.7929 | 3.6236 | 2.7789 | 2.6142 | 69.3348 | 68.1359 | 66.6439 | 65.7702 | 64.8057 | 63.7443 | 63.1309 | 63.1668 | 66.3207 | 71.8791 | 77.3191 | 82.3642 | 85.6065 | 87.6523 | 88.7016 | 89.1028 | 88.7514 | 87.6875 | 85.6341 | 81.9091 | 77.4097 | 73.8403 | 71.3454 | 69.4389 | 5.3538 | 5.3249 | 5.7833 | 5.6031 | 5.4894 | 5.1984 | 6.0825 | 5.7391 | 6.9826 | 7.0501 | 6.3465 | 5.9792 | 5.7178 | 5.851 | 5.1251 | 4.2356 | 3.5233 | 3.451 | 3.372 | 5.6421 | 6.1446 | 6.2736 | 5.3588 | 5.6803
Program Specific1-in-10Size: Over 200kWOther2017May Monthly Peak | Program Specific | 1-in-10 | Size: Over 200kW | Other | 2017 | May Monthly Peak | 5 | 140.038 | 137.2024 | 132.1766 | 130.3458 | 137.5225 | 156.8418 | 182.2165 | 207.564 | 225.1197 | 235.1516 | 245.6074 | 248.4775 | 246.8834 | 251.2993 | 245.717 | 230.2193 | 212.8695 | 196.5259 | 187.5615 | 181.9336 | 177.709 | 170.3033 | 158.9237 | 151.681 | -1.0506 | -1.6044 | -0.9282 | -1.9985 | -3.0792 | -3.0646 | -2.8288 | -3.5682 | -3.7226 | -4.6521 | -2.3908 | -3.1361 | -1.9334 | -1.0309 | 5.2987 | 6.1555 | 7.1482 | 6.6502 | 3.8864 | 3.2399 | 2.5668 | 3.606 | 2.8505 | 2.7683 | 70.1324 | 68.7807 | 67.6553 | 66.5503 | 65.6517 | 64.8069 | 64.6753 | 64.93 | 68.0492 | 73.6493 | 79.3841 | 83.6661 | 86.9366 | 89.0277 | 90.4126 | 90.8268 | 90.1647 | 89.3207 | 87.4894 | 84.9012 | 81.4356 | 77.5572 | 74.885 | 72.4683 | 5.454 | 5.4466 | 5.9075 | 5.7696 | 5.6668 | 5.3613 | 6.1952 | 5.9709 | 7.3892 | 7.5096 | 6.7666 | 6.343 | 6.0309 | 6.1474 | 5.3753 | 4.4115 | 3.6591 | 3.5675 | 3.4585 | 5.7235 | 6.2483 | 6.4006 | 5.5024 | 5.8421
Program Specific1-in-10Size: Over 200kWOther2017June Monthly Peak | Program Specific | 1-in-10 | Size: Over 200kW | Other | 2017 | June Monthly Peak | 6 | 146.2301 | 143.2641 | 138.5951 | 136.7912 | 143.6315 | 162.9911 | 188.0804 | 211.9818 | 227.7725 | 237.9857 | 247.923 | 246.9925 | 240.9709 | 244.3676 | 238.8904 | 227.1156 | 210.9414 | 195.5188 | 188.9925 | 183.1449 | 181.2812 | 174.6495 | 163.596 | 156.8042 | -1.0461 | -1.6485 | -0.95136 | -1.9934 | -3.1294 | -3.1414 | -3.0179 | -3.5912 | -3.761 | -4.6938 | -2.5726 | -3.3571 | -2.1273 | -1.2928 | 4.9139 | 5.945 | 6.8376 | 6.4318 | 3.8609 | 3.1535 | 2.5036 | 3.6596 | 2.9331 | 2.8957 | 71.0029 | 69.7385 | 68.7455 | 67.6954 | 66.6858 | 65.6392 | 65.2031 | 66.3721 | 70.0173 | 74.909 | 79.779 | 83.802 | 86.3573 | 88.4475 | 89.6502 | 90.0674 | 90.6035 | 89.7423 | 88.517 | 86.5 | 83.0694 | 79.1262 | 76.6187 | 74.6092 | 5.7015 | 5.6936 | 6.2012 | 6.0617 | 5.9252 | 5.5777 | 6.4017 | 6.1048 | 7.4846 | 7.6085 | 6.838 | 6.3121 | 5.8931 | 5.9845 | 5.2318 | 4.3569 | 3.63 | 3.5531 | 3.4888 | 5.768 | 6.381 | 6.5712 | 5.6704 | 6.0462
Program Specific1-in-10Size: Over 200kWOther2017July Monthly Peak | Program Specific | 1-in-10 | Size: Over 200kW | Other | 2017 | July Monthly Peak | 7 | 149.2764 | 145.5182 | 141.4099 | 140.815 | 148.2071 | 169.1102 | 193.6711 | 214.8216 | 227.7141 | 236.4533 | 243.8847 | 242.4713 | 236.6332 | 239.3168 | 233.7201 | 224.3079 | 210.1818 | 196.2111 | 190.6326 | 185.4694 | 183.9334 | 177.0599 | 165.9757 | 159.149 | -0.86274 | -1.5668 | -0.88249 | -1.6298 | -2.8767 | -3.0819 | -3.5059 | -3.4277 | -3.7386 | -4.6073 | -3.1485 | -4.224 | -3.0197 | -2.3877 | 3.8903 | 5.3747 | 5.8463 | 5.7252 | 3.6752 | 2.7621 | 2.0808 | 3.5564 | 2.9708 | 3.0745 | 73.4789 | 72.6423 | 71.7446 | 71.0192 | 70.4077 | 69.7492 | 69.3163 | 69.6868 | 72.5455 | 76.9977 | 81.6448 | 84.9785 | 87.0943 | 88.8227 | 90.1659 | 90.6329 | 90.9348 | 90.1223 | 88.3659 | 86.1435 | 83.0537 | 80.2859 | 78.3608 | 77.0383 | 5.8829 | 5.8454 | 6.3952 | 6.307 | 6.1796 | 5.8493 | 6.6629 | 6.253 | 7.5632 | 7.6408 | 6.7989 | 6.2632 | 5.8492 | 5.9238 | 5.1736 | 4.3493 | 3.6558 | 3.604 | 3.5569 | 5.904 | 6.544 | 6.7335 | 5.8148 | 6.2026
Program Specific1-in-10Size: Over 200kWOther2017August Monthly Peak | Program Specific | 1-in-10 | Size: Over 200kW | Other | 2017 | August Monthly Peak | 8 | 150.2569 | 146.705 | 142.4052 | 141.8152 | 149.5767 | 171.4058 | 198.5905 | 221.8726 | 238.6224 | 249.6912 | 258.8213 | 259.4369 | 254.1779 | 258.2214 | 252.0985 | 238.4898 | 220.5308 | 204.3092 | 196.4178 | 192.068 | 188.7197 | 179.4699 | 168.1947 | 160.6644 | -0.74817 | -1.5165 | -0.83699 | -1.3939 | -2.6962 | -3.019 | -3.8327 | -3.413 | -3.9046 | -4.8306 | -3.723 | -5.098 | -3.8257 | -3.281 | 3.6203 | 5.4071 | 5.5437 | 5.5193 | 3.6552 | 2.6003 | 1.8605 | 3.5141 | 3.0076 | 3.1835 | 74.8701 | 74.1225 | 73.1468 | 72.3948 | 71.703 | 71.1252 | 70.6645 | 70.6609 | 73.0278 | 77.4993 | 81.7321 | 85.7125 | 88.8346 | 91.1678 | 92.4185 | 92.4223 | 91.9862 | 90.8904 | 89.9055 | 87.6348 | 83.8415 | 80.7945 | 78.7289 | 76.8832 | 5.985 | 5.9562 | 6.5092 | 6.4199 | 6.3036 | 5.9923 | 6.9054 | 6.5275 | 8.0104 | 8.1551 | 7.2927 | 6.7733 | 6.3502 | 6.4603 | 5.6402 | 4.6738 | 3.8769 | 3.793 | 3.7041 | 6.1796 | 6.7862 | 6.8983 | 5.9557 | 6.3288
Program Specific1-in-10Size: Over 200kWOther2017September Monthly Peak | Program Specific | 1-in-10 | Size: Over 200kW | Other | 2017 | September Monthly Peak | 9 | 153.1315 | 149.2573 | 144.433 | 144.7535 | 153.2218 | 176.2703 | 207.2206 | 234.0167 | 256.3345 | 269.5663 | 279.7751 | 280.5552 | 275.6957 | 279.7174 | 272.6263 | 255.711 | 234.5838 | 216.4356 | 208.11 | 204.5275 | 196.6106 | 185.8612 | 173.1276 | 164.2384 | -0.53758 | -1.425 | -0.75265 | -0.95905 | -2.3727 | -2.907 | -4.4546 | -3.3535 | -4.1686 | -5.1465 | -4.7816 | -6.6608 | -5.3082 | -4.9549 | 2.7719 | 5.1924 | 4.7442 | 4.9872 | 3.6171 | 2.2606 | 1.4136 | 3.4669 | 3.0903 | 3.4037 | 76.9974 | 75.8963 | 74.7983 | 74.2475 | 73.3356 | 72.4887 | 72.0872 | 72.0013 | 74.1528 | 78.7889 | 83.8247 | 88.4921 | 92.3563 | 95.1933 | 96.1886 | 96.4374 | 95.8943 | 94.4335 | 92.6892 | 89.9009 | 85.7632 | 82.5486 | 80.3405 | 78.5972 | 6.268 | 6.2273 | 6.7843 | 6.734 | 6.6356 | 6.3326 | 7.4045 | 7.075 | 8.8428 | 9.0475 | 8.1009 | 7.527 | 7.0781 | 7.1914 | 6.268 | 5.1498 | 4.2379 | 4.1292 | 4.033 | 6.7623 | 7.2653 | 7.3414 | 6.2997 | 6.6483
Program Specific1-in-10Size: Over 200kWOther2017October Monthly Peak | Program Specific | 1-in-10 | Size: Over 200kW | Other | 2017 | October Monthly Peak | 10 | 133.652 | 131.272 | 125.9074 | 124.8879 | 132.1016 | 152.7736 | 182.6881 | 202.5647 | 214.8935 | 224.2392 | 232.7995 | 235.839 | 235.7505 | 239.8984 | 233.7594 | 219.5619 | 203.6542 | 195.2441 | 187.0116 | 177.9192 | 170.13 | 162.0287 | 150.567 | 144.5577 | -0.93003 | -1.4967 | -0.85311 | -1.7667 | -2.8336 | -2.9217 | -2.9847 | -3.4033 | -3.5455 | -4.4151 | -2.4995 | -3.3338 | -2.2131 | -1.429 | 4.6779 | 5.6782 | 6.4682 | 6.3196 | 3.7899 | 3.0047 | 2.2892 | 3.3752 | 2.6988 | 2.687 | 72.8085 | 72.0537 | 71.2114 | 70.0457 | 69.0606 | 68.1382 | 67.9604 | 67.7 | 68.5336 | 72.5398 | 77.3589 | 82.1918 | 86.0772 | 88.3267 | 89.1065 | 88.9559 | 87.9269 | 86.337 | 83.6344 | 80.1619 | 77.2052 | 75.3646 | 73.8907 | 72.5888 | 5.2159 | 5.2218 | 5.6387 | 5.5392 | 5.4545 | 5.2328 | 6.2239 | 5.8389 | 7.0679 | 7.1756 | 6.4267 | 6.0326 | 5.7707 | 5.8804 | 5.1241 | 4.2158 | 3.5078 | 3.5514 | 3.4554 | 5.6086 | 5.994 | 6.1019 | 5.2236 | 5.5791
Program Specific1-in-10Size: Over 200kWOther2017November Monthly Peak | Program Specific | 1-in-10 | Size: Over 200kW | Other | 2017 | November Monthly Peak | 11 | 135.6613 | 132.9482 | 128.3247 | 126.8347 | 134.2845 | 154.3956 | 179.8983 | 198.5989 | 209.7249 | 214.9917 | 221.8861 | 223.958 | 222.2222 | 225.4486 | 219.6143 | 205.5888 | 192.984 | 186.694 | 179.2406 | 171.5367 | 165.7062 | 159.586 | 148.5122 | 142.9529 | -1.7332 | -1.9316 | -1.2082 | -3.4036 | -4.2317 | -3.6384 | -1.3734 | -4.1645 | -3.5439 | -4.4496 | -0.0034757 | 0.46353 | 1.6131 | 3.1293 | 8.0424 | 7.2439 | 9.8856 | 8.9802 | 4.5049 | 4.5856 | 3.9815 | 3.9106 | 2.6808 | 2.142 | 63.028 | 61.631 | 60.6871 | 59.6644 | 59.0075 | 58.3761 | 57.7204 | 57.8135 | 59.8361 | 64.1798 | 69.49 | 73.636 | 76.4501 | 78.0281 | 79.0958 | 79.2454 | 77.9244 | 75.5688 | 72.918 | 69.9555 | 67.7182 | 66.1713 | 64.5854 | 63.6444 | 5.6098 | 5.6036 | 6.0894 | 5.9608 | 5.875 | 5.6035 | 6.4941 | 6.0657 | 7.309 | 7.2897 | 6.4905 | 6.0701 | 5.7637 | 5.8556 | 5.1009 | 4.1828 | 3.5221 | 3.5982 | 3.5091 | 5.7296 | 6.186 | 6.3681 | 5.4594 | 5.8459
Program Specific1-in-10Size: Over 200kWOther2017December Monthly Peak | Program Specific | 1-in-10 | Size: Over 200kW | Other | 2017 | December Monthly Peak | 12 | 130.8377 | 128.1968 | 124.4275 | 124.3516 | 132.0086 | 152.2905 | 179.5362 | 195.3922 | 202.1437 | 202.2962 | 202.3724 | 198.2124 | 192.8016 | 192.3265 | 184.978 | 176.2593 | 170.188 | 168.8335 | 165.4312 | 160.6456 | 155.4367 | 149.0595 | 141.2555 | 136.7498 | -1.6716 | -1.8626 | -1.1715 | -3.3369 | -4.16 | -3.5888 | -1.3706 | -4.0972 | -3.4158 | -4.1869 | -0.00317 | 0.41025 | 1.3995 | 2.6695 | 6.774 | 6.2105 | 8.7179 | 8.1211 | 4.1578 | 4.2945 | 3.7347 | 3.6527 | 2.5498 | 2.049 | 44.5763 | 43.8863 | 43.2876 | 42.6343 | 42.1678 | 41.4305 | 41.4333 | 41.4287 | 42.0226 | 44.3184 | 47.1206 | 49.4548 | 50.9829 | 51.4246 | 51.6815 | 51.7569 | 51.1639 | 49.7109 | 48.1122 | 47.1043 | 46.2003 | 45.2687 | 44.7076 | 44.3043 | 5.4103 | 5.4034 | 5.9045 | 5.8441 | 5.7755 | 5.5271 | 6.481 | 5.9678 | 7.0448 | 6.8592 | 5.9197 | 5.3723 | 5.0006 | 4.9953 | 4.2964 | 3.586 | 3.106 | 3.254 | 3.2388 | 5.3658 | 5.8027 | 5.9481 | 5.1926 | 5.5923
Program Specific1-in-10Size: Over 200kWOther2017Typical Event Day | Program Specific | 1-in-10 | Size: Over 200kW | Other | 2017 | Typical Event Day | 8 | 149.7473 | 146.208 | 141.9336 | 141.318 | 149.0578 | 170.7478 | 197.7016 | 220.5315 | 236.8551 | 247.6015 | 256.5619 | 257.1525 | 251.8361 | 255.8778 | 249.8416 | 236.4459 | 218.7482 | 202.7453 | 195.0225 | 190.7824 | 187.6473 | 178.6112 | 167.4612 | 160.0579 | -0.80202 | -1.541 | -0.85847 | -1.5051 | -2.784 | -3.0565 | -3.7041 | -3.4519 | -3.8818 | -4.8063 | -3.5124 | -4.7833 | -3.5191 | -2.9226 | 3.8565 | 5.5042 | 5.7745 | 5.6836 | 3.6907 | 2.7045 | 1.9784 | 3.5398 | 2.9958 | 3.1341 | 74.0873 | 73.0999 | 72.1088 | 71.3392 | 70.533 | 69.7506 | 69.3178 | 69.6803 | 72.4358 | 77.0487 | 81.7452 | 85.7463 | 88.6606 | 90.9078 | 92.1058 | 92.39 | 92.3547 | 91.2971 | 89.8694 | 87.5448 | 83.932 | 80.6888 | 78.5122 | 76.782 | 5.9325 | 5.904 | 6.4527 | 6.3629 | 6.2478 | 5.9371 | 6.8374 | 6.4531 | 7.9082 | 8.0432 | 7.19 | 6.6774 | 6.2578 | 6.3671 | 5.5596 | 4.6088 | 3.8248 | 3.7437 | 3.658 | 6.1052 | 6.7113 | 6.8283 | 5.8977 | 6.2709
Program Specific1-in-10Size: Over 200kWOther2018January Monthly Peak | Program Specific | 1-in-10 | Size: Over 200kW | Other | 2018 | January Monthly Peak | 1 | 137.3157 | 134.165 | 129.9346 | 130.3643 | 138.3978 | 161.5016 | 194.7102 | 215.1333 | 222.3227 | 221.8494 | 222.1352 | 217.5607 | 212.5406 | 212.9102 | 204.5695 | 193.8864 | 184.1192 | 181.8715 | 179.1348 | 174.0481 | 167.7755 | 160.1181 | 151.8252 | 146.2188 | -1.7543 | -1.9493 | -1.2234 | -3.4983 | -4.3613 | -3.8059 | -1.4865 | -4.5112 | -3.7567 | -4.5916 | -0.0034796 | 0.45029 | 1.5428 | 2.9552 | 7.4915 | 6.8316 | 9.4315 | 8.7483 | 4.5022 | 4.6528 | 4.0312 | 3.9237 | 2.7406 | 2.1909 | 41.3351 | 40.9496 | 40.2872 | 39.5936 | 39.1399 | 38.5765 | 38.0744 | 37.6536 | 38.1661 | 41.2025 | 44.3924 | 47.0483 | 48.7627 | 49.9436 | 50.8456 | 51.196 | 50.9157 | 49.8402 | 47.9452 | 46.5736 | 45.3721 | 44.7464 | 44.002 | 43.2964 | 5.6782 | 5.6549 | 6.1658 | 6.1267 | 6.055 | 5.8614 | 7.0287 | 6.5707 | 7.748 | 7.5222 | 6.4978 | 5.8967 | 5.5126 | 5.5299 | 4.7515 | 3.9447 | 3.3603 | 3.5053 | 3.5071 | 5.8135 | 6.2633 | 6.3893 | 5.5812 | 5.9795
Program Specific1-in-10Size: Over 200kWOther2018February Monthly Peak | Program Specific | 1-in-10 | Size: Over 200kW | Other | 2018 | February Monthly Peak | 2 | 131.1205 | 128.412 | 123.9294 | 123.5083 | 130.9958 | 151.7981 | 181.5031 | 197.5806 | 203.0846 | 203.8627 | 206.1312 | 204.5744 | 201.1338 | 203.0971 | 196.4834 | 186.2405 | 176.2326 | 173.3474 | 169.8012 | 164.0054 | 159.0259 | 153.1226 | 144.6179 | 139.9955 | -1.6752 | -1.8657 | -1.1668 | -3.3143 | -4.1281 | -3.5772 | -1.3856 | -4.1431 | -3.4316 | -4.2193 | -0.0032289 | 0.42341 | 1.46 | 2.819 | 7.1954 | 6.5622 | 9.0275 | 8.3383 | 4.2676 | 4.3843 | 3.821 | 3.7522 | 2.6105 | 2.0976 | 48.467 | 48.0004 | 47.5439 | 47.0277 | 46.765 | 46.2675 | 45.6998 | 45.7384 | 47.1618 | 50.5885 | 54.167 | 57.1177 | 58.9834 | 60.0014 | 60.5779 | 60.8061 | 60.0734 | 59.11 | 57.1378 | 55.0177 | 53.4895 | 52.1935 | 51.261 | 49.9973 | 5.422 | 5.4124 | 5.8808 | 5.8045 | 5.7312 | 5.5093 | 6.552 | 6.0346 | 7.0775 | 6.9123 | 6.0296 | 5.5447 | 5.2167 | 5.275 | 4.5637 | 3.7891 | 3.2164 | 3.341 | 3.3243 | 5.4781 | 5.9366 | 6.1102 | 5.3162 | 5.725
Program Specific1-in-10Size: Over 200kWOther2018March Monthly Peak | Program Specific | 1-in-10 | Size: Over 200kW | Other | 2018 | March Monthly Peak | 3 | 134.0192 | 130.6785 | 126.3012 | 123.4936 | 130.0742 | 148.1964 | 173.6937 | 190.8625 | 200.0451 | 204.1765 | 211.2788 | 213.8692 | 212.5619 | 217.1278 | 212.5875 | 201.5024 | 188.3386 | 176.05 | 170.9023 | 168.7979 | 166.0853 | 159.9748 | 149.2509 | 142.9976 | -1.7122 | -1.8986 | -1.1892 | -3.3139 | -4.099 | -3.4923 | -1.326 | -4.0023 | -3.3803 | -4.2258 | -0.0033095 | 0.44265 | 1.543 | 3.0138 | 7.7851 | 7.0999 | 9.6477 | 8.4683 | 4.2953 | 4.5124 | 3.9906 | 3.9201 | 2.6941 | 2.1426 | 59.4879 | 58.3505 | 57.6288 | 56.8709 | 56.0332 | 55.1486 | 54.4084 | 54.9289 | 58.3782 | 63.3704 | 68.6281 | 72.8212 | 75.6479 | 77.2879 | 78.0655 | 78.5251 | 77.9823 | 76.3149 | 73.5287 | 69.9947 | 66.794 | 64.1045 | 62.0451 | 60.4125 | 5.5419 | 5.508 | 5.9934 | 5.8038 | 5.6908 | 5.3786 | 6.2701 | 5.8294 | 6.9716 | 6.923 | 6.1802 | 5.7967 | 5.5131 | 5.6394 | 4.9377 | 4.0996 | 3.4373 | 3.3931 | 3.3459 | 5.6381 | 6.2002 | 6.3836 | 5.4865 | 5.8478
Program Specific1-in-10Size: Over 200kWOther2018April Monthly Peak | Program Specific | 1-in-10 | Size: Over 200kW | Other | 2018 | April Monthly Peak | 4 | 137.4586 | 134.1301 | 129.3943 | 126.5803 | 133.2125 | 152.0705 | 178.8942 | 199.4998 | 212.7236 | 220.7552 | 230.3513 | 234.2167 | 234.0557 | 239.1721 | 234.2704 | 221.0304 | 204.9645 | 190.1018 | 182.8642 | 179.3384 | 174.7533 | 166.9192 | 154.7726 | 147.4746 | -1.1476 | -1.6295 | -0.95835 | -2.1744 | -3.1777 | -3.0696 | -2.5507 | -3.5505 | -3.53 | -4.3996 | -1.8831 | -2.404 | -1.2662 | -0.291 | 5.6179 | 6.2112 | 7.4631 | 6.8679 | 3.9185 | 3.4505 | 2.7929 | 3.6236 | 2.7789 | 2.6142 | 69.3348 | 68.1359 | 66.6439 | 65.7702 | 64.8057 | 63.7443 | 63.131 | 63.1668 | 66.3207 | 71.8791 | 77.3191 | 82.3642 | 85.6065 | 87.6523 | 88.7016 | 89.1028 | 88.7514 | 87.6875 | 85.6341 | 81.9091 | 77.4097 | 73.8403 | 71.3454 | 69.4389 | 5.3538 | 5.3249 | 5.7833 | 5.6031 | 5.4894 | 5.1984 | 6.0825 | 5.7391 | 6.9826 | 7.0501 | 6.3465 | 5.9792 | 5.7178 | 5.851 | 5.1251 | 4.2356 | 3.5233 | 3.451 | 3.372 | 5.6421 | 6.1446 | 6.2736 | 5.3588 | 5.6803
Program Specific1-in-10Size: Over 200kWOther2018May Monthly Peak | Program Specific | 1-in-10 | Size: Over 200kW | Other | 2018 | May Monthly Peak | 5 | 140.038 | 137.2024 | 132.1766 | 130.3458 | 137.5225 | 156.8418 | 182.2165 | 207.564 | 225.1197 | 235.1516 | 245.6074 | 248.4775 | 246.8834 | 251.2993 | 245.717 | 230.2193 | 212.8695 | 196.5259 | 187.5615 | 181.9336 | 177.709 | 170.3033 | 158.9237 | 151.681 | -1.0506 | -1.6044 | -0.9282 | -1.9985 | -3.0792 | -3.0646 | -2.8288 | -3.5682 | -3.7226 | -4.6521 | -2.3908 | -3.1361 | -1.9334 | -1.0309 | 5.2987 | 6.1555 | 7.1482 | 6.6502 | 3.8864 | 3.2399 | 2.5668 | 3.606 | 2.8505 | 2.7683 | 70.1324 | 68.7807 | 67.6553 | 66.5503 | 65.6517 | 64.8069 | 64.6753 | 64.93 | 68.0492 | 73.6493 | 79.3841 | 83.6661 | 86.9366 | 89.0277 | 90.4125 | 90.8268 | 90.1647 | 89.3207 | 87.4894 | 84.9012 | 81.4357 | 77.5572 | 74.885 | 72.4683 | 5.454 | 5.4466 | 5.9075 | 5.7696 | 5.6668 | 5.3613 | 6.1952 | 5.9709 | 7.3892 | 7.5096 | 6.7666 | 6.343 | 6.0309 | 6.1474 | 5.3753 | 4.4115 | 3.6591 | 3.5675 | 3.4585 | 5.7235 | 6.2483 | 6.4006 | 5.5024 | 5.8421
Program Specific1-in-10Size: Over 200kWOther2018June Monthly Peak | Program Specific | 1-in-10 | Size: Over 200kW | Other | 2018 | June Monthly Peak | 6 | 146.2301 | 143.2641 | 138.595 | 136.7912 | 143.6315 | 162.9911 | 188.0803 | 211.9818 | 227.7725 | 237.9857 | 247.923 | 246.9925 | 240.9709 | 244.3676 | 238.8904 | 227.1156 | 210.9414 | 195.5188 | 188.9925 | 183.1449 | 181.2812 | 174.6495 | 163.596 | 156.8042 | -1.0461 | -1.6485 | -0.95136 | -1.9934 | -3.1294 | -3.1414 | -3.0179 | -3.5912 | -3.761 | -4.6938 | -2.5726 | -3.3571 | -2.1273 | -1.2928 | 4.9139 | 5.945 | 6.8376 | 6.4318 | 3.8609 | 3.1535 | 2.5036 | 3.6596 | 2.9331 | 2.8957 | 71.0029 | 69.7385 | 68.7455 | 67.6954 | 66.6858 | 65.6392 | 65.2031 | 66.3721 | 70.0173 | 74.909 | 79.779 | 83.802 | 86.3573 | 88.4475 | 89.6502 | 90.0674 | 90.6035 | 89.7423 | 88.517 | 86.5 | 83.0694 | 79.1262 | 76.6187 | 74.6092 | 5.7015 | 5.6936 | 6.2012 | 6.0617 | 5.9252 | 5.5777 | 6.4017 | 6.1048 | 7.4846 | 7.6085 | 6.838 | 6.3121 | 5.8931 | 5.9845 | 5.2318 | 4.3569 | 3.63 | 3.5531 | 3.4888 | 5.768 | 6.381 | 6.5712 | 5.6704 | 6.0462
Program Specific1-in-10Size: Over 200kWOther2018July Monthly Peak | Program Specific | 1-in-10 | Size: Over 200kW | Other | 2018 | July Monthly Peak | 7 | 149.2764 | 145.5182 | 141.4099 | 140.815 | 148.2071 | 169.1102 | 193.6711 | 214.8215 | 227.7141 | 236.4533 | 243.8848 | 242.4713 | 236.6332 | 239.3168 | 233.7201 | 224.3079 | 210.1818 | 196.2111 | 190.6326 | 185.4694 | 183.9334 | 177.0599 | 165.9757 | 159.149 | -0.86274 | -1.5668 | -0.88249 | -1.6298 | -2.8767 | -3.0819 | -3.5059 | -3.4277 | -3.7386 | -4.6073 | -3.1485 | -4.224 | -3.0197 | -2.3877 | 3.8903 | 5.3747 | 5.8463 | 5.7252 | 3.6752 | 2.7621 | 2.0808 | 3.5564 | 2.9708 | 3.0745 | 73.4789 | 72.6423 | 71.7446 | 71.0192 | 70.4077 | 69.7492 | 69.3163 | 69.6868 | 72.5455 | 76.9977 | 81.6448 | 84.9785 | 87.0943 | 88.8227 | 90.1659 | 90.6329 | 90.9348 | 90.1223 | 88.3659 | 86.1435 | 83.0537 | 80.2859 | 78.3608 | 77.0383 | 5.8829 | 5.8454 | 6.3952 | 6.307 | 6.1796 | 5.8493 | 6.6629 | 6.253 | 7.5632 | 7.6408 | 6.7989 | 6.2632 | 5.8492 | 5.9238 | 5.1736 | 4.3493 | 3.6558 | 3.604 | 3.5569 | 5.904 | 6.544 | 6.7335 | 5.8148 | 6.2026
Program Specific1-in-10Size: Over 200kWOther2018August Monthly Peak | Program Specific | 1-in-10 | Size: Over 200kW | Other | 2018 | August Monthly Peak | 8 | 150.2569 | 146.705 | 142.4052 | 141.8152 | 149.5767 | 171.4058 | 198.5905 | 221.8726 | 238.6224 | 249.6912 | 258.8213 | 259.4369 | 254.1779 | 258.2214 | 252.0985 | 238.4898 | 220.5308 | 204.3092 | 196.4178 | 192.068 | 188.7197 | 179.4699 | 168.1947 | 160.6644 | -0.74817 | -1.5165 | -0.83699 | -1.3939 | -2.6962 | -3.019 | -3.8327 | -3.413 | -3.9046 | -4.8306 | -3.723 | -5.098 | -3.8257 | -3.281 | 3.6203 | 5.4071 | 5.5437 | 5.5193 | 3.6552 | 2.6003 | 1.8605 | 3.5141 | 3.0076 | 3.1835 | 74.8701 | 74.1225 | 73.1468 | 72.3948 | 71.703 | 71.1252 | 70.6645 | 70.6609 | 73.0278 | 77.4993 | 81.7321 | 85.7125 | 88.8346 | 91.1678 | 92.4185 | 92.4223 | 91.9862 | 90.8904 | 89.9055 | 87.6348 | 83.8415 | 80.7945 | 78.7289 | 76.8832 | 5.985 | 5.9562 | 6.5092 | 6.4199 | 6.3036 | 5.9923 | 6.9054 | 6.5275 | 8.0104 | 8.1551 | 7.2927 | 6.7733 | 6.3502 | 6.4603 | 5.6402 | 4.6738 | 3.8769 | 3.793 | 3.7041 | 6.1796 | 6.7862 | 6.8983 | 5.9557 | 6.3288
Program Specific1-in-10Size: Over 200kWOther2018September Monthly Peak | Program Specific | 1-in-10 | Size: Over 200kW | Other | 2018 | September Monthly Peak | 9 | 153.1315 | 149.2573 | 144.433 | 144.7535 | 153.2218 | 176.2703 | 207.2206 | 234.0167 | 256.3345 | 269.5663 | 279.7751 | 280.5552 | 275.6957 | 279.7173 | 272.6263 | 255.711 | 234.5837 | 216.4356 | 208.11 | 204.5275 | 196.6106 | 185.8612 | 173.1276 | 164.2384 | -0.53758 | -1.425 | -0.75265 | -0.95905 | -2.3727 | -2.907 | -4.4546 | -3.3535 | -4.1686 | -5.1465 | -4.7816 | -6.6608 | -5.3082 | -4.9549 | 2.7719 | 5.1924 | 4.7442 | 4.9872 | 3.6171 | 2.2606 | 1.4136 | 3.4669 | 3.0903 | 3.4037 | 76.9974 | 75.8963 | 74.7983 | 74.2475 | 73.3356 | 72.4887 | 72.0872 | 72.0013 | 74.1528 | 78.7889 | 83.8247 | 88.4921 | 92.3563 | 95.1933 | 96.1886 | 96.4374 | 95.8943 | 94.4335 | 92.6892 | 89.9009 | 85.7632 | 82.5486 | 80.3405 | 78.5972 | 6.268 | 6.2273 | 6.7843 | 6.734 | 6.6356 | 6.3326 | 7.4045 | 7.075 | 8.8428 | 9.0475 | 8.1009 | 7.527 | 7.0781 | 7.1914 | 6.268 | 5.1498 | 4.2379 | 4.1292 | 4.033 | 6.7623 | 7.2653 | 7.3414 | 6.2997 | 6.6483
Program Specific1-in-10Size: Over 200kWOther2018October Monthly Peak | Program Specific | 1-in-10 | Size: Over 200kW | Other | 2018 | October Monthly Peak | 10 | 133.652 | 131.272 | 125.9074 | 124.8879 | 132.1016 | 152.7736 | 182.6881 | 202.5647 | 214.8935 | 224.2392 | 232.7995 | 235.839 | 235.7505 | 239.8984 | 233.7594 | 219.5619 | 203.6542 | 195.2441 | 187.0116 | 177.9192 | 170.13 | 162.0287 | 150.567 | 144.5577 | -0.93003 | -1.4967 | -0.85311 | -1.7667 | -2.8336 | -2.9217 | -2.9847 | -3.4033 | -3.5455 | -4.4151 | -2.4995 | -3.3338 | -2.2131 | -1.429 | 4.6779 | 5.6782 | 6.4682 | 6.3196 | 3.7899 | 3.0047 | 2.2892 | 3.3752 | 2.6988 | 2.687 | 72.8085 | 72.0537 | 71.2114 | 70.0457 | 69.0606 | 68.1382 | 67.9604 | 67.7 | 68.5336 | 72.5398 | 77.3589 | 82.1918 | 86.0772 | 88.3267 | 89.1065 | 88.9559 | 87.9269 | 86.337 | 83.6344 | 80.1619 | 77.2052 | 75.3646 | 73.8907 | 72.5888 | 5.2159 | 5.2218 | 5.6387 | 5.5392 | 5.4545 | 5.2328 | 6.2239 | 5.8389 | 7.0679 | 7.1756 | 6.4267 | 6.0326 | 5.7707 | 5.8804 | 5.1241 | 4.2158 | 3.5078 | 3.5514 | 3.4554 | 5.6086 | 5.994 | 6.1019 | 5.2236 | 5.5791
Program Specific1-in-10Size: Over 200kWOther2018November Monthly Peak | Program Specific | 1-in-10 | Size: Over 200kW | Other | 2018 | November Monthly Peak | 11 | 135.6613 | 132.9482 | 128.3247 | 126.8347 | 134.2845 | 154.3956 | 179.8983 | 198.5989 | 209.7249 | 214.9918 | 221.886 | 223.958 | 222.2222 | 225.4486 | 219.6143 | 205.5888 | 192.984 | 186.694 | 179.2406 | 171.5367 | 165.7062 | 159.586 | 148.5122 | 142.9529 | -1.7332 | -1.9316 | -1.2082 | -3.4036 | -4.2317 | -3.6384 | -1.3734 | -4.1645 | -3.5439 | -4.4496 | -0.0034757 | 0.46353 | 1.6131 | 3.1293 | 8.0424 | 7.2439 | 9.8856 | 8.9802 | 4.5049 | 4.5856 | 3.9815 | 3.9106 | 2.6808 | 2.142 | 63.028 | 61.631 | 60.6871 | 59.6644 | 59.0075 | 58.3761 | 57.7204 | 57.8135 | 59.8361 | 64.1798 | 69.49 | 73.636 | 76.4501 | 78.0281 | 79.0958 | 79.2454 | 77.9244 | 75.5688 | 72.918 | 69.9555 | 67.7182 | 66.1713 | 64.5854 | 63.6444 | 5.6098 | 5.6036 | 6.0894 | 5.9608 | 5.875 | 5.6035 | 6.4941 | 6.0657 | 7.309 | 7.2897 | 6.4905 | 6.0701 | 5.7637 | 5.8556 | 5.1009 | 4.1828 | 3.5221 | 3.5982 | 3.5091 | 5.7296 | 6.186 | 6.3681 | 5.4594 | 5.8459
Program Specific1-in-10Size: Over 200kWOther2018December Monthly Peak | Program Specific | 1-in-10 | Size: Over 200kW | Other | 2018 | December Monthly Peak | 12 | 130.8377 | 128.1968 | 124.4275 | 124.3516 | 132.0086 | 152.2905 | 179.5362 | 195.3922 | 202.1437 | 202.2962 | 202.3724 | 198.2124 | 192.8016 | 192.3265 | 184.978 | 176.2593 | 170.188 | 168.8335 | 165.4312 | 160.6456 | 155.4367 | 149.0595 | 141.2555 | 136.7498 | -1.6716 | -1.8626 | -1.1715 | -3.3369 | -4.16 | -3.5888 | -1.3706 | -4.0972 | -3.4157 | -4.1869 | -0.00317 | 0.41025 | 1.3995 | 2.6695 | 6.774 | 6.2105 | 8.7179 | 8.1211 | 4.1578 | 4.2945 | 3.7347 | 3.6527 | 2.5498 | 2.049 | 44.5763 | 43.8863 | 43.2876 | 42.6343 | 42.1678 | 41.4305 | 41.4333 | 41.4287 | 42.0226 | 44.3184 | 47.1206 | 49.4548 | 50.9829 | 51.4246 | 51.6815 | 51.7569 | 51.1639 | 49.7109 | 48.1122 | 47.1043 | 46.2003 | 45.2687 | 44.7076 | 44.3043 | 5.4103 | 5.4034 | 5.9045 | 5.8441 | 5.7755 | 5.5271 | 6.481 | 5.9678 | 7.0448 | 6.8592 | 5.9197 | 5.3723 | 5.0006 | 4.9953 | 4.2964 | 3.586 | 3.106 | 3.254 | 3.2388 | 5.3658 | 5.8027 | 5.9481 | 5.1926 | 5.5923
Program Specific1-in-10Size: Over 200kWOther2018Typical Event Day | Program Specific | 1-in-10 | Size: Over 200kW | Other | 2018 | Typical Event Day | 8 | 149.7473 | 146.208 | 141.9336 | 141.318 | 149.0578 | 170.7479 | 197.7016 | 220.5315 | 236.8551 | 247.6015 | 256.5619 | 257.1525 | 251.8361 | 255.8778 | 249.8416 | 236.446 | 218.7483 | 202.7453 | 195.0224 | 190.7824 | 187.6473 | 178.6112 | 167.4612 | 160.0579 | -0.80202 | -1.541 | -0.85847 | -1.5051 | -2.784 | -3.0565 | -3.7041 | -3.4519 | -3.8818 | -4.8063 | -3.5124 | -4.7833 | -3.5191 | -2.9226 | 3.8565 | 5.5042 | 5.7745 | 5.6836 | 3.6907 | 2.7045 | 1.9784 | 3.5398 | 2.9958 | 3.1341 | 74.0873 | 73.0999 | 72.1088 | 71.3392 | 70.533 | 69.7506 | 69.3178 | 69.6803 | 72.4358 | 77.0487 | 81.7452 | 85.7463 | 88.6606 | 90.9078 | 92.1058 | 92.39 | 92.3547 | 91.2971 | 89.8694 | 87.5448 | 83.932 | 80.6888 | 78.5122 | 76.782 | 5.9325 | 5.904 | 6.4527 | 6.3629 | 6.2478 | 5.9371 | 6.8374 | 6.4531 | 7.9082 | 8.0432 | 7.19 | 6.6774 | 6.2578 | 6.3671 | 5.5596 | 4.6088 | 3.8248 | 3.7437 | 3.658 | 6.1052 | 6.7113 | 6.8283 | 5.8977 | 6.2709
Program Specific1-in-10Size: Over 200kWOther2019January Monthly Peak | Program Specific | 1-in-10 | Size: Over 200kW | Other | 2019 | January Monthly Peak | 1 | 137.3157 | 134.165 | 129.9346 | 130.3643 | 138.3978 | 161.5016 | 194.7102 | 215.1333 | 222.3227 | 221.8494 | 222.1352 | 217.5607 | 212.5406 | 212.9102 | 204.5695 | 193.8864 | 184.1192 | 181.8715 | 179.1348 | 174.0481 | 167.7755 | 160.1181 | 151.8252 | 146.2188 | -1.7543 | -1.9493 | -1.2234 | -3.4983 | -4.3613 | -3.8059 | -1.4865 | -4.5112 | -3.7567 | -4.5916 | -0.0034796 | 0.45029 | 1.5428 | 2.9552 | 7.4915 | 6.8316 | 9.4315 | 8.7483 | 4.5022 | 4.6528 | 4.0312 | 3.9237 | 2.7406 | 2.1909 | 41.3351 | 40.9496 | 40.2872 | 39.5936 | 39.1399 | 38.5765 | 38.0744 | 37.6536 | 38.1661 | 41.2025 | 44.3924 | 47.0483 | 48.7627 | 49.9436 | 50.8456 | 51.196 | 50.9157 | 49.8402 | 47.9452 | 46.5736 | 45.3721 | 44.7464 | 44.002 | 43.2964 | 5.6782 | 5.6549 | 6.1658 | 6.1267 | 6.055 | 5.8614 | 7.0287 | 6.5707 | 7.748 | 7.5222 | 6.4978 | 5.8967 | 5.5126 | 5.5299 | 4.7515 | 3.9447 | 3.3603 | 3.5053 | 3.5071 | 5.8135 | 6.2633 | 6.3893 | 5.5812 | 5.9795
Program Specific1-in-10Size: Over 200kWOther2019February Monthly Peak | Program Specific | 1-in-10 | Size: Over 200kW | Other | 2019 | February Monthly Peak | 2 | 131.1205 | 128.412 | 123.9294 | 123.5083 | 130.9958 | 151.7981 | 181.5031 | 197.5806 | 203.0846 | 203.8627 | 206.1312 | 204.5744 | 201.1338 | 203.097 | 196.4834 | 186.2405 | 176.2326 | 173.3474 | 169.8012 | 164.0054 | 159.0259 | 153.1226 | 144.6179 | 139.9955 | -1.6752 | -1.8657 | -1.1668 | -3.3143 | -4.1281 | -3.5772 | -1.3856 | -4.1431 | -3.4316 | -4.2193 | -0.0032289 | 0.42341 | 1.46 | 2.819 | 7.1954 | 6.5622 | 9.0275 | 8.3383 | 4.2676 | 4.3843 | 3.821 | 3.7522 | 2.6105 | 2.0976 | 48.467 | 48.0004 | 47.5439 | 47.0277 | 46.765 | 46.2675 | 45.6998 | 45.7384 | 47.1618 | 50.5885 | 54.167 | 57.1177 | 58.9834 | 60.0014 | 60.5779 | 60.8061 | 60.0734 | 59.11 | 57.1378 | 55.0177 | 53.4895 | 52.1935 | 51.261 | 49.9973 | 5.422 | 5.4124 | 5.8808 | 5.8045 | 5.7312 | 5.5093 | 6.552 | 6.0346 | 7.0775 | 6.9123 | 6.0296 | 5.5447 | 5.2167 | 5.275 | 4.5637 | 3.7891 | 3.2164 | 3.341 | 3.3243 | 5.4781 | 5.9366 | 6.1102 | 5.3162 | 5.725
Program Specific1-in-10Size: Over 200kWOther2019March Monthly Peak | Program Specific | 1-in-10 | Size: Over 200kW | Other | 2019 | March Monthly Peak | 3 | 134.0192 | 130.6785 | 126.3012 | 123.4936 | 130.0742 | 148.1964 | 173.6936 | 190.8625 | 200.0451 | 204.1765 | 211.2788 | 213.8692 | 212.5619 | 217.1278 | 212.5875 | 201.5024 | 188.3386 | 176.05 | 170.9023 | 168.7978 | 166.0853 | 159.9748 | 149.2509 | 142.9976 | -1.7122 | -1.8986 | -1.1892 | -3.3139 | -4.099 | -3.4923 | -1.326 | -4.0023 | -3.3803 | -4.2258 | -0.0033095 | 0.44265 | 1.543 | 3.0138 | 7.7851 | 7.0999 | 9.6477 | 8.4683 | 4.2953 | 4.5124 | 3.9906 | 3.9201 | 2.6941 | 2.1426 | 59.4879 | 58.3505 | 57.6288 | 56.8709 | 56.0332 | 55.1486 | 54.4084 | 54.9289 | 58.3782 | 63.3704 | 68.6281 | 72.8212 | 75.6479 | 77.2879 | 78.0655 | 78.5251 | 77.9823 | 76.3149 | 73.5287 | 69.9947 | 66.794 | 64.1045 | 62.0451 | 60.4125 | 5.5419 | 5.508 | 5.9934 | 5.8038 | 5.6908 | 5.3786 | 6.2701 | 5.8294 | 6.9716 | 6.923 | 6.1802 | 5.7967 | 5.5131 | 5.6394 | 4.9377 | 4.0996 | 3.4373 | 3.3931 | 3.3459 | 5.6381 | 6.2002 | 6.3836 | 5.4865 | 5.8478
Program Specific1-in-10Size: Over 200kWOther2019April Monthly Peak | Program Specific | 1-in-10 | Size: Over 200kW | Other | 2019 | April Monthly Peak | 4 | 137.4586 | 134.1301 | 129.3943 | 126.5803 | 133.2125 | 152.0705 | 178.8942 | 199.4998 | 212.7236 | 220.7553 | 230.3513 | 234.2167 | 234.0558 | 239.1721 | 234.2704 | 221.0304 | 204.9645 | 190.1018 | 182.8642 | 179.3384 | 174.7533 | 166.9192 | 154.7726 | 147.4746 | -1.1476 | -1.6295 | -0.95835 | -2.1744 | -3.1777 | -3.0696 | -2.5507 | -3.5505 | -3.53 | -4.3996 | -1.8831 | -2.404 | -1.2662 | -0.291 | 5.6179 | 6.2112 | 7.4631 | 6.8679 | 3.9185 | 3.4505 | 2.7929 | 3.6236 | 2.7789 | 2.6142 | 69.3348 | 68.1359 | 66.6439 | 65.7702 | 64.8057 | 63.7443 | 63.131 | 63.1668 | 66.3207 | 71.8791 | 77.3191 | 82.3642 | 85.6065 | 87.6523 | 88.7016 | 89.1028 | 88.7514 | 87.6875 | 85.6341 | 81.9091 | 77.4097 | 73.8403 | 71.3454 | 69.4389 | 5.3538 | 5.3249 | 5.7833 | 5.6031 | 5.4894 | 5.1984 | 6.0825 | 5.7391 | 6.9826 | 7.0501 | 6.3465 | 5.9792 | 5.7178 | 5.851 | 5.1251 | 4.2356 | 3.5233 | 3.451 | 3.372 | 5.6421 | 6.1446 | 6.2736 | 5.3588 | 5.6803
Program Specific1-in-10Size: Over 200kWOther2019May Monthly Peak | Program Specific | 1-in-10 | Size: Over 200kW | Other | 2019 | May Monthly Peak | 5 | 140.038 | 137.2024 | 132.1766 | 130.3458 | 137.5225 | 156.8418 | 182.2164 | 207.564 | 225.1197 | 235.1516 | 245.6074 | 248.4775 | 246.8834 | 251.2993 | 245.717 | 230.2193 | 212.8695 | 196.5259 | 187.5615 | 181.9336 | 177.709 | 170.3033 | 158.9237 | 151.681 | -1.0506 | -1.6044 | -0.9282 | -1.9985 | -3.0792 | -3.0646 | -2.8288 | -3.5682 | -3.7226 | -4.6521 | -2.3908 | -3.1361 | -1.9334 | -1.0309 | 5.2987 | 6.1555 | 7.1482 | 6.6502 | 3.8864 | 3.2399 | 2.5668 | 3.606 | 2.8505 | 2.7683 | 70.1324 | 68.7807 | 67.6553 | 66.5503 | 65.6517 | 64.8069 | 64.6753 | 64.93 | 68.0492 | 73.6493 | 79.3841 | 83.6661 | 86.9366 | 89.0277 | 90.4126 | 90.8268 | 90.1647 | 89.3207 | 87.4894 | 84.9012 | 81.4357 | 77.5572 | 74.885 | 72.4683 | 5.454 | 5.4466 | 5.9075 | 5.7696 | 5.6668 | 5.3613 | 6.1952 | 5.9709 | 7.3892 | 7.5096 | 6.7666 | 6.343 | 6.0309 | 6.1474 | 5.3753 | 4.4115 | 3.6591 | 3.5675 | 3.4585 | 5.7235 | 6.2483 | 6.4006 | 5.5024 | 5.8421
Program Specific1-in-10Size: Over 200kWOther2019June Monthly Peak | Program Specific | 1-in-10 | Size: Over 200kW | Other | 2019 | June Monthly Peak | 6 | 146.2301 | 143.2641 | 138.595 | 136.7912 | 143.6315 | 162.9911 | 188.0804 | 211.9818 | 227.7725 | 237.9857 | 247.923 | 246.9925 | 240.9709 | 244.3676 | 238.8904 | 227.1156 | 210.9415 | 195.5188 | 188.9925 | 183.1449 | 181.2812 | 174.6495 | 163.596 | 156.8042 | -1.0461 | -1.6485 | -0.95136 | -1.9934 | -3.1294 | -3.1414 | -3.0179 | -3.5912 | -3.761 | -4.6938 | -2.5726 | -3.3571 | -2.1273 | -1.2928 | 4.9139 | 5.945 | 6.8376 | 6.4318 | 3.8609 | 3.1535 | 2.5036 | 3.6596 | 2.9331 | 2.8957 | 71.0029 | 69.7385 | 68.7455 | 67.6954 | 66.6858 | 65.6392 | 65.2031 | 66.3721 | 70.0173 | 74.909 | 79.779 | 83.802 | 86.3573 | 88.4475 | 89.6502 | 90.0674 | 90.6035 | 89.7423 | 88.517 | 86.5 | 83.0694 | 79.1262 | 76.6187 | 74.6092 | 5.7015 | 5.6936 | 6.2012 | 6.0617 | 5.9252 | 5.5777 | 6.4017 | 6.1048 | 7.4846 | 7.6086 | 6.838 | 6.3121 | 5.8931 | 5.9845 | 5.2318 | 4.3569 | 3.63 | 3.5531 | 3.4888 | 5.768 | 6.381 | 6.5712 | 5.6704 | 6.0462
Program Specific1-in-10Size: Over 200kWOther2019July Monthly Peak | Program Specific | 1-in-10 | Size: Over 200kW | Other | 2019 | July Monthly Peak | 7 | 149.2764 | 145.5182 | 141.4099 | 140.815 | 148.2071 | 169.1102 | 193.6711 | 214.8215 | 227.7141 | 236.4533 | 243.8847 | 242.4713 | 236.6332 | 239.3168 | 233.72 | 224.3079 | 210.1818 | 196.2111 | 190.6326 | 185.4694 | 183.9334 | 177.0599 | 165.9757 | 159.149 | -0.86274 | -1.5668 | -0.88249 | -1.6298 | -2.8767 | -3.0819 | -3.5059 | -3.4277 | -3.7386 | -4.6073 | -3.1485 | -4.224 | -3.0197 | -2.3877 | 3.8903 | 5.3747 | 5.8463 | 5.7252 | 3.6752 | 2.7621 | 2.0808 | 3.5564 | 2.9708 | 3.0745 | 73.4789 | 72.6423 | 71.7446 | 71.0192 | 70.4077 | 69.7492 | 69.3163 | 69.6868 | 72.5455 | 76.9977 | 81.6448 | 84.9785 | 87.0943 | 88.8227 | 90.1659 | 90.6329 | 90.9348 | 90.1223 | 88.3659 | 86.1435 | 83.0537 | 80.286 | 78.3608 | 77.0383 | 5.8829 | 5.8454 | 6.3952 | 6.307 | 6.1796 | 5.8493 | 6.6629 | 6.253 | 7.5632 | 7.6408 | 6.7989 | 6.2632 | 5.8492 | 5.9238 | 5.1736 | 4.3493 | 3.6558 | 3.604 | 3.5569 | 5.904 | 6.544 | 6.7335 | 5.8148 | 6.2026
Program Specific1-in-10Size: Over 200kWOther2019August Monthly Peak | Program Specific | 1-in-10 | Size: Over 200kW | Other | 2019 | August Monthly Peak | 8 | 150.2569 | 146.705 | 142.4052 | 141.8152 | 149.5767 | 171.4058 | 198.5905 | 221.8726 | 238.6224 | 249.6912 | 258.8213 | 259.4369 | 254.1779 | 258.2214 | 252.0985 | 238.4898 | 220.5308 | 204.3092 | 196.4178 | 192.068 | 188.7197 | 179.4699 | 168.1947 | 160.6644 | -0.74817 | -1.5165 | -0.83699 | -1.3939 | -2.6962 | -3.019 | -3.8327 | -3.413 | -3.9046 | -4.8306 | -3.723 | -5.098 | -3.8257 | -3.281 | 3.6203 | 5.4071 | 5.5437 | 5.5193 | 3.6552 | 2.6003 | 1.8605 | 3.5141 | 3.0076 | 3.1835 | 74.8701 | 74.1225 | 73.1468 | 72.3948 | 71.703 | 71.1253 | 70.6645 | 70.6609 | 73.0278 | 77.4993 | 81.7321 | 85.7125 | 88.8346 | 91.1678 | 92.4185 | 92.4223 | 91.9862 | 90.8904 | 89.9055 | 87.6348 | 83.8415 | 80.7945 | 78.7289 | 76.8832 | 5.985 | 5.9562 | 6.5092 | 6.4199 | 6.3036 | 5.9923 | 6.9054 | 6.5275 | 8.0104 | 8.1551 | 7.2927 | 6.7733 | 6.3502 | 6.4603 | 5.6402 | 4.6738 | 3.8769 | 3.793 | 3.7041 | 6.1796 | 6.7862 | 6.8983 | 5.9557 | 6.3288
Program Specific1-in-10Size: Over 200kWOther2019September Monthly Peak | Program Specific | 1-in-10 | Size: Over 200kW | Other | 2019 | September Monthly Peak | 9 | 153.1315 | 149.2573 | 144.433 | 144.7535 | 153.2218 | 176.2703 | 207.2206 | 234.0167 | 256.3345 | 269.5663 | 279.775 | 280.5552 | 275.6957 | 279.7173 | 272.6262 | 255.711 | 234.5838 | 216.4356 | 208.11 | 204.5275 | 196.6106 | 185.8612 | 173.1276 | 164.2384 | -0.53758 | -1.425 | -0.75265 | -0.95905 | -2.3727 | -2.907 | -4.4546 | -3.3535 | -4.1686 | -5.1465 | -4.7816 | -6.6608 | -5.3082 | -4.9549 | 2.7719 | 5.1924 | 4.7442 | 4.9872 | 3.6171 | 2.2606 | 1.4136 | 3.4669 | 3.0903 | 3.4037 | 76.9974 | 75.8963 | 74.7983 | 74.2475 | 73.3356 | 72.4887 | 72.0872 | 72.0013 | 74.1528 | 78.7889 | 83.8247 | 88.4921 | 92.3563 | 95.1933 | 96.1886 | 96.4373 | 95.8943 | 94.4335 | 92.6892 | 89.9009 | 85.7632 | 82.5486 | 80.3405 | 78.5972 | 6.268 | 6.2273 | 6.7843 | 6.734 | 6.6356 | 6.3326 | 7.4045 | 7.075 | 8.8428 | 9.0475 | 8.1009 | 7.527 | 7.0781 | 7.1914 | 6.268 | 5.1498 | 4.2379 | 4.1292 | 4.033 | 6.7623 | 7.2653 | 7.3414 | 6.2997 | 6.6483
Program Specific1-in-10Size: Over 200kWOther2019October Monthly Peak | Program Specific | 1-in-10 | Size: Over 200kW | Other | 2019 | October Monthly Peak | 10 | 133.652 | 131.272 | 125.9074 | 124.8879 | 132.1016 | 152.7736 | 182.6881 | 202.5647 | 214.8935 | 224.2392 | 232.7995 | 235.839 | 235.7505 | 239.8984 | 233.7594 | 219.5619 | 203.6542 | 195.2441 | 187.0116 | 177.9192 | 170.13 | 162.0287 | 150.567 | 144.5577 | -0.93003 | -1.4967 | -0.85311 | -1.7667 | -2.8336 | -2.9217 | -2.9847 | -3.4033 | -3.5455 | -4.4151 | -2.4995 | -3.3338 | -2.2131 | -1.429 | 4.6779 | 5.6782 | 6.4682 | 6.3196 | 3.7899 | 3.0047 | 2.2892 | 3.3752 | 2.6988 | 2.687 | 72.8085 | 72.0537 | 71.2114 | 70.0457 | 69.0606 | 68.1382 | 67.9604 | 67.7 | 68.5336 | 72.5398 | 77.3589 | 82.1918 | 86.0772 | 88.3267 | 89.1065 | 88.9559 | 87.9269 | 86.337 | 83.6344 | 80.1619 | 77.2052 | 75.3646 | 73.8907 | 72.5888 | 5.2159 | 5.2218 | 5.6387 | 5.5392 | 5.4545 | 5.2328 | 6.2239 | 5.8389 | 7.0679 | 7.1756 | 6.4267 | 6.0326 | 5.7707 | 5.8804 | 5.1241 | 4.2158 | 3.5078 | 3.5514 | 3.4553 | 5.6086 | 5.994 | 6.1019 | 5.2236 | 5.5791
Program Specific1-in-10Size: Over 200kWOther2019November Monthly Peak | Program Specific | 1-in-10 | Size: Over 200kW | Other | 2019 | November Monthly Peak | 11 | 135.6613 | 132.9482 | 128.3247 | 126.8347 | 134.2845 | 154.3956 | 179.8983 | 198.5989 | 209.7249 | 214.9917 | 221.8861 | 223.958 | 222.2222 | 225.4486 | 219.6143 | 205.5888 | 192.984 | 186.694 | 179.2406 | 171.5367 | 165.7062 | 159.586 | 148.5122 | 142.9529 | -1.7332 | -1.9316 | -1.2082 | -3.4036 | -4.2317 | -3.6384 | -1.3734 | -4.1645 | -3.5439 | -4.4496 | -0.0034757 | 0.46353 | 1.6131 | 3.1293 | 8.0424 | 7.2439 | 9.8856 | 8.9802 | 4.5049 | 4.5856 | 3.9815 | 3.9106 | 2.6808 | 2.142 | 63.028 | 61.631 | 60.6871 | 59.6644 | 59.0075 | 58.3761 | 57.7204 | 57.8135 | 59.8361 | 64.1798 | 69.49 | 73.636 | 76.4501 | 78.0281 | 79.0958 | 79.2454 | 77.9244 | 75.5688 | 72.918 | 69.9555 | 67.7182 | 66.1713 | 64.5854 | 63.6444 | 5.6098 | 5.6036 | 6.0894 | 5.9608 | 5.875 | 5.6035 | 6.4941 | 6.0657 | 7.309 | 7.2897 | 6.4905 | 6.0701 | 5.7637 | 5.8556 | 5.1009 | 4.1828 | 3.5221 | 3.5982 | 3.5091 | 5.7296 | 6.186 | 6.3681 | 5.4594 | 5.8459
Program Specific1-in-10Size: Over 200kWOther2019December Monthly Peak | Program Specific | 1-in-10 | Size: Over 200kW | Other | 2019 | December Monthly Peak | 12 | 130.8377 | 128.1968 | 124.4275 | 124.3516 | 132.0086 | 152.2905 | 179.5362 | 195.3922 | 202.1437 | 202.2962 | 202.3724 | 198.2124 | 192.8016 | 192.3265 | 184.978 | 176.2593 | 170.188 | 168.8335 | 165.4312 | 160.6456 | 155.4367 | 149.0595 | 141.2555 | 136.7498 | -1.6716 | -1.8626 | -1.1715 | -3.3369 | -4.16 | -3.5888 | -1.3706 | -4.0972 | -3.4158 | -4.1869 | -0.00317 | 0.41025 | 1.3995 | 2.6695 | 6.774 | 6.2105 | 8.7179 | 8.1211 | 4.1578 | 4.2945 | 3.7347 | 3.6527 | 2.5498 | 2.049 | 44.5763 | 43.8863 | 43.2876 | 42.6343 | 42.1678 | 41.4305 | 41.4333 | 41.4287 | 42.0226 | 44.3184 | 47.1206 | 49.4548 | 50.9829 | 51.4246 | 51.6815 | 51.7569 | 51.1639 | 49.7109 | 48.1122 | 47.1043 | 46.2003 | 45.2687 | 44.7076 | 44.3043 | 5.4103 | 5.4034 | 5.9045 | 5.8441 | 5.7755 | 5.5271 | 6.481 | 5.9678 | 7.0448 | 6.8592 | 5.9197 | 5.3723 | 5.0006 | 4.9953 | 4.2964 | 3.586 | 3.106 | 3.254 | 3.2388 | 5.3658 | 5.8027 | 5.9481 | 5.1926 | 5.5923
Program Specific1-in-10Size: Over 200kWOther2019Typical Event Day | Program Specific | 1-in-10 | Size: Over 200kW | Other | 2019 | Typical Event Day | 8 | 149.7473 | 146.208 | 141.9336 | 141.318 | 149.0578 | 170.7478 | 197.7016 | 220.5315 | 236.8551 | 247.6015 | 256.5619 | 257.1525 | 251.8361 | 255.8778 | 249.8416 | 236.4459 | 218.7482 | 202.7453 | 195.0225 | 190.7824 | 187.6473 | 178.6112 | 167.4612 | 160.0579 | -0.80202 | -1.541 | -0.85847 | -1.5051 | -2.784 | -3.0565 | -3.7041 | -3.4519 | -3.8818 | -4.8063 | -3.5124 | -4.7833 | -3.5191 | -2.9226 | 3.8565 | 5.5042 | 5.7745 | 5.6836 | 3.6907 | 2.7045 | 1.9784 | 3.5398 | 2.9958 | 3.1341 | 74.0873 | 73.0999 | 72.1088 | 71.3392 | 70.533 | 69.7506 | 69.3178 | 69.6803 | 72.4358 | 77.0487 | 81.7452 | 85.7463 | 88.6606 | 90.9078 | 92.1058 | 92.39 | 92.3547 | 91.2971 | 89.8694 | 87.5448 | 83.932 | 80.6888 | 78.5122 | 76.782 | 5.9325 | 5.904 | 6.4527 | 6.3629 | 6.2478 | 5.9371 | 6.8374 | 6.4531 | 7.9082 | 8.0432 | 7.19 | 6.6774 | 6.2578 | 6.3671 | 5.5596 | 4.6088 | 3.8248 | 3.7437 | 3.658 | 6.1052 | 6.7113 | 6.8283 | 5.8977 | 6.2709
Program Specific1-in-10Size: Over 200kWOther2020January Monthly Peak | Program Specific | 1-in-10 | Size: Over 200kW | Other | 2020 | January Monthly Peak | 1 | 137.3157 | 134.165 | 129.9346 | 130.3643 | 138.3978 | 161.5016 | 194.7102 | 215.1333 | 222.3227 | 221.8494 | 222.1352 | 217.5607 | 212.5406 | 212.9102 | 204.5695 | 193.8864 | 184.1192 | 181.8715 | 179.1348 | 174.0481 | 167.7755 | 160.1181 | 151.8252 | 146.2188 | -1.7543 | -1.9493 | -1.2234 | -3.4983 | -4.3613 | -3.8059 | -1.4865 | -4.5112 | -3.7567 | -4.5916 | -0.0034796 | 0.45029 | 1.5428 | 2.9552 | 7.4915 | 6.8316 | 9.4315 | 8.7483 | 4.5022 | 4.6528 | 4.0312 | 3.9237 | 2.7406 | 2.1909 | 41.3351 | 40.9496 | 40.2872 | 39.5936 | 39.1399 | 38.5765 | 38.0744 | 37.6536 | 38.1661 | 41.2025 | 44.3924 | 47.0483 | 48.7627 | 49.9436 | 50.8456 | 51.196 | 50.9157 | 49.8402 | 47.9452 | 46.5736 | 45.3721 | 44.7464 | 44.002 | 43.2964 | 5.6782 | 5.6549 | 6.1658 | 6.1267 | 6.055 | 5.8614 | 7.0287 | 6.5707 | 7.748 | 7.5222 | 6.4978 | 5.8967 | 5.5126 | 5.5299 | 4.7515 | 3.9447 | 3.3603 | 3.5053 | 3.5071 | 5.8135 | 6.2633 | 6.3893 | 5.5812 | 5.9795
Program Specific1-in-10Size: Over 200kWOther2020February Monthly Peak | Program Specific | 1-in-10 | Size: Over 200kW | Other | 2020 | February Monthly Peak | 2 | 131.1205 | 128.412 | 123.9294 | 123.5083 | 130.9958 | 151.7981 | 181.5031 | 197.5806 | 203.0846 | 203.8627 | 206.1312 | 204.5744 | 201.1338 | 203.097 | 196.4834 | 186.2405 | 176.2326 | 173.3474 | 169.8012 | 164.0054 | 159.0259 | 153.1226 | 144.6179 | 139.9955 | -1.6752 | -1.8657 | -1.1668 | -3.3143 | -4.1281 | -3.5772 | -1.3856 | -4.1431 | -3.4316 | -4.2193 | -0.0032289 | 0.42341 | 1.46 | 2.819 | 7.1954 | 6.5622 | 9.0275 | 8.3383 | 4.2676 | 4.3843 | 3.821 | 3.7522 | 2.6105 | 2.0976 | 48.467 | 48.0004 | 47.5439 | 47.0277 | 46.765 | 46.2675 | 45.6998 | 45.7384 | 47.1618 | 50.5885 | 54.167 | 57.1177 | 58.9834 | 60.0014 | 60.5779 | 60.8061 | 60.0734 | 59.11 | 57.1378 | 55.0177 | 53.4895 | 52.1935 | 51.261 | 49.9973 | 5.422 | 5.4124 | 5.8808 | 5.8045 | 5.7312 | 5.5093 | 6.552 | 6.0346 | 7.0775 | 6.9123 | 6.0296 | 5.5447 | 5.2167 | 5.275 | 4.5637 | 3.7891 | 3.2164 | 3.341 | 3.3243 | 5.4781 | 5.9366 | 6.1102 | 5.3162 | 5.725
Program Specific1-in-10Size: Over 200kWOther2020March Monthly Peak | Program Specific | 1-in-10 | Size: Over 200kW | Other | 2020 | March Monthly Peak | 3 | 134.0192 | 130.6785 | 126.3012 | 123.4936 | 130.0742 | 148.1964 | 173.6937 | 190.8626 | 200.0451 | 204.1765 | 211.2788 | 213.8692 | 212.5619 | 217.1278 | 212.5875 | 201.5024 | 188.3386 | 176.05 | 170.9023 | 168.7979 | 166.0852 | 159.9748 | 149.2509 | 142.9976 | -1.7122 | -1.8986 | -1.1892 | -3.3139 | -4.099 | -3.4923 | -1.326 | -4.0023 | -3.3803 | -4.2258 | -0.0033095 | 0.44265 | 1.543 | 3.0138 | 7.7851 | 7.0999 | 9.6477 | 8.4683 | 4.2953 | 4.5124 | 3.9906 | 3.9201 | 2.6941 | 2.1426 | 59.4879 | 58.3505 | 57.6288 | 56.8709 | 56.0332 | 55.1486 | 54.4084 | 54.9289 | 58.3782 | 63.3704 | 68.6281 | 72.8212 | 75.6479 | 77.2879 | 78.0655 | 78.5251 | 77.9823 | 76.3149 | 73.5287 | 69.9947 | 66.794 | 64.1045 | 62.0451 | 60.4125 | 5.5419 | 5.508 | 5.9934 | 5.8038 | 5.6908 | 5.3786 | 6.2701 | 5.8294 | 6.9716 | 6.923 | 6.1802 | 5.7966 | 5.5131 | 5.6394 | 4.9377 | 4.0996 | 3.4373 | 3.3931 | 3.3459 | 5.6381 | 6.2002 | 6.3836 | 5.4865 | 5.8478
Program Specific1-in-10Size: Over 200kWOther2020April Monthly Peak | Program Specific | 1-in-10 | Size: Over 200kW | Other | 2020 | April Monthly Peak | 4 | 137.4586 | 134.1301 | 129.3943 | 126.5803 | 133.2125 | 152.0705 | 178.8942 | 199.4998 | 212.7236 | 220.7552 | 230.3513 | 234.2167 | 234.0558 | 239.1721 | 234.2704 | 221.0304 | 204.9645 | 190.1018 | 182.8642 | 179.3384 | 174.7533 | 166.9192 | 154.7726 | 147.4746 | -1.1476 | -1.6295 | -0.95835 | -2.1744 | -3.1777 | -3.0696 | -2.5507 | -3.5505 | -3.53 | -4.3996 | -1.8831 | -2.404 | -1.2662 | -0.291 | 5.6179 | 6.2112 | 7.4631 | 6.8679 | 3.9185 | 3.4505 | 2.7929 | 3.6236 | 2.7789 | 2.6142 | 69.3348 | 68.1359 | 66.6439 | 65.7702 | 64.8057 | 63.7443 | 63.1309 | 63.1668 | 66.3207 | 71.8791 | 77.3191 | 82.3642 | 85.6065 | 87.6523 | 88.7016 | 89.1028 | 88.7514 | 87.6875 | 85.6341 | 81.9091 | 77.4097 | 73.8403 | 71.3454 | 69.4389 | 5.3538 | 5.3249 | 5.7833 | 5.6031 | 5.4894 | 5.1984 | 6.0825 | 5.7391 | 6.9826 | 7.0501 | 6.3465 | 5.9792 | 5.7178 | 5.851 | 5.1251 | 4.2356 | 3.5233 | 3.451 | 3.372 | 5.6421 | 6.1446 | 6.2736 | 5.3588 | 5.6803
Program Specific1-in-10Size: Over 200kWOther2020May Monthly Peak | Program Specific | 1-in-10 | Size: Over 200kW | Other | 2020 | May Monthly Peak | 5 | 140.038 | 137.2024 | 132.1766 | 130.3458 | 137.5225 | 156.8418 | 182.2165 | 207.564 | 225.1197 | 235.1516 | 245.6074 | 248.4775 | 246.8834 | 251.2993 | 245.717 | 230.2193 | 212.8695 | 196.5259 | 187.5615 | 181.9336 | 177.709 | 170.3033 | 158.9237 | 151.681 | -1.0506 | -1.6044 | -0.9282 | -1.9985 | -3.0792 | -3.0646 | -2.8288 | -3.5682 | -3.7226 | -4.6521 | -2.3908 | -3.1361 | -1.9334 | -1.0309 | 5.2987 | 6.1555 | 7.1482 | 6.6502 | 3.8864 | 3.2399 | 2.5668 | 3.606 | 2.8505 | 2.7683 | 70.1324 | 68.7807 | 67.6553 | 66.5503 | 65.6517 | 64.8069 | 64.6753 | 64.93 | 68.0492 | 73.6493 | 79.3841 | 83.6661 | 86.9366 | 89.0277 | 90.4125 | 90.8268 | 90.1647 | 89.3207 | 87.4894 | 84.9012 | 81.4357 | 77.5572 | 74.885 | 72.4683 | 5.454 | 5.4466 | 5.9075 | 5.7696 | 5.6668 | 5.3613 | 6.1952 | 5.9709 | 7.3892 | 7.5096 | 6.7666 | 6.343 | 6.0309 | 6.1474 | 5.3753 | 4.4115 | 3.6591 | 3.5675 | 3.4585 | 5.7235 | 6.2483 | 6.4006 | 5.5024 | 5.8421
Program Specific1-in-10Size: Over 200kWOther2020June Monthly Peak | Program Specific | 1-in-10 | Size: Over 200kW | Other | 2020 | June Monthly Peak | 6 | 146.2301 | 143.2641 | 138.595 | 136.7912 | 143.6315 | 162.9911 | 188.0803 | 211.9818 | 227.7725 | 237.9857 | 247.923 | 246.9925 | 240.9709 | 244.3676 | 238.8903 | 227.1156 | 210.9414 | 195.5188 | 188.9925 | 183.1449 | 181.2812 | 174.6495 | 163.596 | 156.8042 | -1.0461 | -1.6485 | -0.95136 | -1.9934 | -3.1294 | -3.1414 | -3.0179 | -3.5912 | -3.761 | -4.6938 | -2.5726 | -3.3571 | -2.1273 | -1.2928 | 4.9139 | 5.945 | 6.8376 | 6.4318 | 3.8609 | 3.1535 | 2.5036 | 3.6596 | 2.9331 | 2.8957 | 71.0029 | 69.7385 | 68.7455 | 67.6954 | 66.6858 | 65.6392 | 65.2031 | 66.3721 | 70.0173 | 74.909 | 79.779 | 83.802 | 86.3573 | 88.4475 | 89.6502 | 90.0674 | 90.6035 | 89.7423 | 88.517 | 86.5 | 83.0694 | 79.1262 | 76.6187 | 74.6092 | 5.7015 | 5.6936 | 6.2012 | 6.0617 | 5.9252 | 5.5777 | 6.4017 | 6.1048 | 7.4846 | 7.6085 | 6.838 | 6.3121 | 5.8931 | 5.9845 | 5.2318 | 4.3569 | 3.63 | 3.5531 | 3.4888 | 5.768 | 6.381 | 6.5712 | 5.6704 | 6.0462
Program Specific1-in-10Size: Over 200kWOther2020July Monthly Peak | Program Specific | 1-in-10 | Size: Over 200kW | Other | 2020 | July Monthly Peak | 7 | 149.2764 | 145.5182 | 141.4099 | 140.815 | 148.2071 | 169.1102 | 193.6711 | 214.8215 | 227.7141 | 236.4533 | 243.8848 | 242.4713 | 236.6332 | 239.3168 | 233.7201 | 224.3079 | 210.1818 | 196.2111 | 190.6326 | 185.4694 | 183.9334 | 177.0599 | 165.9757 | 159.149 | -0.86274 | -1.5668 | -0.88249 | -1.6298 | -2.8767 | -3.0819 | -3.5059 | -3.4277 | -3.7386 | -4.6073 | -3.1485 | -4.224 | -3.0197 | -2.3877 | 3.8903 | 5.3747 | 5.8463 | 5.7252 | 3.6752 | 2.7621 | 2.0808 | 3.5564 | 2.9708 | 3.0745 | 73.4789 | 72.6423 | 71.7446 | 71.0192 | 70.4077 | 69.7492 | 69.3163 | 69.6868 | 72.5454 | 76.9977 | 81.6448 | 84.9785 | 87.0943 | 88.8227 | 90.1659 | 90.6329 | 90.9348 | 90.1223 | 88.3659 | 86.1435 | 83.0537 | 80.2859 | 78.3608 | 77.0383 | 5.8829 | 5.8454 | 6.3952 | 6.307 | 6.1796 | 5.8493 | 6.6629 | 6.253 | 7.5632 | 7.6408 | 6.7989 | 6.2632 | 5.8492 | 5.9238 | 5.1736 | 4.3493 | 3.6558 | 3.604 | 3.5569 | 5.904 | 6.544 | 6.7335 | 5.8148 | 6.2026
Program Specific1-in-10Size: Over 200kWOther2020August Monthly Peak | Program Specific | 1-in-10 | Size: Over 200kW | Other | 2020 | August Monthly Peak | 8 | 150.2569 | 146.705 | 142.4052 | 141.8152 | 149.5767 | 171.4058 | 198.5905 | 221.8726 | 238.6224 | 249.6913 | 258.8213 | 259.4369 | 254.1779 | 258.2214 | 252.0985 | 238.4898 | 220.5308 | 204.3092 | 196.4178 | 192.068 | 188.7197 | 179.4699 | 168.1947 | 160.6644 | -0.74817 | -1.5165 | -0.83699 | -1.3939 | -2.6962 | -3.019 | -3.8327 | -3.413 | -3.9046 | -4.8306 | -3.723 | -5.098 | -3.8257 | -3.281 | 3.6203 | 5.4071 | 5.5437 | 5.5193 | 3.6552 | 2.6003 | 1.8605 | 3.5141 | 3.0076 | 3.1835 | 74.8701 | 74.1225 | 73.1468 | 72.3948 | 71.703 | 71.1252 | 70.6645 | 70.6609 | 73.0278 | 77.4993 | 81.7321 | 85.7125 | 88.8346 | 91.1678 | 92.4185 | 92.4223 | 91.9862 | 90.8904 | 89.9055 | 87.6348 | 83.8415 | 80.7945 | 78.7289 | 76.8832 | 5.985 | 5.9562 | 6.5092 | 6.4199 | 6.3036 | 5.9923 | 6.9054 | 6.5275 | 8.0104 | 8.1551 | 7.2927 | 6.7733 | 6.3502 | 6.4603 | 5.6402 | 4.6738 | 3.8769 | 3.793 | 3.7041 | 6.1796 | 6.7862 | 6.8983 | 5.9557 | 6.3288
Program Specific1-in-10Size: Over 200kWOther2020September Monthly Peak | Program Specific | 1-in-10 | Size: Over 200kW | Other | 2020 | September Monthly Peak | 9 | 153.1315 | 149.2573 | 144.433 | 144.7535 | 153.2218 | 176.2703 | 207.2206 | 234.0167 | 256.3345 | 269.5663 | 279.7751 | 280.5552 | 275.6957 | 279.7173 | 272.6262 | 255.711 | 234.5837 | 216.4356 | 208.11 | 204.5275 | 196.6106 | 185.8612 | 173.1276 | 164.2384 | -0.53758 | -1.425 | -0.75265 | -0.95905 | -2.3727 | -2.907 | -4.4546 | -3.3535 | -4.1686 | -5.1465 | -4.7816 | -6.6608 | -5.3082 | -4.9549 | 2.7719 | 5.1924 | 4.7442 | 4.9872 | 3.6171 | 2.2606 | 1.4136 | 3.4669 | 3.0903 | 3.4037 | 76.9974 | 75.8963 | 74.7983 | 74.2475 | 73.3356 | 72.4887 | 72.0872 | 72.0013 | 74.1528 | 78.7889 | 83.8247 | 88.4921 | 92.3563 | 95.1933 | 96.1886 | 96.4374 | 95.8943 | 94.4335 | 92.6892 | 89.9009 | 85.7632 | 82.5486 | 80.3405 | 78.5972 | 6.268 | 6.2273 | 6.7843 | 6.734 | 6.6356 | 6.3326 | 7.4045 | 7.075 | 8.8428 | 9.0475 | 8.1009 | 7.527 | 7.0781 | 7.1914 | 6.268 | 5.1498 | 4.2379 | 4.1292 | 4.033 | 6.7623 | 7.2653 | 7.3414 | 6.2997 | 6.6483
Program Specific1-in-10Size: Over 200kWOther2020October Monthly Peak | Program Specific | 1-in-10 | Size: Over 200kW | Other | 2020 | October Monthly Peak | 10 | 133.652 | 131.272 | 125.9074 | 124.8879 | 132.1016 | 152.7736 | 182.6881 | 202.5647 | 214.8935 | 224.2392 | 232.7995 | 235.839 | 235.7505 | 239.8984 | 233.7594 | 219.5619 | 203.6542 | 195.2441 | 187.0116 | 177.9192 | 170.13 | 162.0287 | 150.567 | 144.5577 | -0.93003 | -1.4967 | -0.85311 | -1.7667 | -2.8336 | -2.9217 | -2.9847 | -3.4033 | -3.5455 | -4.4151 | -2.4995 | -3.3338 | -2.2131 | -1.429 | 4.6779 | 5.6782 | 6.4682 | 6.3196 | 3.7899 | 3.0047 | 2.2892 | 3.3752 | 2.6988 | 2.687 | 72.8085 | 72.0537 | 71.2114 | 70.0457 | 69.0606 | 68.1382 | 67.9604 | 67.7 | 68.5336 | 72.5398 | 77.3589 | 82.1918 | 86.0772 | 88.3267 | 89.1065 | 88.9559 | 87.9269 | 86.337 | 83.6344 | 80.1619 | 77.2052 | 75.3646 | 73.8907 | 72.5888 | 5.2159 | 5.2218 | 5.6387 | 5.5392 | 5.4545 | 5.2328 | 6.2239 | 5.8389 | 7.0679 | 7.1756 | 6.4267 | 6.0326 | 5.7707 | 5.8804 | 5.1241 | 4.2158 | 3.5078 | 3.5514 | 3.4553 | 5.6086 | 5.994 | 6.1019 | 5.2236 | 5.5791
Program Specific1-in-10Size: Over 200kWOther2020November Monthly Peak | Program Specific | 1-in-10 | Size: Over 200kW | Other | 2020 | November Monthly Peak | 11 | 135.6613 | 132.9482 | 128.3247 | 126.8347 | 134.2845 | 154.3956 | 179.8983 | 198.5989 | 209.725 | 214.9917 | 221.886 | 223.958 | 222.2222 | 225.4486 | 219.6143 | 205.5888 | 192.984 | 186.6941 | 179.2406 | 171.5367 | 165.7062 | 159.586 | 148.5122 | 142.9529 | -1.7332 | -1.9316 | -1.2082 | -3.4036 | -4.2317 | -3.6384 | -1.3734 | -4.1645 | -3.5439 | -4.4496 | -0.0034757 | 0.46353 | 1.6131 | 3.1293 | 8.0424 | 7.2439 | 9.8856 | 8.9802 | 4.5049 | 4.5856 | 3.9815 | 3.9106 | 2.6808 | 2.142 | 63.028 | 61.631 | 60.6871 | 59.6644 | 59.0075 | 58.3761 | 57.7204 | 57.8135 | 59.8361 | 64.1798 | 69.49 | 73.636 | 76.4501 | 78.0281 | 79.0958 | 79.2454 | 77.9244 | 75.5688 | 72.918 | 69.9555 | 67.7182 | 66.1713 | 64.5854 | 63.6444 | 5.6098 | 5.6036 | 6.0894 | 5.9608 | 5.875 | 5.6035 | 6.4941 | 6.0657 | 7.309 | 7.2897 | 6.4905 | 6.0701 | 5.7637 | 5.8556 | 5.1009 | 4.1828 | 3.5221 | 3.5982 | 3.5091 | 5.7296 | 6.186 | 6.3681 | 5.4594 | 5.8459
Program Specific1-in-10Size: Over 200kWOther2020December Monthly Peak | Program Specific | 1-in-10 | Size: Over 200kW | Other | 2020 | December Monthly Peak | 12 | 130.8377 | 128.1968 | 124.4275 | 124.3516 | 132.0086 | 152.2905 | 179.5362 | 195.3922 | 202.1437 | 202.2962 | 202.3724 | 198.2124 | 192.8016 | 192.3265 | 184.978 | 176.2593 | 170.188 | 168.8335 | 165.4312 | 160.6456 | 155.4367 | 149.0595 | 141.2555 | 136.7498 | -1.6716 | -1.8626 | -1.1715 | -3.3369 | -4.16 | -3.5888 | -1.3706 | -4.0972 | -3.4157 | -4.1869 | -0.00317 | 0.41025 | 1.3995 | 2.6695 | 6.774 | 6.2105 | 8.7179 | 8.1211 | 4.1578 | 4.2945 | 3.7347 | 3.6527 | 2.5498 | 2.049 | 44.5763 | 43.8863 | 43.2876 | 42.6343 | 42.1678 | 41.4305 | 41.4333 | 41.4287 | 42.0226 | 44.3184 | 47.1206 | 49.4548 | 50.9829 | 51.4246 | 51.6815 | 51.7569 | 51.1639 | 49.7109 | 48.1122 | 47.1043 | 46.2003 | 45.2687 | 44.7076 | 44.3043 | 5.4103 | 5.4034 | 5.9045 | 5.8441 | 5.7755 | 5.5271 | 6.481 | 5.9678 | 7.0448 | 6.8592 | 5.9197 | 5.3723 | 5.0006 | 4.9953 | 4.2964 | 3.586 | 3.106 | 3.254 | 3.2388 | 5.3658 | 5.8027 | 5.9481 | 5.1926 | 5.5923
Program Specific1-in-10Size: Over 200kWOther2020Typical Event Day | Program Specific | 1-in-10 | Size: Over 200kW | Other | 2020 | Typical Event Day | 8 | 149.7473 | 146.208 | 141.9336 | 141.318 | 149.0578 | 170.7478 | 197.7016 | 220.5315 | 236.8551 | 247.6015 | 256.5619 | 257.1525 | 251.8361 | 255.8778 | 249.8416 | 236.446 | 218.7482 | 202.7454 | 195.0225 | 190.7824 | 187.6473 | 178.6112 | 167.4612 | 160.0579 | -0.80202 | -1.541 | -0.85847 | -1.5051 | -2.784 | -3.0565 | -3.7041 | -3.4519 | -3.8818 | -4.8063 | -3.5124 | -4.7833 | -3.5191 | -2.9226 | 3.8565 | 5.5042 | 5.7745 | 5.6836 | 3.6907 | 2.7045 | 1.9784 | 3.5398 | 2.9958 | 3.1341 | 74.0873 | 73.0999 | 72.1088 | 71.3392 | 70.533 | 69.7506 | 69.3178 | 69.6803 | 72.4358 | 77.0487 | 81.7452 | 85.7463 | 88.6606 | 90.9078 | 92.1058 | 92.39 | 92.3547 | 91.2971 | 89.8694 | 87.5448 | 83.9319 | 80.6888 | 78.5122 | 76.782 | 5.9325 | 5.904 | 6.4527 | 6.3629 | 6.2478 | 5.9371 | 6.8374 | 6.4531 | 7.9082 | 8.0432 | 7.19 | 6.6774 | 6.2578 | 6.3671 | 5.5596 | 4.6088 | 3.8248 | 3.7437 | 3.658 | 6.1052 | 6.7113 | 6.8283 | 5.8977 | 6.2709
Program Specific1-in-10Size: Over 200kWOther2021January Monthly Peak | Program Specific | 1-in-10 | Size: Over 200kW | Other | 2021 | January Monthly Peak | 1 | 137.3157 | 134.165 | 129.9346 | 130.3643 | 138.3978 | 161.5016 | 194.7102 | 215.1333 | 222.3227 | 221.8494 | 222.1352 | 217.5607 | 212.5406 | 212.9102 | 204.5695 | 193.8864 | 184.1192 | 181.8715 | 179.1348 | 174.0481 | 167.7755 | 160.1181 | 151.8252 | 146.2188 | -1.7543 | -1.9493 | -1.2234 | -3.4983 | -4.3613 | -3.8059 | -1.4865 | -4.5112 | -3.7567 | -4.5916 | -0.0034796 | 0.45029 | 1.5428 | 2.9552 | 7.4915 | 6.8316 | 9.4315 | 8.7483 | 4.5022 | 4.6528 | 4.0312 | 3.9237 | 2.7406 | 2.1909 | 41.3351 | 40.9496 | 40.2872 | 39.5936 | 39.1399 | 38.5765 | 38.0744 | 37.6536 | 38.1661 | 41.2025 | 44.3924 | 47.0483 | 48.7627 | 49.9436 | 50.8456 | 51.196 | 50.9157 | 49.8402 | 47.9452 | 46.5736 | 45.3721 | 44.7464 | 44.002 | 43.2964 | 5.6782 | 5.6549 | 6.1658 | 6.1267 | 6.055 | 5.8614 | 7.0287 | 6.5707 | 7.748 | 7.5222 | 6.4978 | 5.8967 | 5.5126 | 5.5299 | 4.7515 | 3.9447 | 3.3603 | 3.5053 | 3.5071 | 5.8135 | 6.2633 | 6.3893 | 5.5812 | 5.9795
Program Specific1-in-10Size: Over 200kWOther2021February Monthly Peak | Program Specific | 1-in-10 | Size: Over 200kW | Other | 2021 | February Monthly Peak | 2 | 131.1205 | 128.412 | 123.9294 | 123.5083 | 130.9958 | 151.7981 | 181.5031 | 197.5806 | 203.0846 | 203.8627 | 206.1312 | 204.5744 | 201.1338 | 203.0971 | 196.4834 | 186.2405 | 176.2326 | 173.3474 | 169.8012 | 164.0054 | 159.0259 | 153.1226 | 144.6179 | 139.9955 | -1.6752 | -1.8657 | -1.1668 | -3.3143 | -4.1281 | -3.5772 | -1.3856 | -4.1431 | -3.4316 | -4.2193 | -0.0032289 | 0.42341 | 1.46 | 2.819 | 7.1954 | 6.5622 | 9.0275 | 8.3383 | 4.2676 | 4.3843 | 3.821 | 3.7522 | 2.6105 | 2.0976 | 48.467 | 48.0004 | 47.5439 | 47.0277 | 46.765 | 46.2675 | 45.6998 | 45.7384 | 47.1618 | 50.5885 | 54.167 | 57.1177 | 58.9834 | 60.0014 | 60.5779 | 60.8061 | 60.0734 | 59.11 | 57.1378 | 55.0177 | 53.4895 | 52.1935 | 51.261 | 49.9973 | 5.422 | 5.4124 | 5.8808 | 5.8045 | 5.7312 | 5.5093 | 6.552 | 6.0346 | 7.0775 | 6.9123 | 6.0296 | 5.5447 | 5.2167 | 5.275 | 4.5637 | 3.7891 | 3.2164 | 3.341 | 3.3243 | 5.4781 | 5.9366 | 6.1102 | 5.3162 | 5.725
Program Specific1-in-10Size: Over 200kWOther2021March Monthly Peak | Program Specific | 1-in-10 | Size: Over 200kW | Other | 2021 | March Monthly Peak | 3 | 134.0192 | 130.6785 | 126.3012 | 123.4936 | 130.0742 | 148.1964 | 173.6936 | 190.8626 | 200.0451 | 204.1765 | 211.2788 | 213.8692 | 212.5619 | 217.1278 | 212.5875 | 201.5024 | 188.3386 | 176.05 | 170.9023 | 168.7979 | 166.0852 | 159.9748 | 149.2509 | 142.9976 | -1.7122 | -1.8986 | -1.1892 | -3.3139 | -4.099 | -3.4923 | -1.326 | -4.0023 | -3.3803 | -4.2258 | -0.0033095 | 0.44265 | 1.543 | 3.0138 | 7.7851 | 7.0999 | 9.6477 | 8.4683 | 4.2953 | 4.5124 | 3.9906 | 3.9201 | 2.6941 | 2.1426 | 59.4879 | 58.3505 | 57.6288 | 56.8709 | 56.0332 | 55.1486 | 54.4084 | 54.9289 | 58.3782 | 63.3704 | 68.6281 | 72.8212 | 75.6479 | 77.2879 | 78.0655 | 78.5251 | 77.9823 | 76.3149 | 73.5287 | 69.9947 | 66.794 | 64.1045 | 62.0451 | 60.4125 | 5.5419 | 5.508 | 5.9934 | 5.8038 | 5.6908 | 5.3786 | 6.2701 | 5.8294 | 6.9716 | 6.923 | 6.1802 | 5.7966 | 5.5131 | 5.6394 | 4.9377 | 4.0996 | 3.4373 | 3.3931 | 3.3459 | 5.6381 | 6.2002 | 6.3836 | 5.4865 | 5.8478
Program Specific1-in-10Size: Over 200kWOther2021April Monthly Peak | Program Specific | 1-in-10 | Size: Over 200kW | Other | 2021 | April Monthly Peak | 4 | 137.4586 | 134.1301 | 129.3943 | 126.5803 | 133.2125 | 152.0705 | 178.8942 | 199.4998 | 212.7236 | 220.7553 | 230.3513 | 234.2167 | 234.0557 | 239.1721 | 234.2704 | 221.0304 | 204.9645 | 190.1018 | 182.8642 | 179.3384 | 174.7533 | 166.9192 | 154.7726 | 147.4746 | -1.1476 | -1.6295 | -0.95835 | -2.1744 | -3.1777 | -3.0696 | -2.5507 | -3.5505 | -3.53 | -4.3996 | -1.8831 | -2.404 | -1.2662 | -0.291 | 5.6179 | 6.2112 | 7.4631 | 6.8679 | 3.9185 | 3.4505 | 2.7929 | 3.6236 | 2.7789 | 2.6142 | 69.3348 | 68.1359 | 66.6439 | 65.7702 | 64.8057 | 63.7443 | 63.1309 | 63.1668 | 66.3207 | 71.8791 | 77.3191 | 82.3642 | 85.6065 | 87.6523 | 88.7016 | 89.1028 | 88.7514 | 87.6875 | 85.6341 | 81.9091 | 77.4097 | 73.8403 | 71.3454 | 69.4389 | 5.3538 | 5.3249 | 5.7833 | 5.6031 | 5.4894 | 5.1984 | 6.0825 | 5.7391 | 6.9826 | 7.0501 | 6.3465 | 5.9792 | 5.7178 | 5.851 | 5.1251 | 4.2356 | 3.5233 | 3.451 | 3.372 | 5.6421 | 6.1446 | 6.2736 | 5.3588 | 5.6803
Program Specific1-in-10Size: Over 200kWOther2021May Monthly Peak | Program Specific | 1-in-10 | Size: Over 200kW | Other | 2021 | May Monthly Peak | 5 | 140.038 | 137.2024 | 132.1766 | 130.3458 | 137.5225 | 156.8418 | 182.2165 | 207.564 | 225.1197 | 235.1516 | 245.6074 | 248.4775 | 246.8834 | 251.2993 | 245.717 | 230.2193 | 212.8695 | 196.5259 | 187.5615 | 181.9336 | 177.709 | 170.3033 | 158.9237 | 151.6809 | -1.0506 | -1.6044 | -0.9282 | -1.9985 | -3.0792 | -3.0646 | -2.8288 | -3.5682 | -3.7226 | -4.6521 | -2.3908 | -3.1361 | -1.9334 | -1.0309 | 5.2987 | 6.1555 | 7.1482 | 6.6502 | 3.8864 | 3.2399 | 2.5668 | 3.606 | 2.8505 | 2.7683 | 70.1324 | 68.7807 | 67.6553 | 66.5503 | 65.6517 | 64.8069 | 64.6753 | 64.93 | 68.0492 | 73.6493 | 79.3841 | 83.6661 | 86.9366 | 89.0277 | 90.4126 | 90.8268 | 90.1647 | 89.3207 | 87.4894 | 84.9012 | 81.4357 | 77.5572 | 74.885 | 72.4683 | 5.454 | 5.4466 | 5.9075 | 5.7696 | 5.6668 | 5.3613 | 6.1952 | 5.9709 | 7.3892 | 7.5096 | 6.7666 | 6.343 | 6.0309 | 6.1474 | 5.3753 | 4.4115 | 3.6591 | 3.5675 | 3.4585 | 5.7235 | 6.2483 | 6.4006 | 5.5024 | 5.8421
Program Specific1-in-10Size: Over 200kWOther2021June Monthly Peak | Program Specific | 1-in-10 | Size: Over 200kW | Other | 2021 | June Monthly Peak | 6 | 146.2301 | 143.2641 | 138.595 | 136.7912 | 143.6315 | 162.9911 | 188.0803 | 211.9818 | 227.7725 | 237.9857 | 247.923 | 246.9925 | 240.9709 | 244.3676 | 238.8904 | 227.1156 | 210.9415 | 195.5188 | 188.9925 | 183.1449 | 181.2812 | 174.6495 | 163.596 | 156.8042 | -1.0461 | -1.6485 | -0.95136 | -1.9934 | -3.1294 | -3.1414 | -3.0179 | -3.5912 | -3.761 | -4.6938 | -2.5726 | -3.3571 | -2.1273 | -1.2928 | 4.9139 | 5.945 | 6.8376 | 6.4318 | 3.8609 | 3.1535 | 2.5036 | 3.6596 | 2.9331 | 2.8957 | 71.0029 | 69.7385 | 68.7455 | 67.6954 | 66.6858 | 65.6392 | 65.2031 | 66.3721 | 70.0173 | 74.909 | 79.779 | 83.802 | 86.3573 | 88.4475 | 89.6502 | 90.0674 | 90.6035 | 89.7423 | 88.517 | 86.5 | 83.0694 | 79.1262 | 76.6187 | 74.6092 | 5.7015 | 5.6936 | 6.2012 | 6.0617 | 5.9252 | 5.5777 | 6.4017 | 6.1048 | 7.4846 | 7.6085 | 6.838 | 6.3121 | 5.8931 | 5.9845 | 5.2318 | 4.3569 | 3.63 | 3.5531 | 3.4888 | 5.768 | 6.381 | 6.5712 | 5.6704 | 6.0462
Program Specific1-in-10Size: Over 200kWOther2021July Monthly Peak | Program Specific | 1-in-10 | Size: Over 200kW | Other | 2021 | July Monthly Peak | 7 | 149.2764 | 145.5182 | 141.4099 | 140.815 | 148.2071 | 169.1102 | 193.6711 | 214.8215 | 227.7141 | 236.4533 | 243.8847 | 242.4713 | 236.6332 | 239.3168 | 233.72 | 224.3078 | 210.1818 | 196.2111 | 190.6326 | 185.4694 | 183.9334 | 177.0599 | 165.9757 | 159.149 | -0.86274 | -1.5668 | -0.88249 | -1.6298 | -2.8767 | -3.0819 | -3.5059 | -3.4277 | -3.7386 | -4.6073 | -3.1485 | -4.224 | -3.0197 | -2.3877 | 3.8903 | 5.3747 | 5.8463 | 5.7252 | 3.6752 | 2.7621 | 2.0808 | 3.5564 | 2.9708 | 3.0745 | 73.4789 | 72.6423 | 71.7446 | 71.0192 | 70.4077 | 69.7492 | 69.3163 | 69.6868 | 72.5455 | 76.9977 | 81.6448 | 84.9785 | 87.0943 | 88.8227 | 90.1659 | 90.6329 | 90.9348 | 90.1223 | 88.3659 | 86.1435 | 83.0537 | 80.2859 | 78.3608 | 77.0383 | 5.8829 | 5.8454 | 6.3952 | 6.307 | 6.1796 | 5.8493 | 6.6629 | 6.253 | 7.5632 | 7.6408 | 6.7989 | 6.2632 | 5.8492 | 5.9238 | 5.1736 | 4.3493 | 3.6558 | 3.604 | 3.5569 | 5.904 | 6.544 | 6.7335 | 5.8148 | 6.2026
Program Specific1-in-10Size: Over 200kWOther2021August Monthly Peak | Program Specific | 1-in-10 | Size: Over 200kW | Other | 2021 | August Monthly Peak | 8 | 150.2569 | 146.705 | 142.4052 | 141.8152 | 149.5767 | 171.4058 | 198.5905 | 221.8726 | 238.6224 | 249.6913 | 258.8213 | 259.4369 | 254.1779 | 258.2214 | 252.0985 | 238.4898 | 220.5308 | 204.3092 | 196.4178 | 192.068 | 188.7197 | 179.4699 | 168.1947 | 160.6644 | -0.74817 | -1.5165 | -0.83699 | -1.3939 | -2.6962 | -3.019 | -3.8327 | -3.413 | -3.9046 | -4.8306 | -3.723 | -5.098 | -3.8257 | -3.281 | 3.6203 | 5.4071 | 5.5437 | 5.5193 | 3.6552 | 2.6003 | 1.8605 | 3.5141 | 3.0076 | 3.1835 | 74.8701 | 74.1225 | 73.1468 | 72.3948 | 71.703 | 71.1252 | 70.6645 | 70.6609 | 73.0278 | 77.4993 | 81.7321 | 85.7125 | 88.8346 | 91.1678 | 92.4185 | 92.4224 | 91.9862 | 90.8904 | 89.9055 | 87.6348 | 83.8415 | 80.7945 | 78.7289 | 76.8832 | 5.985 | 5.9562 | 6.5092 | 6.4199 | 6.3036 | 5.9923 | 6.9054 | 6.5275 | 8.0104 | 8.1551 | 7.2927 | 6.7733 | 6.3502 | 6.4603 | 5.6402 | 4.6738 | 3.8769 | 3.793 | 3.7041 | 6.1796 | 6.7862 | 6.8983 | 5.9557 | 6.3288
Program Specific1-in-10Size: Over 200kWOther2021September Monthly Peak | Program Specific | 1-in-10 | Size: Over 200kW | Other | 2021 | September Monthly Peak | 9 | 153.1315 | 149.2573 | 144.433 | 144.7535 | 153.2218 | 176.2703 | 207.2206 | 234.0167 | 256.3345 | 269.5663 | 279.7751 | 280.5552 | 275.6957 | 279.7173 | 272.6263 | 255.711 | 234.5837 | 216.4356 | 208.11 | 204.5275 | 196.6106 | 185.8612 | 173.1276 | 164.2384 | -0.53758 | -1.425 | -0.75265 | -0.95905 | -2.3727 | -2.907 | -4.4546 | -3.3535 | -4.1686 | -5.1465 | -4.7816 | -6.6608 | -5.3082 | -4.9549 | 2.7719 | 5.1924 | 4.7442 | 4.9872 | 3.6171 | 2.2606 | 1.4136 | 3.4669 | 3.0903 | 3.4037 | 76.9974 | 75.8963 | 74.7983 | 74.2475 | 73.3356 | 72.4887 | 72.0872 | 72.0013 | 74.1528 | 78.7889 | 83.8247 | 88.4921 | 92.3563 | 95.1933 | 96.1886 | 96.4374 | 95.8943 | 94.4335 | 92.6892 | 89.9009 | 85.7632 | 82.5486 | 80.3405 | 78.5972 | 6.268 | 6.2273 | 6.7843 | 6.734 | 6.6356 | 6.3326 | 7.4045 | 7.075 | 8.8428 | 9.0475 | 8.1009 | 7.527 | 7.0781 | 7.1914 | 6.268 | 5.1498 | 4.2379 | 4.1292 | 4.033 | 6.7623 | 7.2653 | 7.3414 | 6.2997 | 6.6483
Program Specific1-in-10Size: Over 200kWOther2021October Monthly Peak | Program Specific | 1-in-10 | Size: Over 200kW | Other | 2021 | October Monthly Peak | 10 | 133.652 | 131.272 | 125.9074 | 124.8879 | 132.1016 | 152.7736 | 182.6881 | 202.5647 | 214.8935 | 224.2392 | 232.7995 | 235.839 | 235.7505 | 239.8984 | 233.7594 | 219.5619 | 203.6542 | 195.2441 | 187.0116 | 177.9192 | 170.13 | 162.0287 | 150.567 | 144.5577 | -0.93003 | -1.4967 | -0.85311 | -1.7667 | -2.8336 | -2.9217 | -2.9847 | -3.4033 | -3.5455 | -4.4151 | -2.4995 | -3.3338 | -2.2131 | -1.429 | 4.6779 | 5.6782 | 6.4682 | 6.3196 | 3.7899 | 3.0047 | 2.2892 | 3.3752 | 2.6988 | 2.687 | 72.8085 | 72.0537 | 71.2114 | 70.0457 | 69.0606 | 68.1382 | 67.9604 | 67.7 | 68.5336 | 72.5398 | 77.3589 | 82.1918 | 86.0772 | 88.3267 | 89.1065 | 88.9559 | 87.9269 | 86.337 | 83.6344 | 80.1619 | 77.2052 | 75.3646 | 73.8907 | 72.5888 | 5.2159 | 5.2218 | 5.6387 | 5.5392 | 5.4545 | 5.2328 | 6.2239 | 5.8389 | 7.0679 | 7.1756 | 6.4267 | 6.0326 | 5.7707 | 5.8804 | 5.1241 | 4.2158 | 3.5078 | 3.5514 | 3.4553 | 5.6086 | 5.994 | 6.1019 | 5.2236 | 5.5791
Program Specific1-in-10Size: Over 200kWOther2021November Monthly Peak | Program Specific | 1-in-10 | Size: Over 200kW | Other | 2021 | November Monthly Peak | 11 | 135.6613 | 132.9482 | 128.3247 | 126.8347 | 134.2845 | 154.3956 | 179.8983 | 198.5989 | 209.7249 | 214.9917 | 221.8861 | 223.958 | 222.2222 | 225.4486 | 219.6143 | 205.5888 | 192.984 | 186.6941 | 179.2407 | 171.5367 | 165.7062 | 159.586 | 148.5122 | 142.9529 | -1.7332 | -1.9316 | -1.2082 | -3.4036 | -4.2317 | -3.6384 | -1.3734 | -4.1645 | -3.5439 | -4.4496 | -0.0034757 | 0.46353 | 1.6131 | 3.1293 | 8.0424 | 7.2439 | 9.8856 | 8.9802 | 4.5049 | 4.5856 | 3.9815 | 3.9106 | 2.6808 | 2.142 | 63.028 | 61.631 | 60.6871 | 59.6644 | 59.0075 | 58.3761 | 57.7204 | 57.8135 | 59.8361 | 64.1798 | 69.49 | 73.636 | 76.4501 | 78.0281 | 79.0958 | 79.2454 | 77.9244 | 75.5688 | 72.918 | 69.9555 | 67.7182 | 66.1713 | 64.5854 | 63.6444 | 5.6098 | 5.6036 | 6.0894 | 5.9608 | 5.875 | 5.6035 | 6.4941 | 6.0657 | 7.309 | 7.2897 | 6.4905 | 6.0701 | 5.7637 | 5.8556 | 5.1009 | 4.1828 | 3.5221 | 3.5982 | 3.5091 | 5.7296 | 6.186 | 6.3681 | 5.4594 | 5.8459
Program Specific1-in-10Size: Over 200kWOther2021December Monthly Peak | Program Specific | 1-in-10 | Size: Over 200kW | Other | 2021 | December Monthly Peak | 12 | 130.8377 | 128.1968 | 124.4275 | 124.3516 | 132.0086 | 152.2905 | 179.5362 | 195.3922 | 202.1437 | 202.2962 | 202.3724 | 198.2124 | 192.8016 | 192.3265 | 184.978 | 176.2593 | 170.188 | 168.8335 | 165.4312 | 160.6456 | 155.4367 | 149.0595 | 141.2555 | 136.7498 | -1.6716 | -1.8626 | -1.1715 | -3.3369 | -4.16 | -3.5888 | -1.3706 | -4.0972 | -3.4157 | -4.1869 | -0.00317 | 0.41025 | 1.3995 | 2.6695 | 6.774 | 6.2105 | 8.7179 | 8.1211 | 4.1578 | 4.2945 | 3.7347 | 3.6527 | 2.5498 | 2.049 | 44.5763 | 43.8863 | 43.2876 | 42.6343 | 42.1678 | 41.4305 | 41.4333 | 41.4287 | 42.0226 | 44.3184 | 47.1206 | 49.4548 | 50.9829 | 51.4246 | 51.6815 | 51.7569 | 51.1639 | 49.7109 | 48.1122 | 47.1043 | 46.2003 | 45.2687 | 44.7076 | 44.3043 | 5.4103 | 5.4034 | 5.9045 | 5.8441 | 5.7755 | 5.5271 | 6.481 | 5.9678 | 7.0448 | 6.8592 | 5.9197 | 5.3723 | 5.0006 | 4.9953 | 4.2964 | 3.586 | 3.106 | 3.254 | 3.2388 | 5.3658 | 5.8027 | 5.9481 | 5.1926 | 5.5923
Program Specific1-in-10Size: Over 200kWOther2021Typical Event Day | Program Specific | 1-in-10 | Size: Over 200kW | Other | 2021 | Typical Event Day | 8 | 149.7473 | 146.208 | 141.9336 | 141.318 | 149.0578 | 170.7478 | 197.7016 | 220.5315 | 236.8551 | 247.6015 | 256.5619 | 257.1525 | 251.8361 | 255.8778 | 249.8416 | 236.4459 | 218.7482 | 202.7453 | 195.0224 | 190.7824 | 187.6473 | 178.6112 | 167.4612 | 160.0579 | -0.80202 | -1.541 | -0.85847 | -1.5051 | -2.784 | -3.0565 | -3.7041 | -3.4519 | -3.8818 | -4.8063 | -3.5124 | -4.7833 | -3.5191 | -2.9226 | 3.8565 | 5.5042 | 5.7745 | 5.6836 | 3.6907 | 2.7045 | 1.9784 | 3.5398 | 2.9958 | 3.1341 | 74.0873 | 73.0999 | 72.1088 | 71.3392 | 70.533 | 69.7506 | 69.3178 | 69.6803 | 72.4358 | 77.0487 | 81.7452 | 85.7463 | 88.6606 | 90.9078 | 92.1058 | 92.39 | 92.3547 | 91.2971 | 89.8694 | 87.5448 | 83.9319 | 80.6888 | 78.5122 | 76.782 | 5.9325 | 5.904 | 6.4527 | 6.3629 | 6.2478 | 5.9371 | 6.8374 | 6.4531 | 7.9082 | 8.0432 | 7.19 | 6.6774 | 6.2578 | 6.3671 | 5.5596 | 4.6088 | 3.8248 | 3.7437 | 3.658 | 6.1052 | 6.7113 | 6.8283 | 5.8977 | 6.2709
Program Specific1-in-10Size: Over 200kWOther2022January Monthly Peak | Program Specific | 1-in-10 | Size: Over 200kW | Other | 2022 | January Monthly Peak | 1 | 137.3157 | 134.165 | 129.9346 | 130.3643 | 138.3978 | 161.5016 | 194.7102 | 215.1333 | 222.3227 | 221.8494 | 222.1352 | 217.5607 | 212.5406 | 212.9102 | 204.5695 | 193.8864 | 184.1192 | 181.8715 | 179.1348 | 174.0481 | 167.7755 | 160.1181 | 151.8252 | 146.2188 | -1.7543 | -1.9493 | -1.2234 | -3.4983 | -4.3613 | -3.8059 | -1.4865 | -4.5112 | -3.7567 | -4.5916 | -0.0034796 | 0.45029 | 1.5428 | 2.9552 | 7.4915 | 6.8316 | 9.4315 | 8.7483 | 4.5022 | 4.6528 | 4.0312 | 3.9237 | 2.7406 | 2.1909 | 41.3351 | 40.9496 | 40.2872 | 39.5936 | 39.1399 | 38.5765 | 38.0744 | 37.6536 | 38.1661 | 41.2025 | 44.3924 | 47.0483 | 48.7627 | 49.9436 | 50.8456 | 51.196 | 50.9157 | 49.8402 | 47.9452 | 46.5736 | 45.3721 | 44.7464 | 44.002 | 43.2964 | 5.6782 | 5.6549 | 6.1658 | 6.1267 | 6.055 | 5.8614 | 7.0287 | 6.5707 | 7.748 | 7.5222 | 6.4978 | 5.8967 | 5.5126 | 5.5299 | 4.7515 | 3.9447 | 3.3603 | 3.5053 | 3.5071 | 5.8135 | 6.2633 | 6.3893 | 5.5812 | 5.9795
Program Specific1-in-10Size: Over 200kWOther2022February Monthly Peak | Program Specific | 1-in-10 | Size: Over 200kW | Other | 2022 | February Monthly Peak | 2 | 131.1205 | 128.412 | 123.9294 | 123.5083 | 130.9958 | 151.7981 | 181.5031 | 197.5806 | 203.0846 | 203.8627 | 206.1312 | 204.5745 | 201.1338 | 203.097 | 196.4834 | 186.2405 | 176.2326 | 173.3474 | 169.8012 | 164.0054 | 159.0259 | 153.1226 | 144.6179 | 139.9955 | -1.6752 | -1.8657 | -1.1668 | -3.3143 | -4.1281 | -3.5772 | -1.3856 | -4.1431 | -3.4316 | -4.2193 | -0.0032289 | 0.42341 | 1.46 | 2.819 | 7.1954 | 6.5622 | 9.0275 | 8.3383 | 4.2676 | 4.3843 | 3.821 | 3.7522 | 2.6105 | 2.0976 | 48.467 | 48.0004 | 47.5439 | 47.0277 | 46.765 | 46.2675 | 45.6998 | 45.7384 | 47.1618 | 50.5885 | 54.167 | 57.1177 | 58.9834 | 60.0014 | 60.5779 | 60.8061 | 60.0734 | 59.11 | 57.1378 | 55.0177 | 53.4895 | 52.1935 | 51.261 | 49.9973 | 5.422 | 5.4124 | 5.8808 | 5.8045 | 5.7312 | 5.5093 | 6.552 | 6.0346 | 7.0775 | 6.9123 | 6.0296 | 5.5447 | 5.2167 | 5.275 | 4.5637 | 3.7891 | 3.2164 | 3.341 | 3.3243 | 5.4781 | 5.9366 | 6.1102 | 5.3162 | 5.725
Program Specific1-in-10Size: Over 200kWOther2022March Monthly Peak | Program Specific | 1-in-10 | Size: Over 200kW | Other | 2022 | March Monthly Peak | 3 | 134.0192 | 130.6785 | 126.3012 | 123.4936 | 130.0742 | 148.1964 | 173.6936 | 190.8625 | 200.0451 | 204.1765 | 211.2788 | 213.8692 | 212.5619 | 217.1278 | 212.5875 | 201.5024 | 188.3386 | 176.05 | 170.9023 | 168.7978 | 166.0852 | 159.9748 | 149.2509 | 142.9976 | -1.7122 | -1.8986 | -1.1892 | -3.3139 | -4.099 | -3.4923 | -1.326 | -4.0023 | -3.3803 | -4.2258 | -0.0033095 | 0.44265 | 1.543 | 3.0138 | 7.7851 | 7.0999 | 9.6477 | 8.4683 | 4.2953 | 4.5124 | 3.9906 | 3.9201 | 2.6941 | 2.1426 | 59.4879 | 58.3505 | 57.6288 | 56.8709 | 56.0332 | 55.1486 | 54.4084 | 54.9289 | 58.3782 | 63.3704 | 68.6281 | 72.8212 | 75.6479 | 77.2879 | 78.0655 | 78.5251 | 77.9823 | 76.3149 | 73.5287 | 69.9947 | 66.794 | 64.1045 | 62.0451 | 60.4125 | 5.5419 | 5.508 | 5.9934 | 5.8038 | 5.6908 | 5.3786 | 6.2701 | 5.8294 | 6.9716 | 6.923 | 6.1802 | 5.7966 | 5.5131 | 5.6394 | 4.9377 | 4.0996 | 3.4373 | 3.3931 | 3.3459 | 5.6381 | 6.2002 | 6.3836 | 5.4865 | 5.8478
Program Specific1-in-10Size: Over 200kWOther2022April Monthly Peak | Program Specific | 1-in-10 | Size: Over 200kW | Other | 2022 | April Monthly Peak | 4 | 137.4586 | 134.1301 | 129.3943 | 126.5803 | 133.2125 | 152.0705 | 178.8942 | 199.4998 | 212.7236 | 220.7552 | 230.3513 | 234.2167 | 234.0558 | 239.1721 | 234.2704 | 221.0304 | 204.9645 | 190.1018 | 182.8642 | 179.3384 | 174.7533 | 166.9192 | 154.7726 | 147.4746 | -1.1476 | -1.6295 | -0.95835 | -2.1744 | -3.1777 | -3.0696 | -2.5507 | -3.5505 | -3.53 | -4.3996 | -1.8831 | -2.404 | -1.2662 | -0.291 | 5.6179 | 6.2112 | 7.4631 | 6.8679 | 3.9185 | 3.4505 | 2.7929 | 3.6236 | 2.7789 | 2.6142 | 69.3348 | 68.1359 | 66.6439 | 65.7702 | 64.8057 | 63.7443 | 63.131 | 63.1668 | 66.3207 | 71.8791 | 77.3191 | 82.3642 | 85.6065 | 87.6523 | 88.7016 | 89.1028 | 88.7514 | 87.6875 | 85.6341 | 81.9091 | 77.4097 | 73.8403 | 71.3454 | 69.4389 | 5.3538 | 5.3249 | 5.7833 | 5.6031 | 5.4894 | 5.1984 | 6.0825 | 5.7391 | 6.9826 | 7.0501 | 6.3465 | 5.9792 | 5.7178 | 5.851 | 5.1251 | 4.2356 | 3.5233 | 3.451 | 3.372 | 5.6421 | 6.1446 | 6.2736 | 5.3588 | 5.6803
Program Specific1-in-10Size: Over 200kWOther2022May Monthly Peak | Program Specific | 1-in-10 | Size: Over 200kW | Other | 2022 | May Monthly Peak | 5 | 140.038 | 137.2024 | 132.1766 | 130.3458 | 137.5225 | 156.8418 | 182.2164 | 207.564 | 225.1197 | 235.1516 | 245.6074 | 248.4775 | 246.8834 | 251.2992 | 245.717 | 230.2193 | 212.8695 | 196.5259 | 187.5615 | 181.9336 | 177.709 | 170.3033 | 158.9237 | 151.681 | -1.0506 | -1.6044 | -0.9282 | -1.9985 | -3.0792 | -3.0646 | -2.8288 | -3.5682 | -3.7226 | -4.6521 | -2.3908 | -3.1361 | -1.9334 | -1.0309 | 5.2987 | 6.1555 | 7.1482 | 6.6502 | 3.8864 | 3.2399 | 2.5668 | 3.606 | 2.8505 | 2.7683 | 70.1324 | 68.7807 | 67.6553 | 66.5503 | 65.6517 | 64.8069 | 64.6753 | 64.93 | 68.0492 | 73.6493 | 79.3841 | 83.6661 | 86.9366 | 89.0277 | 90.4125 | 90.8268 | 90.1647 | 89.3207 | 87.4894 | 84.9012 | 81.4356 | 77.5572 | 74.885 | 72.4684 | 5.454 | 5.4466 | 5.9075 | 5.7696 | 5.6668 | 5.3613 | 6.1952 | 5.9709 | 7.3892 | 7.5096 | 6.7666 | 6.343 | 6.0309 | 6.1474 | 5.3753 | 4.4115 | 3.6591 | 3.5675 | 3.4585 | 5.7235 | 6.2483 | 6.4006 | 5.5024 | 5.8421
Program Specific1-in-10Size: Over 200kWOther2022June Monthly Peak | Program Specific | 1-in-10 | Size: Over 200kW | Other | 2022 | June Monthly Peak | 6 | 146.2301 | 143.2641 | 138.5951 | 136.7912 | 143.6315 | 162.9911 | 188.0803 | 211.9818 | 227.7725 | 237.9857 | 247.923 | 246.9925 | 240.9709 | 244.3676 | 238.8903 | 227.1156 | 210.9414 | 195.5188 | 188.9925 | 183.1449 | 181.2812 | 174.6495 | 163.596 | 156.8042 | -1.0461 | -1.6485 | -0.95136 | -1.9934 | -3.1294 | -3.1414 | -3.0179 | -3.5912 | -3.761 | -4.6938 | -2.5726 | -3.3571 | -2.1273 | -1.2928 | 4.9139 | 5.945 | 6.8376 | 6.4318 | 3.8609 | 3.1535 | 2.5036 | 3.6596 | 2.9331 | 2.8957 | 71.0029 | 69.7385 | 68.7455 | 67.6954 | 66.6858 | 65.6392 | 65.2031 | 66.3721 | 70.0173 | 74.909 | 79.779 | 83.802 | 86.3573 | 88.4475 | 89.6502 | 90.0674 | 90.6035 | 89.7423 | 88.517 | 86.5 | 83.0694 | 79.1262 | 76.6187 | 74.6092 | 5.7015 | 5.6936 | 6.2012 | 6.0617 | 5.9252 | 5.5777 | 6.4017 | 6.1048 | 7.4846 | 7.6085 | 6.838 | 6.3121 | 5.8931 | 5.9845 | 5.2318 | 4.3569 | 3.63 | 3.5531 | 3.4888 | 5.768 | 6.381 | 6.5712 | 5.6704 | 6.0462
Program Specific1-in-10Size: Over 200kWOther2022July Monthly Peak | Program Specific | 1-in-10 | Size: Over 200kW | Other | 2022 | July Monthly Peak | 7 | 149.2764 | 145.5182 | 141.4099 | 140.815 | 148.2071 | 169.1102 | 193.6711 | 214.8216 | 227.7141 | 236.4533 | 243.8847 | 242.4713 | 236.6332 | 239.3168 | 233.72 | 224.3078 | 210.1818 | 196.2111 | 190.6326 | 185.4694 | 183.9334 | 177.0599 | 165.9757 | 159.149 | -0.86274 | -1.5668 | -0.88249 | -1.6298 | -2.8767 | -3.0819 | -3.5059 | -3.4277 | -3.7386 | -4.6073 | -3.1485 | -4.224 | -3.0197 | -2.3877 | 3.8903 | 5.3747 | 5.8463 | 5.7252 | 3.6752 | 2.7621 | 2.0808 | 3.5564 | 2.9708 | 3.0745 | 73.4789 | 72.6423 | 71.7446 | 71.0192 | 70.4077 | 69.7492 | 69.3163 | 69.6868 | 72.5455 | 76.9977 | 81.6448 | 84.9785 | 87.0944 | 88.8227 | 90.1659 | 90.6329 | 90.9348 | 90.1223 | 88.3659 | 86.1435 | 83.0537 | 80.2859 | 78.3608 | 77.0383 | 5.8829 | 5.8454 | 6.3952 | 6.307 | 6.1796 | 5.8493 | 6.6629 | 6.253 | 7.5632 | 7.6408 | 6.7989 | 6.2632 | 5.8492 | 5.9238 | 5.1736 | 4.3493 | 3.6558 | 3.604 | 3.5569 | 5.904 | 6.544 | 6.7335 | 5.8148 | 6.2026
Program Specific1-in-10Size: Over 200kWOther2022August Monthly Peak | Program Specific | 1-in-10 | Size: Over 200kW | Other | 2022 | August Monthly Peak | 8 | 150.2569 | 146.7051 | 142.4052 | 141.8152 | 149.5767 | 171.4058 | 198.5905 | 221.8726 | 238.6224 | 249.6913 | 258.8213 | 259.4369 | 254.1779 | 258.2214 | 252.0985 | 238.4898 | 220.5308 | 204.3092 | 196.4178 | 192.068 | 188.7197 | 179.4699 | 168.1947 | 160.6644 | -0.74817 | -1.5165 | -0.83699 | -1.3939 | -2.6962 | -3.019 | -3.8327 | -3.413 | -3.9046 | -4.8306 | -3.723 | -5.098 | -3.8257 | -3.281 | 3.6203 | 5.4071 | 5.5437 | 5.5193 | 3.6552 | 2.6003 | 1.8605 | 3.5141 | 3.0076 | 3.1835 | 74.8701 | 74.1225 | 73.1468 | 72.3948 | 71.703 | 71.1253 | 70.6645 | 70.6609 | 73.0278 | 77.4993 | 81.7321 | 85.7125 | 88.8346 | 91.1678 | 92.4185 | 92.4224 | 91.9862 | 90.8904 | 89.9055 | 87.6348 | 83.8415 | 80.7945 | 78.7289 | 76.8832 | 5.985 | 5.9562 | 6.5092 | 6.4199 | 6.3036 | 5.9923 | 6.9054 | 6.5275 | 8.0104 | 8.1551 | 7.2927 | 6.7733 | 6.3502 | 6.4603 | 5.6402 | 4.6738 | 3.8769 | 3.793 | 3.7041 | 6.1796 | 6.7862 | 6.8983 | 5.9557 | 6.3288
Program Specific1-in-10Size: Over 200kWOther2022September Monthly Peak | Program Specific | 1-in-10 | Size: Over 200kW | Other | 2022 | September Monthly Peak | 9 | 153.1315 | 149.2573 | 144.433 | 144.7535 | 153.2218 | 176.2703 | 207.2206 | 234.0167 | 256.3345 | 269.5663 | 279.7751 | 280.5552 | 275.6957 | 279.7174 | 272.6263 | 255.711 | 234.5837 | 216.4356 | 208.11 | 204.5275 | 196.6106 | 185.8612 | 173.1276 | 164.2384 | -0.53758 | -1.425 | -0.75265 | -0.95905 | -2.3727 | -2.907 | -4.4546 | -3.3535 | -4.1686 | -5.1465 | -4.7816 | -6.6608 | -5.3082 | -4.9549 | 2.7719 | 5.1924 | 4.7442 | 4.9872 | 3.6171 | 2.2606 | 1.4136 | 3.4669 | 3.0903 | 3.4037 | 76.9974 | 75.8963 | 74.7983 | 74.2475 | 73.3356 | 72.4887 | 72.0872 | 72.0013 | 74.1528 | 78.7889 | 83.8247 | 88.4921 | 92.3563 | 95.1933 | 96.1886 | 96.4373 | 95.8943 | 94.4335 | 92.6892 | 89.9009 | 85.7632 | 82.5486 | 80.3405 | 78.5972 | 6.268 | 6.2273 | 6.7843 | 6.734 | 6.6356 | 6.3326 | 7.4045 | 7.075 | 8.8428 | 9.0475 | 8.1009 | 7.527 | 7.0781 | 7.1914 | 6.268 | 5.1498 | 4.2379 | 4.1292 | 4.033 | 6.7623 | 7.2653 | 7.3414 | 6.2997 | 6.6483
Program Specific1-in-10Size: Over 200kWOther2022October Monthly Peak | Program Specific | 1-in-10 | Size: Over 200kW | Other | 2022 | October Monthly Peak | 10 | 133.652 | 131.272 | 125.9074 | 124.8879 | 132.1016 | 152.7736 | 182.6881 | 202.5647 | 214.8935 | 224.2392 | 232.7995 | 235.839 | 235.7505 | 239.8984 | 233.7594 | 219.5619 | 203.6542 | 195.2441 | 187.0116 | 177.9192 | 170.13 | 162.0287 | 150.567 | 144.5577 | -0.93003 | -1.4967 | -0.85311 | -1.7667 | -2.8336 | -2.9217 | -2.9847 | -3.4033 | -3.5455 | -4.4151 | -2.4995 | -3.3338 | -2.2131 | -1.429 | 4.6779 | 5.6782 | 6.4682 | 6.3196 | 3.7899 | 3.0047 | 2.2892 | 3.3752 | 2.6988 | 2.687 | 72.8085 | 72.0537 | 71.2114 | 70.0457 | 69.0606 | 68.1382 | 67.9604 | 67.7 | 68.5336 | 72.5398 | 77.3589 | 82.1918 | 86.0772 | 88.3267 | 89.1065 | 88.9559 | 87.9269 | 86.337 | 83.6344 | 80.1619 | 77.2052 | 75.3646 | 73.8907 | 72.5888 | 5.2159 | 5.2218 | 5.6387 | 5.5392 | 5.4545 | 5.2328 | 6.2239 | 5.8389 | 7.0679 | 7.1756 | 6.4267 | 6.0326 | 5.7707 | 5.8804 | 5.1241 | 4.2158 | 3.5078 | 3.5514 | 3.4554 | 5.6086 | 5.994 | 6.1019 | 5.2236 | 5.5791
Program Specific1-in-10Size: Over 200kWOther2022November Monthly Peak | Program Specific | 1-in-10 | Size: Over 200kW | Other | 2022 | November Monthly Peak | 11 | 135.6613 | 132.9482 | 128.3247 | 126.8347 | 134.2845 | 154.3956 | 179.8983 | 198.5989 | 209.725 | 214.9917 | 221.886 | 223.958 | 222.2222 | 225.4486 | 219.6143 | 205.5888 | 192.984 | 186.6941 | 179.2407 | 171.5367 | 165.7062 | 159.586 | 148.5122 | 142.9529 | -1.7332 | -1.9316 | -1.2082 | -3.4036 | -4.2317 | -3.6384 | -1.3734 | -4.1645 | -3.5439 | -4.4496 | -0.0034757 | 0.46353 | 1.6131 | 3.1293 | 8.0424 | 7.2439 | 9.8856 | 8.9802 | 4.5049 | 4.5856 | 3.9815 | 3.9106 | 2.6808 | 2.142 | 63.028 | 61.631 | 60.6871 | 59.6644 | 59.0075 | 58.3761 | 57.7204 | 57.8135 | 59.8361 | 64.1798 | 69.49 | 73.636 | 76.4501 | 78.0281 | 79.0958 | 79.2454 | 77.9244 | 75.5688 | 72.918 | 69.9555 | 67.7182 | 66.1713 | 64.5854 | 63.6444 | 5.6098 | 5.6036 | 6.0894 | 5.9608 | 5.875 | 5.6035 | 6.4941 | 6.0657 | 7.309 | 7.2897 | 6.4905 | 6.0701 | 5.7637 | 5.8556 | 5.1009 | 4.1828 | 3.5221 | 3.5982 | 3.5091 | 5.7296 | 6.186 | 6.3681 | 5.4594 | 5.8459
Program Specific1-in-10Size: Over 200kWOther2022December Monthly Peak | Program Specific | 1-in-10 | Size: Over 200kW | Other | 2022 | December Monthly Peak | 12 | 130.8377 | 128.1968 | 124.4275 | 124.3516 | 132.0086 | 152.2905 | 179.5362 | 195.3922 | 202.1437 | 202.2962 | 202.3724 | 198.2124 | 192.8016 | 192.3265 | 184.978 | 176.2593 | 170.188 | 168.8335 | 165.4312 | 160.6456 | 155.4367 | 149.0595 | 141.2555 | 136.7498 | -1.6716 | -1.8626 | -1.1715 | -3.3369 | -4.16 | -3.5888 | -1.3706 | -4.0972 | -3.4157 | -4.1869 | -0.00317 | 0.41025 | 1.3995 | 2.6695 | 6.774 | 6.2105 | 8.7179 | 8.1211 | 4.1578 | 4.2945 | 3.7347 | 3.6527 | 2.5498 | 2.049 | 44.5763 | 43.8863 | 43.2876 | 42.6343 | 42.1678 | 41.4305 | 41.4333 | 41.4287 | 42.0226 | 44.3184 | 47.1206 | 49.4548 | 50.9829 | 51.4246 | 51.6815 | 51.7569 | 51.1639 | 49.7109 | 48.1122 | 47.1043 | 46.2003 | 45.2687 | 44.7076 | 44.3043 | 5.4103 | 5.4034 | 5.9045 | 5.8441 | 5.7755 | 5.5271 | 6.481 | 5.9678 | 7.0448 | 6.8592 | 5.9197 | 5.3723 | 5.0006 | 4.9953 | 4.2964 | 3.586 | 3.106 | 3.254 | 3.2388 | 5.3658 | 5.8027 | 5.9481 | 5.1926 | 5.5923
Program Specific1-in-10Size: Over 200kWOther2022Typical Event Day | Program Specific | 1-in-10 | Size: Over 200kW | Other | 2022 | Typical Event Day | 8 | 149.7473 | 146.208 | 141.9336 | 141.318 | 149.0578 | 170.7479 | 197.7016 | 220.5315 | 236.8551 | 247.6015 | 256.5619 | 257.1525 | 251.8361 | 255.8778 | 249.8416 | 236.446 | 218.7482 | 202.7454 | 195.0224 | 190.7824 | 187.6473 | 178.6112 | 167.4612 | 160.0579 | -0.80202 | -1.541 | -0.85847 | -1.5051 | -2.784 | -3.0565 | -3.7041 | -3.4519 | -3.8818 | -4.8063 | -3.5124 | -4.7833 | -3.5191 | -2.9226 | 3.8565 | 5.5042 | 5.7745 | 5.6836 | 3.6907 | 2.7045 | 1.9784 | 3.5398 | 2.9958 | 3.1341 | 74.0873 | 73.0999 | 72.1088 | 71.3392 | 70.533 | 69.7506 | 69.3178 | 69.6803 | 72.4358 | 77.0487 | 81.7452 | 85.7463 | 88.6606 | 90.9078 | 92.1058 | 92.39 | 92.3547 | 91.2971 | 89.8694 | 87.5448 | 83.9319 | 80.6888 | 78.5122 | 76.782 | 5.9325 | 5.904 | 6.4527 | 6.3629 | 6.2478 | 5.9371 | 6.8374 | 6.4531 | 7.9082 | 8.0432 | 7.19 | 6.6774 | 6.2578 | 6.3671 | 5.5596 | 4.6088 | 3.8248 | 3.7437 | 3.658 | 6.1052 | 6.7113 | 6.8283 | 5.8977 | 6.2709
Program Specific1-in-10Size: Over 200kWOther2023January Monthly Peak | Program Specific | 1-in-10 | Size: Over 200kW | Other | 2023 | January Monthly Peak | 1 | 137.3157 | 134.165 | 129.9346 | 130.3643 | 138.3978 | 161.5016 | 194.7102 | 215.1333 | 222.3227 | 221.8494 | 222.1352 | 217.5607 | 212.5406 | 212.9102 | 204.5695 | 193.8864 | 184.1192 | 181.8715 | 179.1348 | 174.0481 | 167.7755 | 160.1181 | 151.8252 | 146.2188 | -1.7543 | -1.9493 | -1.2234 | -3.4983 | -4.3613 | -3.8059 | -1.4865 | -4.5112 | -3.7567 | -4.5916 | -0.0034796 | 0.45029 | 1.5428 | 2.9552 | 7.4915 | 6.8316 | 9.4315 | 8.7483 | 4.5022 | 4.6528 | 4.0312 | 3.9237 | 2.7406 | 2.1909 | 41.3351 | 40.9496 | 40.2872 | 39.5936 | 39.1399 | 38.5765 | 38.0744 | 37.6536 | 38.1661 | 41.2025 | 44.3924 | 47.0483 | 48.7627 | 49.9436 | 50.8456 | 51.196 | 50.9157 | 49.8402 | 47.9452 | 46.5736 | 45.3721 | 44.7464 | 44.002 | 43.2964 | 5.6782 | 5.6549 | 6.1658 | 6.1267 | 6.055 | 5.8614 | 7.0287 | 6.5707 | 7.748 | 7.5222 | 6.4978 | 5.8967 | 5.5126 | 5.5299 | 4.7515 | 3.9447 | 3.3603 | 3.5053 | 3.5071 | 5.8135 | 6.2633 | 6.3893 | 5.5812 | 5.9795
Program Specific1-in-10Size: Over 200kWOther2023February Monthly Peak | Program Specific | 1-in-10 | Size: Over 200kW | Other | 2023 | February Monthly Peak | 2 | 131.1205 | 128.412 | 123.9294 | 123.5083 | 130.9958 | 151.7981 | 181.5031 | 197.5806 | 203.0846 | 203.8627 | 206.1312 | 204.5744 | 201.1338 | 203.097 | 196.4834 | 186.2405 | 176.2326 | 173.3474 | 169.8012 | 164.0054 | 159.0259 | 153.1226 | 144.6179 | 139.9955 | -1.6752 | -1.8657 | -1.1668 | -3.3143 | -4.1281 | -3.5772 | -1.3856 | -4.1431 | -3.4316 | -4.2193 | -0.0032289 | 0.42341 | 1.46 | 2.819 | 7.1954 | 6.5622 | 9.0275 | 8.3383 | 4.2676 | 4.3843 | 3.821 | 3.7522 | 2.6105 | 2.0976 | 48.467 | 48.0004 | 47.5439 | 47.0277 | 46.765 | 46.2675 | 45.6998 | 45.7384 | 47.1618 | 50.5885 | 54.167 | 57.1177 | 58.9834 | 60.0014 | 60.5779 | 60.8061 | 60.0734 | 59.11 | 57.1378 | 55.0177 | 53.4895 | 52.1935 | 51.261 | 49.9973 | 5.422 | 5.4124 | 5.8808 | 5.8045 | 5.7312 | 5.5093 | 6.552 | 6.0346 | 7.0775 | 6.9123 | 6.0296 | 5.5447 | 5.2167 | 5.275 | 4.5637 | 3.7891 | 3.2164 | 3.341 | 3.3243 | 5.4781 | 5.9366 | 6.1102 | 5.3162 | 5.725
Program Specific1-in-10Size: Over 200kWOther2023March Monthly Peak | Program Specific | 1-in-10 | Size: Over 200kW | Other | 2023 | March Monthly Peak | 3 | 134.0192 | 130.6785 | 126.3012 | 123.4936 | 130.0742 | 148.1964 | 173.6936 | 190.8625 | 200.0451 | 204.1765 | 211.2788 | 213.8692 | 212.5619 | 217.1278 | 212.5875 | 201.5024 | 188.3386 | 176.05 | 170.9023 | 168.7979 | 166.0852 | 159.9748 | 149.251 | 142.9976 | -1.7122 | -1.8986 | -1.1892 | -3.3139 | -4.099 | -3.4923 | -1.326 | -4.0023 | -3.3803 | -4.2258 | -0.0033095 | 0.44265 | 1.543 | 3.0138 | 7.7851 | 7.0999 | 9.6477 | 8.4683 | 4.2953 | 4.5124 | 3.9906 | 3.9201 | 2.6941 | 2.1426 | 59.4879 | 58.3505 | 57.6288 | 56.8709 | 56.0332 | 55.1486 | 54.4084 | 54.9289 | 58.3782 | 63.3704 | 68.6281 | 72.8212 | 75.6479 | 77.2879 | 78.0655 | 78.5251 | 77.9823 | 76.3149 | 73.5287 | 69.9947 | 66.794 | 64.1045 | 62.0451 | 60.4125 | 5.5419 | 5.508 | 5.9934 | 5.8038 | 5.6908 | 5.3786 | 6.2701 | 5.8294 | 6.9716 | 6.923 | 6.1802 | 5.7967 | 5.5131 | 5.6394 | 4.9377 | 4.0996 | 3.4373 | 3.3931 | 3.3459 | 5.6381 | 6.2002 | 6.3836 | 5.4865 | 5.8478
Program Specific1-in-10Size: Over 200kWOther2023April Monthly Peak | Program Specific | 1-in-10 | Size: Over 200kW | Other | 2023 | April Monthly Peak | 4 | 137.4586 | 134.1301 | 129.3943 | 126.5803 | 133.2125 | 152.0705 | 178.8942 | 199.4998 | 212.7236 | 220.7553 | 230.3513 | 234.2167 | 234.0558 | 239.1721 | 234.2704 | 221.0304 | 204.9645 | 190.1018 | 182.8642 | 179.3384 | 174.7533 | 166.9192 | 154.7726 | 147.4746 | -1.1476 | -1.6295 | -0.95835 | -2.1744 | -3.1777 | -3.0696 | -2.5507 | -3.5505 | -3.53 | -4.3996 | -1.8831 | -2.404 | -1.2662 | -0.291 | 5.6179 | 6.2112 | 7.4631 | 6.8679 | 3.9185 | 3.4505 | 2.7929 | 3.6236 | 2.7789 | 2.6142 | 69.3348 | 68.1359 | 66.6439 | 65.7702 | 64.8057 | 63.7443 | 63.1309 | 63.1668 | 66.3207 | 71.8791 | 77.3191 | 82.3642 | 85.6065 | 87.6523 | 88.7016 | 89.1028 | 88.7514 | 87.6875 | 85.6341 | 81.9091 | 77.4097 | 73.8403 | 71.3454 | 69.4389 | 5.3538 | 5.3249 | 5.7833 | 5.6031 | 5.4894 | 5.1984 | 6.0825 | 5.7391 | 6.9826 | 7.0501 | 6.3465 | 5.9792 | 5.7178 | 5.851 | 5.1251 | 4.2356 | 3.5233 | 3.451 | 3.372 | 5.6421 | 6.1446 | 6.2736 | 5.3588 | 5.6803
Program Specific1-in-10Size: Over 200kWOther2023May Monthly Peak | Program Specific | 1-in-10 | Size: Over 200kW | Other | 2023 | May Monthly Peak | 5 | 140.038 | 137.2024 | 132.1766 | 130.3458 | 137.5225 | 156.8418 | 182.2164 | 207.564 | 225.1197 | 235.1516 | 245.6074 | 248.4775 | 246.8834 | 251.2993 | 245.717 | 230.2193 | 212.8695 | 196.5259 | 187.5615 | 181.9336 | 177.709 | 170.3033 | 158.9237 | 151.681 | -1.0506 | -1.6044 | -0.9282 | -1.9985 | -3.0792 | -3.0646 | -2.8288 | -3.5682 | -3.7226 | -4.6521 | -2.3908 | -3.1361 | -1.9334 | -1.0309 | 5.2987 | 6.1555 | 7.1482 | 6.6502 | 3.8864 | 3.2399 | 2.5668 | 3.606 | 2.8505 | 2.7683 | 70.1324 | 68.7807 | 67.6553 | 66.5503 | 65.6517 | 64.8069 | 64.6753 | 64.93 | 68.0492 | 73.6493 | 79.3841 | 83.6661 | 86.9366 | 89.0277 | 90.4125 | 90.8268 | 90.1647 | 89.3207 | 87.4894 | 84.9012 | 81.4357 | 77.5572 | 74.885 | 72.4683 | 5.454 | 5.4466 | 5.9075 | 5.7696 | 5.6668 | 5.3613 | 6.1952 | 5.9709 | 7.3892 | 7.5096 | 6.7666 | 6.343 | 6.0309 | 6.1474 | 5.3753 | 4.4115 | 3.6591 | 3.5675 | 3.4585 | 5.7235 | 6.2483 | 6.4006 | 5.5024 | 5.8421
Program Specific1-in-10Size: Over 200kWOther2023June Monthly Peak | Program Specific | 1-in-10 | Size: Over 200kW | Other | 2023 | June Monthly Peak | 6 | 146.2301 | 143.2641 | 138.595 | 136.7912 | 143.6315 | 162.9911 | 188.0803 | 211.9818 | 227.7725 | 237.9857 | 247.923 | 246.9925 | 240.9709 | 244.3676 | 238.8904 | 227.1156 | 210.9415 | 195.5188 | 188.9925 | 183.145 | 181.2812 | 174.6495 | 163.596 | 156.8042 | -1.0461 | -1.6485 | -0.95136 | -1.9934 | -3.1294 | -3.1414 | -3.0179 | -3.5912 | -3.761 | -4.6938 | -2.5726 | -3.3571 | -2.1273 | -1.2928 | 4.9139 | 5.945 | 6.8376 | 6.4318 | 3.8609 | 3.1535 | 2.5036 | 3.6596 | 2.9331 | 2.8957 | 71.0029 | 69.7385 | 68.7455 | 67.6954 | 66.6858 | 65.6392 | 65.2031 | 66.3721 | 70.0173 | 74.909 | 79.779 | 83.802 | 86.3573 | 88.4475 | 89.6502 | 90.0674 | 90.6035 | 89.7423 | 88.517 | 86.5 | 83.0694 | 79.1262 | 76.6187 | 74.6092 | 5.7015 | 5.6936 | 6.2012 | 6.0617 | 5.9252 | 5.5777 | 6.4017 | 6.1048 | 7.4846 | 7.6085 | 6.838 | 6.3121 | 5.8931 | 5.9845 | 5.2318 | 4.3569 | 3.63 | 3.5531 | 3.4888 | 5.768 | 6.381 | 6.5712 | 5.6704 | 6.0462
Program Specific1-in-10Size: Over 200kWOther2023July Monthly Peak | Program Specific | 1-in-10 | Size: Over 200kW | Other | 2023 | July Monthly Peak | 7 | 149.2764 | 145.5182 | 141.4099 | 140.815 | 148.2071 | 169.1102 | 193.6711 | 214.8215 | 227.7141 | 236.4533 | 243.8847 | 242.4713 | 236.6332 | 239.3169 | 233.72 | 224.3079 | 210.1818 | 196.2111 | 190.6326 | 185.4694 | 183.9334 | 177.0599 | 165.9757 | 159.149 | -0.86274 | -1.5668 | -0.88249 | -1.6298 | -2.8767 | -3.0819 | -3.5059 | -3.4277 | -3.7386 | -4.6073 | -3.1485 | -4.224 | -3.0197 | -2.3877 | 3.8903 | 5.3747 | 5.8463 | 5.7252 | 3.6752 | 2.7621 | 2.0808 | 3.5564 | 2.9708 | 3.0745 | 73.4789 | 72.6423 | 71.7447 | 71.0192 | 70.4077 | 69.7492 | 69.3163 | 69.6868 | 72.5455 | 76.9977 | 81.6448 | 84.9785 | 87.0943 | 88.8227 | 90.1659 | 90.6329 | 90.9348 | 90.1223 | 88.3659 | 86.1435 | 83.0537 | 80.286 | 78.3608 | 77.0383 | 5.8829 | 5.8454 | 6.3952 | 6.307 | 6.1796 | 5.8493 | 6.6629 | 6.253 | 7.5632 | 7.6408 | 6.7989 | 6.2632 | 5.8492 | 5.9238 | 5.1736 | 4.3493 | 3.6558 | 3.604 | 3.5569 | 5.904 | 6.544 | 6.7335 | 5.8148 | 6.2026
Program Specific1-in-10Size: Over 200kWOther2023August Monthly Peak | Program Specific | 1-in-10 | Size: Over 200kW | Other | 2023 | August Monthly Peak | 8 | 150.2569 | 146.705 | 142.4052 | 141.8152 | 149.5767 | 171.4058 | 198.5905 | 221.8726 | 238.6224 | 249.6912 | 258.8213 | 259.4369 | 254.1779 | 258.2214 | 252.0985 | 238.4898 | 220.5308 | 204.3092 | 196.4178 | 192.068 | 188.7197 | 179.4699 | 168.1947 | 160.6644 | -0.74817 | -1.5165 | -0.83699 | -1.3939 | -2.6962 | -3.019 | -3.8327 | -3.413 | -3.9046 | -4.8306 | -3.723 | -5.098 | -3.8257 | -3.281 | 3.6203 | 5.4071 | 5.5437 | 5.5193 | 3.6552 | 2.6003 | 1.8605 | 3.5141 | 3.0076 | 3.1835 | 74.8701 | 74.1225 | 73.1468 | 72.3948 | 71.703 | 71.1252 | 70.6645 | 70.6609 | 73.0278 | 77.4993 | 81.7321 | 85.7125 | 88.8346 | 91.1678 | 92.4185 | 92.4224 | 91.9862 | 90.8904 | 89.9055 | 87.6348 | 83.8415 | 80.7945 | 78.7289 | 76.8832 | 5.985 | 5.9562 | 6.5092 | 6.4199 | 6.3036 | 5.9923 | 6.9054 | 6.5275 | 8.0104 | 8.1551 | 7.2927 | 6.7733 | 6.3502 | 6.4603 | 5.6402 | 4.6738 | 3.8769 | 3.793 | 3.7041 | 6.1796 | 6.7862 | 6.8983 | 5.9557 | 6.3288
Program Specific1-in-10Size: Over 200kWOther2023September Monthly Peak | Program Specific | 1-in-10 | Size: Over 200kW | Other | 2023 | September Monthly Peak | 9 | 153.1315 | 149.2573 | 144.433 | 144.7535 | 153.2218 | 176.2703 | 207.2206 | 234.0167 | 256.3345 | 269.5663 | 279.7751 | 280.5552 | 275.6957 | 279.7174 | 272.6262 | 255.711 | 234.5838 | 216.4356 | 208.11 | 204.5275 | 196.6106 | 185.8612 | 173.1276 | 164.2384 | -0.53758 | -1.425 | -0.75265 | -0.95905 | -2.3727 | -2.907 | -4.4546 | -3.3535 | -4.1686 | -5.1465 | -4.7816 | -6.6608 | -5.3082 | -4.9549 | 2.7719 | 5.1924 | 4.7442 | 4.9872 | 3.6171 | 2.2606 | 1.4136 | 3.4669 | 3.0903 | 3.4037 | 76.9974 | 75.8962 | 74.7983 | 74.2475 | 73.3356 | 72.4887 | 72.0872 | 72.0013 | 74.1528 | 78.7889 | 83.8247 | 88.4921 | 92.3563 | 95.1933 | 96.1886 | 96.4374 | 95.8943 | 94.4335 | 92.6892 | 89.9009 | 85.7632 | 82.5486 | 80.3405 | 78.5972 | 6.268 | 6.2273 | 6.7843 | 6.734 | 6.6356 | 6.3326 | 7.4045 | 7.075 | 8.8428 | 9.0475 | 8.1009 | 7.527 | 7.0781 | 7.1914 | 6.268 | 5.1498 | 4.2379 | 4.1292 | 4.033 | 6.7623 | 7.2653 | 7.3414 | 6.2997 | 6.6483
Program Specific1-in-10Size: Over 200kWOther2023October Monthly Peak | Program Specific | 1-in-10 | Size: Over 200kW | Other | 2023 | October Monthly Peak | 10 | 133.652 | 131.272 | 125.9074 | 124.8879 | 132.1016 | 152.7736 | 182.6881 | 202.5647 | 214.8935 | 224.2392 | 232.7995 | 235.839 | 235.7505 | 239.8984 | 233.7594 | 219.5619 | 203.6542 | 195.2441 | 187.0116 | 177.9192 | 170.13 | 162.0287 | 150.567 | 144.5577 | -0.93003 | -1.4967 | -0.85311 | -1.7667 | -2.8336 | -2.9217 | -2.9847 | -3.4033 | -3.5455 | -4.4151 | -2.4995 | -3.3338 | -2.2131 | -1.429 | 4.6779 | 5.6782 | 6.4682 | 6.3196 | 3.7899 | 3.0047 | 2.2892 | 3.3752 | 2.6988 | 2.687 | 72.8085 | 72.0537 | 71.2114 | 70.0457 | 69.0606 | 68.1382 | 67.9604 | 67.7 | 68.5336 | 72.5398 | 77.3589 | 82.1918 | 86.0772 | 88.3267 | 89.1065 | 88.9559 | 87.9269 | 86.337 | 83.6344 | 80.1619 | 77.2052 | 75.3646 | 73.8907 | 72.5888 | 5.2159 | 5.2218 | 5.6387 | 5.5392 | 5.4545 | 5.2328 | 6.2239 | 5.8389 | 7.0679 | 7.1756 | 6.4267 | 6.0326 | 5.7707 | 5.8804 | 5.1241 | 4.2158 | 3.5078 | 3.5514 | 3.4554 | 5.6086 | 5.994 | 6.1019 | 5.2236 | 5.5791
Program Specific1-in-10Size: Over 200kWOther2023November Monthly Peak | Program Specific | 1-in-10 | Size: Over 200kW | Other | 2023 | November Monthly Peak | 11 | 135.6613 | 132.9482 | 128.3247 | 126.8347 | 134.2845 | 154.3956 | 179.8983 | 198.5989 | 209.7249 | 214.9917 | 221.8861 | 223.958 | 222.2222 | 225.4486 | 219.6143 | 205.5888 | 192.984 | 186.694 | 179.2406 | 171.5367 | 165.7062 | 159.586 | 148.5122 | 142.9529 | -1.7332 | -1.9316 | -1.2082 | -3.4036 | -4.2317 | -3.6384 | -1.3734 | -4.1645 | -3.5439 | -4.4496 | -0.0034757 | 0.46353 | 1.6131 | 3.1293 | 8.0424 | 7.2439 | 9.8856 | 8.9802 | 4.5049 | 4.5856 | 3.9815 | 3.9106 | 2.6808 | 2.142 | 63.028 | 61.631 | 60.6871 | 59.6644 | 59.0075 | 58.3761 | 57.7204 | 57.8135 | 59.8361 | 64.1798 | 69.49 | 73.636 | 76.4501 | 78.0281 | 79.0958 | 79.2454 | 77.9244 | 75.5688 | 72.918 | 69.9555 | 67.7182 | 66.1713 | 64.5854 | 63.6444 | 5.6098 | 5.6036 | 6.0894 | 5.9608 | 5.875 | 5.6035 | 6.4941 | 6.0657 | 7.309 | 7.2897 | 6.4905 | 6.0701 | 5.7637 | 5.8556 | 5.1009 | 4.1828 | 3.5221 | 3.5982 | 3.5091 | 5.7296 | 6.186 | 6.3681 | 5.4594 | 5.8459
Program Specific1-in-10Size: Over 200kWOther2023December Monthly Peak | Program Specific | 1-in-10 | Size: Over 200kW | Other | 2023 | December Monthly Peak | 12 | 130.8377 | 128.1968 | 124.4275 | 124.3516 | 132.0086 | 152.2905 | 179.5362 | 195.3922 | 202.1437 | 202.2962 | 202.3724 | 198.2124 | 192.8016 | 192.3265 | 184.978 | 176.2593 | 170.188 | 168.8335 | 165.4312 | 160.6456 | 155.4367 | 149.0595 | 141.2555 | 136.7498 | -1.6716 | -1.8626 | -1.1715 | -3.3369 | -4.16 | -3.5888 | -1.3706 | -4.0972 | -3.4157 | -4.1869 | -0.00317 | 0.41025 | 1.3995 | 2.6695 | 6.774 | 6.2105 | 8.7179 | 8.1211 | 4.1578 | 4.2945 | 3.7347 | 3.6527 | 2.5498 | 2.049 | 44.5763 | 43.8863 | 43.2876 | 42.6343 | 42.1678 | 41.4305 | 41.4333 | 41.4287 | 42.0226 | 44.3184 | 47.1206 | 49.4548 | 50.9829 | 51.4246 | 51.6815 | 51.7569 | 51.1639 | 49.7109 | 48.1122 | 47.1043 | 46.2003 | 45.2687 | 44.7076 | 44.3043 | 5.4103 | 5.4034 | 5.9045 | 5.8441 | 5.7755 | 5.5271 | 6.481 | 5.9678 | 7.0448 | 6.8592 | 5.9197 | 5.3723 | 5.0006 | 4.9953 | 4.2964 | 3.586 | 3.106 | 3.254 | 3.2388 | 5.3658 | 5.8027 | 5.9481 | 5.1926 | 5.5923
Program Specific1-in-10Size: Over 200kWOther2023Typical Event Day | Program Specific | 1-in-10 | Size: Over 200kW | Other | 2023 | Typical Event Day | 8 | 149.7474 | 146.208 | 141.9336 | 141.318 | 149.0578 | 170.7478 | 197.7016 | 220.5315 | 236.8551 | 247.6015 | 256.5619 | 257.1525 | 251.8361 | 255.8778 | 249.8416 | 236.4459 | 218.7483 | 202.7454 | 195.0224 | 190.7824 | 187.6473 | 178.6112 | 167.4612 | 160.0579 | -0.80202 | -1.541 | -0.85847 | -1.5051 | -2.784 | -3.0565 | -3.7041 | -3.4519 | -3.8818 | -4.8063 | -3.5124 | -4.7833 | -3.5191 | -2.9226 | 3.8565 | 5.5042 | 5.7745 | 5.6836 | 3.6907 | 2.7045 | 1.9784 | 3.5398 | 2.9958 | 3.1341 | 74.0873 | 73.0999 | 72.1088 | 71.3392 | 70.533 | 69.7506 | 69.3178 | 69.6803 | 72.4358 | 77.0487 | 81.7452 | 85.7463 | 88.6606 | 90.9078 | 92.1058 | 92.39 | 92.3547 | 91.2971 | 89.8694 | 87.5448 | 83.9319 | 80.6888 | 78.5122 | 76.782 | 5.9325 | 5.904 | 6.4527 | 6.3629 | 6.2478 | 5.9371 | 6.8374 | 6.4531 | 7.9082 | 8.0432 | 7.19 | 6.6774 | 6.2578 | 6.3671 | 5.5596 | 4.6088 | 3.8248 | 3.7437 | 3.658 | 6.1052 | 6.7113 | 6.8283 | 5.8977 | 6.2709
Program Specific1-in-10Size: Over 200kWOther2024January Monthly Peak | Program Specific | 1-in-10 | Size: Over 200kW | Other | 2024 | January Monthly Peak | 1 | 137.3157 | 134.165 | 129.9346 | 130.3643 | 138.3978 | 161.5016 | 194.7102 | 215.1333 | 222.3227 | 221.8494 | 222.1352 | 217.5607 | 212.5406 | 212.9102 | 204.5695 | 193.8864 | 184.1192 | 181.8715 | 179.1348 | 174.0481 | 167.7755 | 160.1181 | 151.8252 | 146.2188 | -1.7543 | -1.9493 | -1.2234 | -3.4983 | -4.3613 | -3.8059 | -1.4865 | -4.5112 | -3.7567 | -4.5916 | -0.0034796 | 0.45029 | 1.5428 | 2.9552 | 7.4915 | 6.8316 | 9.4315 | 8.7483 | 4.5022 | 4.6528 | 4.0312 | 3.9237 | 2.7406 | 2.1909 | 41.3351 | 40.9496 | 40.2872 | 39.5936 | 39.1399 | 38.5765 | 38.0744 | 37.6536 | 38.1661 | 41.2025 | 44.3924 | 47.0483 | 48.7627 | 49.9436 | 50.8456 | 51.196 | 50.9157 | 49.8402 | 47.9452 | 46.5736 | 45.3721 | 44.7464 | 44.002 | 43.2964 | 5.6782 | 5.6549 | 6.1658 | 6.1267 | 6.055 | 5.8614 | 7.0287 | 6.5707 | 7.748 | 7.5222 | 6.4978 | 5.8967 | 5.5126 | 5.5299 | 4.7515 | 3.9447 | 3.3603 | 3.5053 | 3.5071 | 5.8135 | 6.2633 | 6.3893 | 5.5812 | 5.9795
Program Specific1-in-10Size: Over 200kWOther2024February Monthly Peak | Program Specific | 1-in-10 | Size: Over 200kW | Other | 2024 | February Monthly Peak | 2 | 131.1205 | 128.412 | 123.9294 | 123.5083 | 130.9958 | 151.7981 | 181.5031 | 197.5806 | 203.0846 | 203.8627 | 206.1312 | 204.5744 | 201.1338 | 203.097 | 196.4834 | 186.2405 | 176.2326 | 173.3474 | 169.8012 | 164.0054 | 159.0259 | 153.1226 | 144.6179 | 139.9955 | -1.6752 | -1.8657 | -1.1668 | -3.3143 | -4.1281 | -3.5772 | -1.3856 | -4.1431 | -3.4316 | -4.2193 | -0.0032289 | 0.42341 | 1.46 | 2.819 | 7.1954 | 6.5622 | 9.0275 | 8.3383 | 4.2676 | 4.3843 | 3.821 | 3.7522 | 2.6105 | 2.0976 | 48.467 | 48.0004 | 47.5439 | 47.0277 | 46.765 | 46.2675 | 45.6998 | 45.7384 | 47.1618 | 50.5885 | 54.167 | 57.1177 | 58.9834 | 60.0014 | 60.5779 | 60.8061 | 60.0734 | 59.11 | 57.1378 | 55.0177 | 53.4895 | 52.1935 | 51.261 | 49.9973 | 5.422 | 5.4124 | 5.8808 | 5.8045 | 5.7312 | 5.5093 | 6.552 | 6.0346 | 7.0775 | 6.9123 | 6.0296 | 5.5447 | 5.2167 | 5.275 | 4.5637 | 3.7891 | 3.2164 | 3.341 | 3.3243 | 5.4781 | 5.9366 | 6.1102 | 5.3162 | 5.725
Program Specific1-in-10Size: Over 200kWOther2024March Monthly Peak | Program Specific | 1-in-10 | Size: Over 200kW | Other | 2024 | March Monthly Peak | 3 | 134.0192 | 130.6785 | 126.3012 | 123.4936 | 130.0742 | 148.1964 | 173.6937 | 190.8626 | 200.0451 | 204.1765 | 211.2788 | 213.8692 | 212.5619 | 217.1278 | 212.5875 | 201.5024 | 188.3386 | 176.05 | 170.9023 | 168.7978 | 166.0853 | 159.9748 | 149.251 | 142.9976 | -1.7122 | -1.8986 | -1.1892 | -3.3139 | -4.099 | -3.4923 | -1.326 | -4.0023 | -3.3803 | -4.2258 | -0.0033095 | 0.44265 | 1.543 | 3.0138 | 7.7851 | 7.0999 | 9.6477 | 8.4683 | 4.2953 | 4.5124 | 3.9906 | 3.9201 | 2.6941 | 2.1426 | 59.4879 | 58.3505 | 57.6288 | 56.8709 | 56.0332 | 55.1486 | 54.4084 | 54.9289 | 58.3782 | 63.3704 | 68.6281 | 72.8212 | 75.6479 | 77.2879 | 78.0655 | 78.5251 | 77.9823 | 76.3149 | 73.5287 | 69.9947 | 66.794 | 64.1045 | 62.0451 | 60.4125 | 5.5419 | 5.508 | 5.9934 | 5.8038 | 5.6908 | 5.3786 | 6.2701 | 5.8294 | 6.9716 | 6.923 | 6.1802 | 5.7966 | 5.5131 | 5.6394 | 4.9377 | 4.0996 | 3.4373 | 3.3931 | 3.3459 | 5.6381 | 6.2002 | 6.3836 | 5.4865 | 5.8478
Program Specific1-in-10Size: Over 200kWOther2024April Monthly Peak | Program Specific | 1-in-10 | Size: Over 200kW | Other | 2024 | April Monthly Peak | 4 | 137.4586 | 134.1301 | 129.3943 | 126.5803 | 133.2125 | 152.0705 | 178.8942 | 199.4998 | 212.7236 | 220.7553 | 230.3513 | 234.2167 | 234.0558 | 239.1721 | 234.2704 | 221.0304 | 204.9645 | 190.1018 | 182.8642 | 179.3384 | 174.7533 | 166.9192 | 154.7726 | 147.4746 | -1.1476 | -1.6295 | -0.95835 | -2.1744 | -3.1777 | -3.0696 | -2.5507 | -3.5505 | -3.53 | -4.3996 | -1.8831 | -2.404 | -1.2662 | -0.291 | 5.6179 | 6.2112 | 7.4631 | 6.8679 | 3.9185 | 3.4505 | 2.7929 | 3.6236 | 2.7789 | 2.6142 | 69.3348 | 68.1359 | 66.6439 | 65.7702 | 64.8057 | 63.7443 | 63.131 | 63.1668 | 66.3207 | 71.8791 | 77.3191 | 82.3642 | 85.6065 | 87.6523 | 88.7016 | 89.1028 | 88.7514 | 87.6875 | 85.6341 | 81.9091 | 77.4097 | 73.8403 | 71.3454 | 69.4389 | 5.3538 | 5.3249 | 5.7833 | 5.6031 | 5.4894 | 5.1984 | 6.0825 | 5.7391 | 6.9826 | 7.0501 | 6.3465 | 5.9792 | 5.7178 | 5.851 | 5.1251 | 4.2356 | 3.5233 | 3.451 | 3.372 | 5.6421 | 6.1446 | 6.2736 | 5.3588 | 5.6803
Program Specific1-in-10Size: Over 200kWOther2024May Monthly Peak | Program Specific | 1-in-10 | Size: Over 200kW | Other | 2024 | May Monthly Peak | 5 | 140.038 | 137.2024 | 132.1766 | 130.3458 | 137.5225 | 156.8418 | 182.2164 | 207.564 | 225.1197 | 235.1516 | 245.6074 | 248.4775 | 246.8834 | 251.2993 | 245.717 | 230.2193 | 212.8695 | 196.5259 | 187.5615 | 181.9336 | 177.709 | 170.3033 | 158.9237 | 151.681 | -1.0506 | -1.6044 | -0.9282 | -1.9985 | -3.0792 | -3.0646 | -2.8288 | -3.5682 | -3.7226 | -4.6521 | -2.3908 | -3.1361 | -1.9334 | -1.0309 | 5.2987 | 6.1555 | 7.1482 | 6.6502 | 3.8864 | 3.2399 | 2.5668 | 3.606 | 2.8505 | 2.7683 | 70.1324 | 68.7807 | 67.6553 | 66.5503 | 65.6517 | 64.8069 | 64.6753 | 64.93 | 68.0492 | 73.6493 | 79.3841 | 83.6661 | 86.9366 | 89.0277 | 90.4125 | 90.8268 | 90.1647 | 89.3207 | 87.4894 | 84.9012 | 81.4357 | 77.5572 | 74.885 | 72.4683 | 5.454 | 5.4466 | 5.9075 | 5.7696 | 5.6668 | 5.3613 | 6.1952 | 5.9709 | 7.3892 | 7.5096 | 6.7666 | 6.343 | 6.0309 | 6.1474 | 5.3753 | 4.4115 | 3.6591 | 3.5675 | 3.4585 | 5.7235 | 6.2483 | 6.4006 | 5.5024 | 5.8421
Program Specific1-in-10Size: Over 200kWOther2024June Monthly Peak | Program Specific | 1-in-10 | Size: Over 200kW | Other | 2024 | June Monthly Peak | 6 | 146.2301 | 143.2641 | 138.595 | 136.7912 | 143.6315 | 162.9911 | 188.0804 | 211.9818 | 227.7725 | 237.9857 | 247.923 | 246.9925 | 240.9709 | 244.3676 | 238.8903 | 227.1156 | 210.9415 | 195.5188 | 188.9925 | 183.1449 | 181.2812 | 174.6495 | 163.596 | 156.8042 | -1.0461 | -1.6485 | -0.95136 | -1.9934 | -3.1294 | -3.1414 | -3.0179 | -3.5912 | -3.761 | -4.6938 | -2.5726 | -3.3571 | -2.1273 | -1.2928 | 4.9139 | 5.945 | 6.8376 | 6.4318 | 3.8609 | 3.1535 | 2.5036 | 3.6596 | 2.9331 | 2.8957 | 71.0029 | 69.7385 | 68.7455 | 67.6954 | 66.6858 | 65.6392 | 65.2031 | 66.3721 | 70.0173 | 74.909 | 79.779 | 83.802 | 86.3573 | 88.4475 | 89.6502 | 90.0674 | 90.6035 | 89.7423 | 88.517 | 86.5 | 83.0694 | 79.1262 | 76.6187 | 74.6092 | 5.7015 | 5.6936 | 6.2012 | 6.0617 | 5.9252 | 5.5777 | 6.4017 | 6.1048 | 7.4846 | 7.6085 | 6.838 | 6.3121 | 5.8931 | 5.9845 | 5.2318 | 4.3569 | 3.63 | 3.5531 | 3.4888 | 5.768 | 6.381 | 6.5712 | 5.6704 | 6.0462
Program Specific1-in-10Size: Over 200kWOther2024July Monthly Peak | Program Specific | 1-in-10 | Size: Over 200kW | Other | 2024 | July Monthly Peak | 7 | 149.2764 | 145.5182 | 141.4099 | 140.815 | 148.2071 | 169.1102 | 193.6711 | 214.8216 | 227.7141 | 236.4533 | 243.8847 | 242.4713 | 236.6332 | 239.3168 | 233.72 | 224.3078 | 210.1818 | 196.2111 | 190.6326 | 185.4694 | 183.9334 | 177.0599 | 165.9757 | 159.149 | -0.86274 | -1.5668 | -0.88249 | -1.6298 | -2.8767 | -3.0819 | -3.5059 | -3.4277 | -3.7386 | -4.6073 | -3.1485 | -4.224 | -3.0197 | -2.3877 | 3.8903 | 5.3747 | 5.8463 | 5.7252 | 3.6752 | 2.7621 | 2.0808 | 3.5564 | 2.9708 | 3.0745 | 73.4789 | 72.6423 | 71.7446 | 71.0192 | 70.4077 | 69.7492 | 69.3163 | 69.6868 | 72.5455 | 76.9977 | 81.6448 | 84.9785 | 87.0943 | 88.8227 | 90.1659 | 90.6329 | 90.9348 | 90.1223 | 88.3659 | 86.1435 | 83.0537 | 80.286 | 78.3608 | 77.0383 | 5.8829 | 5.8454 | 6.3952 | 6.307 | 6.1796 | 5.8493 | 6.6629 | 6.253 | 7.5632 | 7.6408 | 6.7989 | 6.2632 | 5.8492 | 5.9238 | 5.1736 | 4.3493 | 3.6558 | 3.604 | 3.5569 | 5.904 | 6.544 | 6.7335 | 5.8148 | 6.2026
Program Specific1-in-10Size: Over 200kWOther2024August Monthly Peak | Program Specific | 1-in-10 | Size: Over 200kW | Other | 2024 | August Monthly Peak | 8 | 150.2569 | 146.705 | 142.4052 | 141.8152 | 149.5767 | 171.4058 | 198.5905 | 221.8726 | 238.6224 | 249.6913 | 258.8213 | 259.4369 | 254.1779 | 258.2214 | 252.0985 | 238.4898 | 220.5308 | 204.3092 | 196.4178 | 192.068 | 188.7197 | 179.4699 | 168.1947 | 160.6644 | -0.74817 | -1.5165 | -0.83699 | -1.3939 | -2.6962 | -3.019 | -3.8327 | -3.413 | -3.9046 | -4.8306 | -3.723 | -5.098 | -3.8257 | -3.281 | 3.6203 | 5.4071 | 5.5437 | 5.5193 | 3.6552 | 2.6003 | 1.8605 | 3.5141 | 3.0076 | 3.1835 | 74.8701 | 74.1225 | 73.1468 | 72.3948 | 71.703 | 71.1252 | 70.6645 | 70.6609 | 73.0278 | 77.4993 | 81.7321 | 85.7125 | 88.8346 | 91.1678 | 92.4185 | 92.4223 | 91.9862 | 90.8904 | 89.9055 | 87.6348 | 83.8415 | 80.7945 | 78.7289 | 76.8832 | 5.985 | 5.9562 | 6.5092 | 6.4199 | 6.3036 | 5.9923 | 6.9054 | 6.5275 | 8.0104 | 8.1551 | 7.2927 | 6.7733 | 6.3502 | 6.4603 | 5.6402 | 4.6738 | 3.8769 | 3.793 | 3.7041 | 6.1796 | 6.7862 | 6.8983 | 5.9557 | 6.3288
Program Specific1-in-10Size: Over 200kWOther2024September Monthly Peak | Program Specific | 1-in-10 | Size: Over 200kW | Other | 2024 | September Monthly Peak | 9 | 153.1315 | 149.2573 | 144.433 | 144.7535 | 153.2218 | 176.2703 | 207.2206 | 234.0167 | 256.3345 | 269.5663 | 279.7751 | 280.5552 | 275.6957 | 279.7173 | 272.6263 | 255.711 | 234.5838 | 216.4356 | 208.11 | 204.5275 | 196.6106 | 185.8612 | 173.1276 | 164.2384 | -0.53758 | -1.425 | -0.75265 | -0.95905 | -2.3727 | -2.907 | -4.4546 | -3.3535 | -4.1686 | -5.1465 | -4.7816 | -6.6608 | -5.3082 | -4.9549 | 2.7719 | 5.1924 | 4.7442 | 4.9872 | 3.6171 | 2.2606 | 1.4136 | 3.4669 | 3.0903 | 3.4037 | 76.9974 | 75.8963 | 74.7983 | 74.2475 | 73.3356 | 72.4887 | 72.0872 | 72.0013 | 74.1528 | 78.7889 | 83.8247 | 88.4921 | 92.3563 | 95.1933 | 96.1886 | 96.4374 | 95.8943 | 94.4335 | 92.6892 | 89.9009 | 85.7632 | 82.5486 | 80.3405 | 78.5972 | 6.268 | 6.2273 | 6.7843 | 6.734 | 6.6356 | 6.3326 | 7.4045 | 7.075 | 8.8428 | 9.0475 | 8.1009 | 7.527 | 7.0781 | 7.1914 | 6.268 | 5.1498 | 4.2379 | 4.1292 | 4.033 | 6.7623 | 7.2653 | 7.3414 | 6.2997 | 6.6483
Program Specific1-in-10Size: Over 200kWOther2024October Monthly Peak | Program Specific | 1-in-10 | Size: Over 200kW | Other | 2024 | October Monthly Peak | 10 | 133.652 | 131.272 | 125.9074 | 124.8879 | 132.1016 | 152.7736 | 182.6881 | 202.5647 | 214.8935 | 224.2392 | 232.7995 | 235.839 | 235.7505 | 239.8984 | 233.7594 | 219.5619 | 203.6542 | 195.2441 | 187.0116 | 177.9192 | 170.13 | 162.0287 | 150.5669 | 144.5577 | -0.93003 | -1.4967 | -0.85311 | -1.7667 | -2.8336 | -2.9217 | -2.9847 | -3.4033 | -3.5455 | -4.4151 | -2.4995 | -3.3338 | -2.2131 | -1.429 | 4.6779 | 5.6782 | 6.4682 | 6.3196 | 3.7899 | 3.0047 | 2.2892 | 3.3752 | 2.6988 | 2.687 | 72.8085 | 72.0537 | 71.2114 | 70.0457 | 69.0607 | 68.1382 | 67.9604 | 67.7 | 68.5336 | 72.5398 | 77.3589 | 82.1918 | 86.0772 | 88.3267 | 89.1065 | 88.9559 | 87.9269 | 86.337 | 83.6344 | 80.1619 | 77.2052 | 75.3646 | 73.8907 | 72.5888 | 5.2159 | 5.2218 | 5.6387 | 5.5392 | 5.4545 | 5.2328 | 6.2239 | 5.8389 | 7.0679 | 7.1756 | 6.4267 | 6.0326 | 5.7707 | 5.8804 | 5.1241 | 4.2158 | 3.5078 | 3.5514 | 3.4553 | 5.6086 | 5.994 | 6.1019 | 5.2236 | 5.5791
Program Specific1-in-10Size: Over 200kWOther2024November Monthly Peak | Program Specific | 1-in-10 | Size: Over 200kW | Other | 2024 | November Monthly Peak | 11 | 135.6613 | 132.9482 | 128.3247 | 126.8347 | 134.2845 | 154.3956 | 179.8983 | 198.5989 | 209.7249 | 214.9917 | 221.8861 | 223.958 | 222.2222 | 225.4486 | 219.6143 | 205.5888 | 192.984 | 186.694 | 179.2406 | 171.5367 | 165.7062 | 159.586 | 148.5122 | 142.9529 | -1.7332 | -1.9316 | -1.2082 | -3.4036 | -4.2317 | -3.6384 | -1.3734 | -4.1645 | -3.5439 | -4.4496 | -0.0034757 | 0.46353 | 1.6131 | 3.1293 | 8.0424 | 7.2439 | 9.8856 | 8.9802 | 4.5049 | 4.5856 | 3.9815 | 3.9106 | 2.6808 | 2.142 | 63.028 | 61.631 | 60.6871 | 59.6644 | 59.0075 | 58.3761 | 57.7204 | 57.8135 | 59.8361 | 64.1798 | 69.49 | 73.636 | 76.4501 | 78.0281 | 79.0958 | 79.2454 | 77.9244 | 75.5688 | 72.918 | 69.9555 | 67.7182 | 66.1713 | 64.5854 | 63.6444 | 5.6098 | 5.6036 | 6.0894 | 5.9608 | 5.875 | 5.6035 | 6.4941 | 6.0657 | 7.309 | 7.2897 | 6.4905 | 6.0701 | 5.7637 | 5.8556 | 5.1009 | 4.1828 | 3.5221 | 3.5982 | 3.5091 | 5.7296 | 6.186 | 6.3681 | 5.4594 | 5.8459
Program Specific1-in-10Size: Over 200kWOther2024December Monthly Peak | Program Specific | 1-in-10 | Size: Over 200kW | Other | 2024 | December Monthly Peak | 12 | 130.8377 | 128.1968 | 124.4275 | 124.3516 | 132.0086 | 152.2905 | 179.5362 | 195.3922 | 202.1437 | 202.2962 | 202.3724 | 198.2124 | 192.8016 | 192.3265 | 184.978 | 176.2593 | 170.188 | 168.8335 | 165.4312 | 160.6456 | 155.4367 | 149.0595 | 141.2555 | 136.7498 | -1.6716 | -1.8626 | -1.1715 | -3.3369 | -4.16 | -3.5888 | -1.3706 | -4.0972 | -3.4157 | -4.1869 | -0.00317 | 0.41025 | 1.3995 | 2.6695 | 6.774 | 6.2105 | 8.7179 | 8.1211 | 4.1578 | 4.2945 | 3.7347 | 3.6527 | 2.5498 | 2.049 | 44.5763 | 43.8863 | 43.2876 | 42.6343 | 42.1678 | 41.4305 | 41.4333 | 41.4287 | 42.0226 | 44.3184 | 47.1206 | 49.4548 | 50.9829 | 51.4246 | 51.6815 | 51.7569 | 51.1639 | 49.7109 | 48.1122 | 47.1043 | 46.2003 | 45.2687 | 44.7076 | 44.3043 | 5.4103 | 5.4034 | 5.9045 | 5.8441 | 5.7755 | 5.5271 | 6.481 | 5.9678 | 7.0448 | 6.8592 | 5.9197 | 5.3723 | 5.0006 | 4.9953 | 4.2964 | 3.586 | 3.106 | 3.254 | 3.2388 | 5.3658 | 5.8027 | 5.9481 | 5.1926 | 5.5923
Program Specific1-in-10Size: Over 200kWOther2024Typical Event Day | Program Specific | 1-in-10 | Size: Over 200kW | Other | 2024 | Typical Event Day | 8 | 149.7474 | 146.208 | 141.9336 | 141.318 | 149.0578 | 170.7478 | 197.7016 | 220.5315 | 236.8551 | 247.6015 | 256.5619 | 257.1525 | 251.8361 | 255.8778 | 249.8416 | 236.4459 | 218.7483 | 202.7453 | 195.0224 | 190.7824 | 187.6473 | 178.6112 | 167.4612 | 160.0579 | -0.80202 | -1.541 | -0.85847 | -1.5051 | -2.784 | -3.0565 | -3.7041 | -3.4519 | -3.8818 | -4.8063 | -3.5124 | -4.7833 | -3.5191 | -2.9226 | 3.8565 | 5.5042 | 5.7745 | 5.6836 | 3.6907 | 2.7045 | 1.9784 | 3.5398 | 2.9958 | 3.1341 | 74.0873 | 73.0999 | 72.1088 | 71.3392 | 70.533 | 69.7506 | 69.3178 | 69.6803 | 72.4358 | 77.0487 | 81.7452 | 85.7463 | 88.6606 | 90.9078 | 92.1058 | 92.39 | 92.3547 | 91.2971 | 89.8694 | 87.5448 | 83.932 | 80.6888 | 78.5122 | 76.782 | 5.9325 | 5.904 | 6.4527 | 6.3629 | 6.2478 | 5.9371 | 6.8374 | 6.4531 | 7.9082 | 8.0432 | 7.19 | 6.6774 | 6.2578 | 6.3671 | 5.5596 | 4.6088 | 3.8248 | 3.7437 | 3.658 | 6.1052 | 6.7113 | 6.8283 | 5.8977 | 6.2709
Program Specific1-in-10Size: Over 200kWOther2025January Monthly Peak | Program Specific | 1-in-10 | Size: Over 200kW | Other | 2025 | January Monthly Peak | 1 | 137.3157 | 134.165 | 129.9346 | 130.3643 | 138.3978 | 161.5016 | 194.7102 | 215.1333 | 222.3227 | 221.8494 | 222.1352 | 217.5607 | 212.5406 | 212.9102 | 204.5695 | 193.8864 | 184.1192 | 181.8715 | 179.1348 | 174.0481 | 167.7755 | 160.1181 | 151.8252 | 146.2188 | -1.7543 | -1.9493 | -1.2234 | -3.4983 | -4.3613 | -3.8059 | -1.4865 | -4.5112 | -3.7567 | -4.5916 | -0.0034796 | 0.45029 | 1.5428 | 2.9552 | 7.4915 | 6.8316 | 9.4315 | 8.7483 | 4.5022 | 4.6528 | 4.0312 | 3.9237 | 2.7406 | 2.1909 | 41.3351 | 40.9496 | 40.2872 | 39.5936 | 39.1399 | 38.5765 | 38.0744 | 37.6536 | 38.1661 | 41.2025 | 44.3924 | 47.0483 | 48.7627 | 49.9436 | 50.8456 | 51.196 | 50.9157 | 49.8402 | 47.9452 | 46.5736 | 45.3721 | 44.7464 | 44.002 | 43.2964 | 5.6782 | 5.6549 | 6.1658 | 6.1267 | 6.055 | 5.8614 | 7.0287 | 6.5707 | 7.748 | 7.5222 | 6.4978 | 5.8967 | 5.5126 | 5.5299 | 4.7515 | 3.9447 | 3.3603 | 3.5053 | 3.5071 | 5.8135 | 6.2633 | 6.3893 | 5.5812 | 5.9795
Program Specific1-in-10Size: Over 200kWOther2025February Monthly Peak | Program Specific | 1-in-10 | Size: Over 200kW | Other | 2025 | February Monthly Peak | 2 | 131.1205 | 128.412 | 123.9294 | 123.5083 | 130.9958 | 151.7981 | 181.5031 | 197.5806 | 203.0846 | 203.8627 | 206.1312 | 204.5744 | 201.1338 | 203.097 | 196.4834 | 186.2405 | 176.2326 | 173.3474 | 169.8012 | 164.0054 | 159.0259 | 153.1226 | 144.6179 | 139.9955 | -1.6752 | -1.8657 | -1.1668 | -3.3143 | -4.1281 | -3.5772 | -1.3856 | -4.1431 | -3.4316 | -4.2193 | -0.0032289 | 0.42341 | 1.46 | 2.819 | 7.1954 | 6.5622 | 9.0275 | 8.3383 | 4.2676 | 4.3843 | 3.821 | 3.7522 | 2.6105 | 2.0976 | 48.467 | 48.0004 | 47.5439 | 47.0277 | 46.765 | 46.2675 | 45.6998 | 45.7384 | 47.1618 | 50.5885 | 54.167 | 57.1177 | 58.9834 | 60.0014 | 60.5779 | 60.8061 | 60.0734 | 59.11 | 57.1378 | 55.0177 | 53.4895 | 52.1935 | 51.261 | 49.9973 | 5.422 | 5.4124 | 5.8808 | 5.8045 | 5.7312 | 5.5093 | 6.552 | 6.0346 | 7.0775 | 6.9123 | 6.0296 | 5.5447 | 5.2167 | 5.275 | 4.5637 | 3.7891 | 3.2164 | 3.341 | 3.3243 | 5.4781 | 5.9366 | 6.1102 | 5.3162 | 5.725
Program Specific1-in-10Size: Over 200kWOther2025March Monthly Peak | Program Specific | 1-in-10 | Size: Over 200kW | Other | 2025 | March Monthly Peak | 3 | 134.0192 | 130.6785 | 126.3012 | 123.4936 | 130.0742 | 148.1964 | 173.6936 | 190.8626 | 200.0451 | 204.1765 | 211.2788 | 213.8692 | 212.5619 | 217.1278 | 212.5875 | 201.5024 | 188.3386 | 176.05 | 170.9023 | 168.7978 | 166.0852 | 159.9748 | 149.2509 | 142.9976 | -1.7122 | -1.8986 | -1.1892 | -3.3139 | -4.099 | -3.4923 | -1.326 | -4.0023 | -3.3803 | -4.2258 | -0.0033095 | 0.44265 | 1.543 | 3.0138 | 7.7851 | 7.0999 | 9.6477 | 8.4683 | 4.2953 | 4.5124 | 3.9906 | 3.9201 | 2.6941 | 2.1426 | 59.4879 | 58.3505 | 57.6288 | 56.8709 | 56.0332 | 55.1486 | 54.4084 | 54.9289 | 58.3782 | 63.3704 | 68.6281 | 72.8212 | 75.6479 | 77.2879 | 78.0655 | 78.5251 | 77.9823 | 76.3149 | 73.5287 | 69.9947 | 66.794 | 64.1045 | 62.0451 | 60.4125 | 5.5419 | 5.508 | 5.9934 | 5.8038 | 5.6908 | 5.3786 | 6.2701 | 5.8294 | 6.9716 | 6.923 | 6.1802 | 5.7966 | 5.5131 | 5.6394 | 4.9377 | 4.0996 | 3.4373 | 3.3931 | 3.3459 | 5.6381 | 6.2002 | 6.3836 | 5.4865 | 5.8478
Program Specific1-in-10Size: Over 200kWOther2025April Monthly Peak | Program Specific | 1-in-10 | Size: Over 200kW | Other | 2025 | April Monthly Peak | 4 | 137.4586 | 134.1301 | 129.3943 | 126.5803 | 133.2125 | 152.0705 | 178.8942 | 199.4998 | 212.7236 | 220.7553 | 230.3513 | 234.2167 | 234.0558 | 239.1721 | 234.2704 | 221.0304 | 204.9645 | 190.1018 | 182.8642 | 179.3384 | 174.7533 | 166.9192 | 154.7726 | 147.4746 | -1.1476 | -1.6295 | -0.95835 | -2.1744 | -3.1777 | -3.0696 | -2.5507 | -3.5505 | -3.53 | -4.3996 | -1.8831 | -2.404 | -1.2662 | -0.291 | 5.6179 | 6.2112 | 7.4631 | 6.8679 | 3.9185 | 3.4505 | 2.7929 | 3.6236 | 2.7789 | 2.6142 | 69.3348 | 68.1359 | 66.6439 | 65.7702 | 64.8057 | 63.7443 | 63.131 | 63.1668 | 66.3207 | 71.8791 | 77.3191 | 82.3642 | 85.6065 | 87.6523 | 88.7016 | 89.1028 | 88.7514 | 87.6875 | 85.6341 | 81.9091 | 77.4097 | 73.8403 | 71.3454 | 69.4389 | 5.3538 | 5.3249 | 5.7833 | 5.6031 | 5.4894 | 5.1984 | 6.0825 | 5.7391 | 6.9826 | 7.0501 | 6.3465 | 5.9792 | 5.7178 | 5.851 | 5.1251 | 4.2356 | 3.5233 | 3.451 | 3.372 | 5.6421 | 6.1446 | 6.2736 | 5.3588 | 5.6803
Program Specific1-in-10Size: Over 200kWOther2025May Monthly Peak | Program Specific | 1-in-10 | Size: Over 200kW | Other | 2025 | May Monthly Peak | 5 | 140.038 | 137.2024 | 132.1766 | 130.3458 | 137.5225 | 156.8418 | 182.2164 | 207.564 | 225.1197 | 235.1516 | 245.6074 | 248.4775 | 246.8834 | 251.2992 | 245.717 | 230.2193 | 212.8695 | 196.5259 | 187.5615 | 181.9336 | 177.709 | 170.3033 | 158.9237 | 151.681 | -1.0506 | -1.6044 | -0.9282 | -1.9985 | -3.0792 | -3.0646 | -2.8288 | -3.5682 | -3.7226 | -4.6521 | -2.3908 | -3.1361 | -1.9334 | -1.0309 | 5.2987 | 6.1555 | 7.1482 | 6.6502 | 3.8864 | 3.2399 | 2.5668 | 3.606 | 2.8505 | 2.7683 | 70.1324 | 68.7807 | 67.6553 | 66.5503 | 65.6517 | 64.8069 | 64.6753 | 64.93 | 68.0492 | 73.6493 | 79.3841 | 83.6661 | 86.9366 | 89.0277 | 90.4125 | 90.8268 | 90.1647 | 89.3207 | 87.4894 | 84.9012 | 81.4357 | 77.5572 | 74.885 | 72.4683 | 5.454 | 5.4466 | 5.9075 | 5.7696 | 5.6668 | 5.3613 | 6.1952 | 5.9709 | 7.3892 | 7.5096 | 6.7666 | 6.343 | 6.0309 | 6.1474 | 5.3753 | 4.4115 | 3.6591 | 3.5675 | 3.4585 | 5.7235 | 6.2483 | 6.4006 | 5.5024 | 5.8421
Program Specific1-in-10Size: Over 200kWOther2025June Monthly Peak | Program Specific | 1-in-10 | Size: Over 200kW | Other | 2025 | June Monthly Peak | 6 | 146.2301 | 143.2641 | 138.5951 | 136.7912 | 143.6315 | 162.9911 | 188.0804 | 211.9818 | 227.7725 | 237.9857 | 247.923 | 246.9925 | 240.9709 | 244.3676 | 238.8903 | 227.1156 | 210.9415 | 195.5188 | 188.9925 | 183.1449 | 181.2812 | 174.6495 | 163.596 | 156.8042 | -1.0461 | -1.6485 | -0.95136 | -1.9934 | -3.1294 | -3.1414 | -3.0179 | -3.5912 | -3.761 | -4.6938 | -2.5726 | -3.3571 | -2.1273 | -1.2928 | 4.9139 | 5.945 | 6.8376 | 6.4318 | 3.8609 | 3.1535 | 2.5036 | 3.6596 | 2.9331 | 2.8957 | 71.0029 | 69.7385 | 68.7455 | 67.6954 | 66.6858 | 65.6392 | 65.2031 | 66.3721 | 70.0173 | 74.909 | 79.779 | 83.802 | 86.3573 | 88.4475 | 89.6502 | 90.0674 | 90.6035 | 89.7423 | 88.517 | 86.5 | 83.0694 | 79.1262 | 76.6187 | 74.6092 | 5.7015 | 5.6936 | 6.2012 | 6.0617 | 5.9252 | 5.5777 | 6.4017 | 6.1048 | 7.4846 | 7.6085 | 6.838 | 6.3121 | 5.8931 | 5.9845 | 5.2318 | 4.3569 | 3.63 | 3.5531 | 3.4888 | 5.768 | 6.381 | 6.5712 | 5.6704 | 6.0462
Program Specific1-in-10Size: Over 200kWOther2025July Monthly Peak | Program Specific | 1-in-10 | Size: Over 200kW | Other | 2025 | July Monthly Peak | 7 | 149.2764 | 145.5182 | 141.4099 | 140.815 | 148.2071 | 169.1102 | 193.6711 | 214.8215 | 227.7141 | 236.4533 | 243.8848 | 242.4713 | 236.6332 | 239.3168 | 233.72 | 224.3078 | 210.1818 | 196.2111 | 190.6326 | 185.4694 | 183.9334 | 177.0599 | 165.9757 | 159.149 | -0.86274 | -1.5668 | -0.88249 | -1.6298 | -2.8767 | -3.0819 | -3.5059 | -3.4277 | -3.7386 | -4.6073 | -3.1485 | -4.224 | -3.0197 | -2.3877 | 3.8903 | 5.3747 | 5.8463 | 5.7252 | 3.6752 | 2.7621 | 2.0808 | 3.5564 | 2.9708 | 3.0745 | 73.4789 | 72.6423 | 71.7446 | 71.0192 | 70.4077 | 69.7492 | 69.3163 | 69.6868 | 72.5455 | 76.9977 | 81.6448 | 84.9785 | 87.0943 | 88.8227 | 90.1659 | 90.6329 | 90.9348 | 90.1223 | 88.3659 | 86.1435 | 83.0537 | 80.2859 | 78.3608 | 77.0383 | 5.8829 | 5.8454 | 6.3952 | 6.307 | 6.1796 | 5.8493 | 6.6629 | 6.253 | 7.5632 | 7.6408 | 6.7989 | 6.2632 | 5.8492 | 5.9238 | 5.1736 | 4.3493 | 3.6558 | 3.604 | 3.5569 | 5.904 | 6.544 | 6.7335 | 5.8148 | 6.2026
Program Specific1-in-10Size: Over 200kWOther2025August Monthly Peak | Program Specific | 1-in-10 | Size: Over 200kW | Other | 2025 | August Monthly Peak | 8 | 150.2569 | 146.7051 | 142.4052 | 141.8152 | 149.5767 | 171.4058 | 198.5905 | 221.8726 | 238.6224 | 249.6913 | 258.8213 | 259.4369 | 254.1779 | 258.2214 | 252.0985 | 238.4898 | 220.5308 | 204.3092 | 196.4178 | 192.068 | 188.7197 | 179.4699 | 168.1947 | 160.6644 | -0.74817 | -1.5165 | -0.83699 | -1.3939 | -2.6962 | -3.019 | -3.8327 | -3.413 | -3.9046 | -4.8306 | -3.723 | -5.098 | -3.8257 | -3.281 | 3.6203 | 5.4071 | 5.5437 | 5.5193 | 3.6552 | 2.6003 | 1.8605 | 3.5141 | 3.0076 | 3.1835 | 74.8701 | 74.1225 | 73.1468 | 72.3948 | 71.703 | 71.1253 | 70.6645 | 70.6609 | 73.0278 | 77.4993 | 81.7321 | 85.7125 | 88.8346 | 91.1678 | 92.4185 | 92.4223 | 91.9862 | 90.8904 | 89.9055 | 87.6348 | 83.8415 | 80.7945 | 78.7289 | 76.8832 | 5.985 | 5.9562 | 6.5092 | 6.4199 | 6.3036 | 5.9923 | 6.9054 | 6.5275 | 8.0104 | 8.1551 | 7.2927 | 6.7733 | 6.3502 | 6.4603 | 5.6402 | 4.6738 | 3.8769 | 3.793 | 3.7041 | 6.1796 | 6.7862 | 6.8983 | 5.9557 | 6.3288
Program Specific1-in-10Size: Over 200kWOther2025September Monthly Peak | Program Specific | 1-in-10 | Size: Over 200kW | Other | 2025 | September Monthly Peak | 9 | 153.1315 | 149.2573 | 144.433 | 144.7535 | 153.2218 | 176.2703 | 207.2206 | 234.0167 | 256.3345 | 269.5663 | 279.7751 | 280.5552 | 275.6957 | 279.7174 | 272.6263 | 255.711 | 234.5838 | 216.4356 | 208.11 | 204.5275 | 196.6106 | 185.8612 | 173.1276 | 164.2384 | -0.53758 | -1.425 | -0.75265 | -0.95905 | -2.3727 | -2.907 | -4.4546 | -3.3535 | -4.1686 | -5.1465 | -4.7816 | -6.6608 | -5.3082 | -4.9549 | 2.7719 | 5.1924 | 4.7442 | 4.9872 | 3.6171 | 2.2606 | 1.4136 | 3.4669 | 3.0903 | 3.4037 | 76.9974 | 75.8962 | 74.7983 | 74.2475 | 73.3356 | 72.4887 | 72.0872 | 72.0013 | 74.1528 | 78.7889 | 83.8247 | 88.4921 | 92.3563 | 95.1933 | 96.1886 | 96.4374 | 95.8943 | 94.4335 | 92.6892 | 89.9009 | 85.7632 | 82.5486 | 80.3405 | 78.5972 | 6.268 | 6.2273 | 6.7843 | 6.734 | 6.6356 | 6.3326 | 7.4045 | 7.075 | 8.8428 | 9.0475 | 8.1009 | 7.527 | 7.0781 | 7.1914 | 6.268 | 5.1498 | 4.2379 | 4.1292 | 4.033 | 6.7623 | 7.2653 | 7.3414 | 6.2997 | 6.6483
Program Specific1-in-10Size: Over 200kWOther2025October Monthly Peak | Program Specific | 1-in-10 | Size: Over 200kW | Other | 2025 | October Monthly Peak | 10 | 133.652 | 131.272 | 125.9074 | 124.8879 | 132.1016 | 152.7736 | 182.6881 | 202.5647 | 214.8935 | 224.2392 | 232.7995 | 235.839 | 235.7505 | 239.8984 | 233.7594 | 219.5619 | 203.6542 | 195.2441 | 187.0116 | 177.9192 | 170.13 | 162.0287 | 150.5669 | 144.5577 | -0.93003 | -1.4967 | -0.85311 | -1.7667 | -2.8336 | -2.9217 | -2.9847 | -3.4033 | -3.5455 | -4.4151 | -2.4995 | -3.3338 | -2.2131 | -1.429 | 4.6779 | 5.6782 | 6.4682 | 6.3196 | 3.7899 | 3.0047 | 2.2892 | 3.3752 | 2.6988 | 2.687 | 72.8085 | 72.0537 | 71.2114 | 70.0457 | 69.0606 | 68.1382 | 67.9604 | 67.7 | 68.5336 | 72.5398 | 77.3589 | 82.1918 | 86.0772 | 88.3267 | 89.1065 | 88.9559 | 87.9269 | 86.337 | 83.6344 | 80.1619 | 77.2052 | 75.3646 | 73.8907 | 72.5888 | 5.2159 | 5.2218 | 5.6387 | 5.5392 | 5.4545 | 5.2328 | 6.2239 | 5.8389 | 7.0679 | 7.1756 | 6.4267 | 6.0326 | 5.7707 | 5.8804 | 5.1241 | 4.2158 | 3.5078 | 3.5514 | 3.4553 | 5.6086 | 5.994 | 6.1019 | 5.2236 | 5.5791
Program Specific1-in-10Size: Over 200kWOther2025November Monthly Peak | Program Specific | 1-in-10 | Size: Over 200kW | Other | 2025 | November Monthly Peak | 11 | 135.6613 | 132.9482 | 128.3247 | 126.8347 | 134.2845 | 154.3956 | 179.8983 | 198.5989 | 209.725 | 214.9917 | 221.886 | 223.958 | 222.2222 | 225.4486 | 219.6143 | 205.5888 | 192.984 | 186.694 | 179.2406 | 171.5367 | 165.7062 | 159.586 | 148.5122 | 142.9529 | -1.7332 | -1.9316 | -1.2082 | -3.4036 | -4.2317 | -3.6384 | -1.3734 | -4.1645 | -3.5439 | -4.4496 | -0.0034757 | 0.46353 | 1.6131 | 3.1293 | 8.0424 | 7.2439 | 9.8856 | 8.9802 | 4.5049 | 4.5856 | 3.9815 | 3.9106 | 2.6808 | 2.142 | 63.028 | 61.631 | 60.6871 | 59.6644 | 59.0075 | 58.3761 | 57.7204 | 57.8135 | 59.8361 | 64.1798 | 69.49 | 73.636 | 76.4501 | 78.0281 | 79.0958 | 79.2454 | 77.9244 | 75.5688 | 72.918 | 69.9555 | 67.7182 | 66.1713 | 64.5854 | 63.6444 | 5.6098 | 5.6036 | 6.0894 | 5.9608 | 5.875 | 5.6035 | 6.4941 | 6.0657 | 7.309 | 7.2897 | 6.4905 | 6.0701 | 5.7637 | 5.8556 | 5.1009 | 4.1828 | 3.5221 | 3.5982 | 3.5091 | 5.7296 | 6.186 | 6.3681 | 5.4594 | 5.8459
Program Specific1-in-10Size: Over 200kWOther2025December Monthly Peak | Program Specific | 1-in-10 | Size: Over 200kW | Other | 2025 | December Monthly Peak | 12 | 130.8377 | 128.1968 | 124.4275 | 124.3516 | 132.0086 | 152.2905 | 179.5362 | 195.3922 | 202.1437 | 202.2962 | 202.3724 | 198.2124 | 192.8016 | 192.3265 | 184.978 | 176.2593 | 170.188 | 168.8335 | 165.4312 | 160.6456 | 155.4367 | 149.0595 | 141.2555 | 136.7498 | -1.6716 | -1.8626 | -1.1715 | -3.3369 | -4.16 | -3.5888 | -1.3706 | -4.0972 | -3.4158 | -4.1869 | -0.00317 | 0.41025 | 1.3995 | 2.6695 | 6.774 | 6.2105 | 8.7179 | 8.1211 | 4.1578 | 4.2945 | 3.7347 | 3.6527 | 2.5498 | 2.049 | 44.5763 | 43.8863 | 43.2876 | 42.6343 | 42.1678 | 41.4305 | 41.4333 | 41.4287 | 42.0226 | 44.3184 | 47.1206 | 49.4548 | 50.9829 | 51.4246 | 51.6815 | 51.7569 | 51.1639 | 49.7109 | 48.1122 | 47.1043 | 46.2003 | 45.2687 | 44.7076 | 44.3043 | 5.4103 | 5.4034 | 5.9045 | 5.8441 | 5.7755 | 5.5271 | 6.481 | 5.9678 | 7.0448 | 6.8592 | 5.9197 | 5.3723 | 5.0006 | 4.9953 | 4.2964 | 3.586 | 3.106 | 3.254 | 3.2388 | 5.3658 | 5.8027 | 5.9481 | 5.1926 | 5.5923
Program Specific1-in-10Size: Over 200kWOther2025Typical Event Day | Program Specific | 1-in-10 | Size: Over 200kW | Other | 2025 | Typical Event Day | 8 | 149.7473 | 146.208 | 141.9336 | 141.318 | 149.0578 | 170.7478 | 197.7016 | 220.5315 | 236.8551 | 247.6015 | 256.5619 | 257.1525 | 251.8361 | 255.8778 | 249.8416 | 236.4459 | 218.7482 | 202.7453 | 195.0224 | 190.7824 | 187.6473 | 178.6112 | 167.4612 | 160.0579 | -0.80202 | -1.541 | -0.85847 | -1.5051 | -2.784 | -3.0565 | -3.7041 | -3.4519 | -3.8818 | -4.8063 | -3.5124 | -4.7833 | -3.5191 | -2.9226 | 3.8565 | 5.5042 | 5.7745 | 5.6836 | 3.6907 | 2.7045 | 1.9784 | 3.5398 | 2.9958 | 3.1341 | 74.0873 | 73.0999 | 72.1088 | 71.3392 | 70.533 | 69.7506 | 69.3178 | 69.6803 | 72.4358 | 77.0487 | 81.7452 | 85.7463 | 88.6606 | 90.9078 | 92.1058 | 92.39 | 92.3547 | 91.2971 | 89.8694 | 87.5448 | 83.9319 | 80.6888 | 78.5122 | 76.782 | 5.9325 | 5.904 | 6.4527 | 6.3629 | 6.2478 | 5.9371 | 6.8374 | 6.4531 | 7.9082 | 8.0432 | 7.19 | 6.6774 | 6.2578 | 6.3671 | 5.5596 | 4.6088 | 3.8248 | 3.7437 | 3.658 | 6.1052 | 6.7113 | 6.8283 | 5.8977 | 6.2709
Program Specific1-in-2Size: Over 200kWOther2015January Monthly Peak | Program Specific | 1-in-2 | Size: Over 200kW | Other | 2015 | January Monthly Peak | 1 | 133.5742 | 130.6788 | 126.3188 | 126.2565 | 133.9717 | 155.7103 | 186.8311 | 204.5831 | 210.6132 | 210.6863 | 212.0057 | 209.1194 | 204.961 | 206.2277 | 198.9028 | 188.5726 | 178.7983 | 176.299 | 173.1891 | 167.7568 | 162.3177 | 155.7539 | 147.4032 | 142.4138 | -1.7065 | -1.8987 | -1.1893 | -3.388 | -4.2218 | -3.6694 | -1.4263 | -4.29 | -3.5589 | -4.3605 | -0.0033209 | 0.43282 | 1.4878 | 2.8625 | 7.284 | 6.6444 | 9.159 | 8.4802 | 4.3528 | 4.4846 | 3.9001 | 3.8167 | 2.6608 | 2.1339 | 45.5071 | 44.8603 | 44.2453 | 43.5965 | 43.2469 | 43.1315 | 43.0956 | 42.9399 | 43.3694 | 45.4732 | 48.6713 | 51.4711 | 53.3843 | 54.718 | 55.6814 | 56.2859 | 56.1729 | 54.7694 | 52.7216 | 51.2619 | 50.0683 | 49.0877 | 48.2261 | 47.3534 | 5.5235 | 5.508 | 5.9942 | 5.9337 | 5.8614 | 5.6513 | 6.7443 | 6.2485 | 7.3399 | 7.1437 | 6.2015 | 5.6679 | 5.316 | 5.3563 | 4.6199 | 3.8366 | 3.2632 | 3.3979 | 3.3907 | 5.6034 | 6.0595 | 6.2152 | 5.4186 | 5.8239
Program Specific1-in-2Size: Over 200kWOther2015February Monthly Peak | Program Specific | 1-in-2 | Size: Over 200kW | Other | 2015 | February Monthly Peak | 2 | 131.8693 | 129.101 | 124.6612 | 124.3548 | 131.9145 | 153.0084 | 183.1522 | 199.7296 | 205.3605 | 205.8736 | 207.8135 | 205.819 | 202.1374 | 203.8725 | 197.0353 | 186.7865 | 176.8828 | 174.1471 | 170.7616 | 165.0964 | 159.9891 | 153.8924 | 145.4514 | 140.7224 | -1.6847 | -1.8757 | -1.1737 | -3.337 | -4.157 | -3.6057 | -1.3982 | -4.1882 | -3.4701 | -4.2609 | -0.0032552 | 0.42599 | 1.4673 | 2.8298 | 7.2156 | 6.5814 | 9.0608 | 8.3767 | 4.2918 | 4.4134 | 3.8441 | 3.7711 | 2.6255 | 2.1085 | 49.56 | 49.1471 | 48.8118 | 48.3715 | 47.9816 | 47.7561 | 47.5672 | 47.4323 | 47.9986 | 49.8042 | 51.8124 | 53.706 | 54.4014 | 54.5413 | 54.5449 | 54.035 | 53.8104 | 52.9992 | 51.6756 | 50.5943 | 49.6016 | 48.8041 | 47.4276 | 46.4301 | 5.453 | 5.4415 | 5.9156 | 5.8443 | 5.7714 | 5.5532 | 6.6115 | 6.1002 | 7.1569 | 6.9805 | 6.0788 | 5.5785 | 5.2428 | 5.2952 | 4.5765 | 3.8002 | 3.2282 | 3.3564 | 3.3431 | 5.5145 | 5.9726 | 6.1409 | 5.3469 | 5.7547
Program Specific1-in-2Size: Over 200kWOther2015March Monthly Peak | Program Specific | 1-in-2 | Size: Over 200kW | Other | 2015 | March Monthly Peak | 3 | 136.8637 | 133.141 | 129.2258 | 127.1413 | 134.1472 | 153.7026 | 181.238 | 199.691 | 207.4907 | 207.8567 | 211.5525 | 210.7086 | 207.271 | 210.1085 | 204.3604 | 194.3998 | 183.4546 | 173.4921 | 170.4794 | 169.9611 | 167.4565 | 161.0612 | 151.5044 | 145.1454 | -1.7485 | -1.9344 | -1.2167 | -3.4118 | -4.2274 | -3.6221 | -1.3836 | -4.1874 | -3.5061 | -4.3019 | -0.0033138 | 0.43611 | 1.5046 | 2.9164 | 7.4838 | 6.8497 | 9.3975 | 8.3452 | 4.2847 | 4.5435 | 4.0235 | 3.9468 | 2.7348 | 2.1748 | 49.1533 | 48.3678 | 47.7745 | 47.3821 | 46.949 | 46.5035 | 46.1853 | 46.1101 | 47.949 | 50.2647 | 52.647 | 54.674 | 55.9581 | 56.9494 | 57.2751 | 57.6394 | 57.3718 | 56.602 | 55.1481 | 53.1766 | 51.8991 | 50.7735 | 49.9496 | 49.1021 | 5.6595 | 5.6117 | 6.1322 | 5.9752 | 5.869 | 5.5784 | 6.5424 | 6.0991 | 7.2311 | 7.0478 | 6.1882 | 5.711 | 5.3759 | 5.4571 | 4.7466 | 3.9551 | 3.3482 | 3.3438 | 3.3376 | 5.677 | 6.2514 | 6.427 | 5.5694 | 5.9356
Program Specific1-in-2Size: Over 200kWOther2015April Monthly Peak | Program Specific | 1-in-2 | Size: Over 200kW | Other | 2015 | April Monthly Peak | 4 | 134.2075 | 130.879 | 126.4598 | 123.6305 | 130.2025 | 148.3408 | 173.883 | 191.286 | 200.829 | 205.3798 | 212.7798 | 215.5722 | 214.4183 | 219.0786 | 214.5453 | 203.2566 | 189.7978 | 177.2371 | 171.8611 | 169.5976 | 166.7307 | 160.4922 | 149.6215 | 143.2886 | -1.7146 | -1.9016 | -1.1907 | -3.3176 | -4.1031 | -3.4957 | -1.3275 | -4.0111 | -3.3935 | -4.2507 | -0.003333 | 0.44618 | 1.5564 | 3.0409 | 7.8568 | 7.1618 | 9.7224 | 8.5254 | 4.3194 | 4.5338 | 4.0061 | 3.9328 | 2.7008 | 2.147 | 62.1784 | 61.1837 | 59.9252 | 58.9067 | 58.1467 | 57.5622 | 57.025 | 57.1373 | 59.3902 | 63.2661 | 67.5743 | 71.5946 | 74.9776 | 77.3906 | 78.6262 | 79.1336 | 79.0163 | 78.845 | 77.4147 | 74.8159 | 71.1411 | 68.3901 | 66.197 | 64.2017 | 5.5497 | 5.5164 | 6.0009 | 5.8102 | 5.6965 | 5.3838 | 6.2769 | 5.8424 | 6.9989 | 6.9638 | 6.2241 | 5.8428 | 5.5613 | 5.6901 | 4.9832 | 4.1353 | 3.4639 | 3.416 | 3.3647 | 5.6648 | 6.2243 | 6.4043 | 5.5001 | 5.8597
Program Specific1-in-2Size: Over 200kWOther2015May Monthly Peak | Program Specific | 1-in-2 | Size: Over 200kW | Other | 2015 | May Monthly Peak | 5 | 136.2503 | 133.4401 | 128.734 | 126.838 | 133.92 | 152.3472 | 176.1677 | 197.8851 | 211.4591 | 217.8892 | 226.1412 | 228.0525 | 225.5013 | 229.5275 | 224.4334 | 211.0205 | 196.4085 | 182.4578 | 175.4117 | 171.0751 | 168.7384 | 163.1176 | 153.0724 | 146.9049 | -1.7407 | -1.9388 | -1.2121 | -3.4036 | -4.2202 | -3.5901 | -1.3449 | -4.1495 | -3.5732 | -4.5096 | -0.0035423 | 0.47201 | 1.6369 | 3.1859 | 8.2189 | 7.4353 | 10.061 | 8.7765 | 4.4086 | 4.5733 | 4.0543 | 3.9972 | 2.7631 | 2.2012 | 62.9704 | 62.307 | 61.8294 | 61.2195 | 60.6221 | 60.199 | 59.9595 | 60.3648 | 61.9993 | 64.9596 | 68.4847 | 71.9747 | 75.2517 | 77.7252 | 78.6766 | 79.024 | 79.0619 | 78.0536 | 76.1237 | 73.5342 | 70.0157 | 67.2295 | 65.3493 | 64.0767 | 5.6341 | 5.6244 | 6.1088 | 5.961 | 5.8591 | 5.5292 | 6.3594 | 6.0439 | 7.3694 | 7.3879 | 6.615 | 6.1811 | 5.8487 | 5.9615 | 5.2128 | 4.2933 | 3.5846 | 3.5166 | 3.4342 | 5.7142 | 6.2992 | 6.509 | 5.627 | 6.0075
Program Specific1-in-2Size: Over 200kWOther2015June Monthly Peak | Program Specific | 1-in-2 | Size: Over 200kW | Other | 2015 | June Monthly Peak | 6 | 143.7205 | 140.7921 | 136.2947 | 134.4091 | 141.1663 | 159.8911 | 183.9008 | 205.4796 | 218.8825 | 227.0797 | 235.8466 | 234.5187 | 228.026 | 231.2803 | 226.1746 | 215.6272 | 201.0223 | 186.9491 | 181.489 | 176.3507 | 175.6447 | 170.1352 | 159.8417 | 153.7221 | -1.4137 | -1.8231 | -1.1015 | -2.7451 | -3.7308 | -3.4091 | -2.2127 | -3.876 | -3.6545 | -4.5842 | -1.2813 | -1.435 | -0.26275 | 0.89202 | 6.3845 | 6.5763 | 8.3203 | 7.5063 | 4.115 | 3.8371 | 3.282 | 3.8533 | 2.8751 | 2.5833 | 67.2901 | 66.2909 | 65.4096 | 64.4115 | 63.624 | 62.9133 | 62.2862 | 62.8899 | 65.632 | 69.9009 | 74.6005 | 78.7611 | 81.3636 | 82.9576 | 84.2836 | 84.688 | 84.9167 | 84.2352 | 83.1032 | 80.6228 | 77.1907 | 73.0991 | 70.779 | 69.1853 | 5.6506 | 5.6422 | 6.1493 | 6.0059 | 5.8722 | 5.5174 | 6.3118 | 5.967 | 7.2527 | 7.3206 | 6.5593 | 6.0435 | 5.6232 | 5.7114 | 4.9948 | 4.1711 | 3.4882 | 3.4258 | 3.3783 | 5.6005 | 6.2344 | 6.4549 | 5.5867 | 5.977
Program Specific1-in-2Size: Over 200kWOther2015July Monthly Peak | Program Specific | 1-in-2 | Size: Over 200kW | Other | 2015 | July Monthly Peak | 7 | 148.9282 | 145.178 | 141.0881 | 140.4767 | 147.8546 | 168.6637 | 193.0682 | 213.9073 | 226.5019 | 235.0107 | 242.3184 | 240.8815 | 234.9998 | 237.6791 | 232.1403 | 222.8778 | 208.9369 | 195.122 | 189.6642 | 184.5799 | 183.1921 | 176.4664 | 165.471 | 158.7323 | -0.90192 | -1.5848 | -0.89819 | -1.7107 | -2.9406 | -3.1094 | -3.415 | -3.4555 | -3.723 | -4.5904 | -3.0047 | -4.0107 | -2.8129 | -2.1472 | 4.0474 | 5.4398 | 6.0051 | 5.8394 | 3.7004 | 2.8353 | 2.1645 | 3.5753 | 2.9627 | 3.0393 | 73.965 | 72.8753 | 72.0737 | 71.3914 | 70.6816 | 69.9707 | 69.4409 | 69.9859 | 72.7046 | 76.4254 | 80.0006 | 83.3549 | 86.002 | 87.7512 | 89.0911 | 89.6544 | 89.0175 | 88.0313 | 87.4942 | 86.2904 | 83.6937 | 80.0156 | 77.545 | 75.6518 | 5.8519 | 5.8146 | 6.3619 | 6.2734 | 6.1468 | 5.8167 | 6.6226 | 6.2081 | 7.5008 | 7.5719 | 6.7354 | 6.2039 | 5.7918 | 5.866 | 5.1235 | 4.3088 | 3.6235 | 3.5735 | 3.5284 | 5.8585 | 6.4984 | 6.6912 | 5.7801 | 6.1682
Program Specific1-in-2Size: Over 200kWOther2015August Monthly Peak | Program Specific | 1-in-2 | Size: Over 200kW | Other | 2015 | August Monthly Peak | 8 | 148.598 | 145.0853 | 140.8712 | 140.2006 | 147.8932 | 169.2727 | 195.7094 | 217.5129 | 232.8566 | 242.8479 | 251.4037 | 251.9203 | 246.4622 | 250.4912 | 244.647 | 231.7436 | 214.6535 | 199.1615 | 191.834 | 187.8523 | 185.2052 | 176.6557 | 165.7973 | 158.6838 | -0.93005 | -1.5996 | -0.90976 | -1.7693 | -2.9933 | -3.1468 | -3.4024 | -3.5454 | -3.8307 | -4.752 | -3.0234 | -4.0523 | -2.8071 | -2.0898 | 4.407 | 5.7319 | 6.315 | 6.0695 | 3.7753 | 2.95 | 2.2566 | 3.6018 | 2.9693 | 3.0184 | 73.371 | 72.1374 | 70.9426 | 70.0396 | 69.2611 | 68.5216 | 68.0869 | 67.7466 | 69.853 | 74.6204 | 79.8762 | 84.4542 | 87.7761 | 89.6115 | 90.8378 | 91.047 | 90.7245 | 90.0181 | 88.3311 | 85.3892 | 81.1138 | 77.9597 | 76.1421 | 74.838 | 5.8278 | 5.7998 | 6.34 | 6.2491 | 6.1367 | 5.8266 | 6.7004 | 6.3007 | 7.6965 | 7.8095 | 6.9746 | 6.4758 | 6.0627 | 6.1704 | 5.3893 | 4.4717 | 3.7155 | 3.6405 | 3.562 | 5.951 | 6.5573 | 6.6857 | 5.7804 | 6.1545
Program Specific1-in-2Size: Over 200kWOther2015September Monthly Peak | Program Specific | 1-in-2 | Size: Over 200kW | Other | 2015 | September Monthly Peak | 9 | 149.0381 | 145.2657 | 140.643 | 140.755 | 149.0483 | 170.9763 | 200.0686 | 223.2369 | 242.1475 | 252.8124 | 261.6764 | 262.2714 | 256.9612 | 260.9759 | 254.5846 | 239.3712 | 220.3271 | 203.9203 | 196.9353 | 194.2249 | 188.0151 | 178.9785 | 167.2425 | 159.3716 | -0.96717 | -1.6196 | -0.92301 | -1.8471 | -3.0761 | -3.2086 | -3.4091 | -3.6756 | -3.9874 | -4.9571 | -3.0357 | -4.0502 | -2.7571 | -1.972 | 4.7537 | 6.0095 | 6.6519 | 6.3417 | 3.9137 | 3.1259 | 2.3696 | 3.6752 | 2.996 | 3.0087 | 72.2623 | 71.1349 | 70.2401 | 69.3387 | 68.479 | 67.758 | 67.3222 | 67.1889 | 69.4515 | 74.074 | 79.1988 | 83.8325 | 87.9249 | 90.2869 | 91.4782 | 91.6073 | 91.0962 | 89.9161 | 88.456 | 85.5663 | 81.8522 | 79.1504 | 77.2401 | 75.8833 | 5.8339 | 5.7959 | 6.3176 | 6.2619 | 6.1728 | 5.874 | 6.8366 | 6.4542 | 7.9883 | 8.1144 | 7.2458 | 6.729 | 6.3089 | 6.4164 | 5.5975 | 4.6101 | 3.8064 | 3.7204 | 3.6497 | 6.1411 | 6.6441 | 6.7606 | 5.8197 | 6.1694
Program Specific1-in-2Size: Over 200kWOther2015October Monthly Peak | Program Specific | 1-in-2 | Size: Over 200kW | Other | 2015 | October Monthly Peak | 10 | 130.1528 | 127.8181 | 122.7064 | 121.586 | 128.6908 | 148.4925 | 176.9185 | 193.5286 | 202.443 | 208.8521 | 215.6822 | 218.0868 | 217.2862 | 221.1962 | 215.5591 | 203.125 | 189.4884 | 183.04 | 176.3636 | 168.31 | 162.1666 | 155.6506 | 145.2905 | 140.2323 | -1.4241 | -1.7311 | -1.0532 | -2.7764 | -3.6472 | -3.2914 | -1.836 | -3.8039 | -3.3954 | -4.2562 | -0.73226 | -0.66269 | 0.43712 | 1.6871 | 6.7654 | 6.5569 | 8.5439 | 7.8967 | 4.162 | 3.9771 | 3.356 | 3.6339 | 2.6168 | 2.2605 | 64.8914 | 64.0406 | 63.2698 | 62.4549 | 61.7348 | 61.1651 | 60.4897 | 60.2774 | 61.0947 | 64.7043 | 69.9077 | 75.8673 | 81.0401 | 84.2851 | 85.3218 | 85.9529 | 85.8392 | 84.797 | 81.9324 | 77.2498 | 73.7327 | 71.207 | 69.2398 | 67.687 | 5.1912 | 5.1964 | 5.6163 | 5.5115 | 5.4307 | 5.1982 | 6.16 | 5.7013 | 6.805 | 6.8304 | 6.0853 | 5.7014 | 5.4358 | 5.5414 | 4.8292 | 3.9861 | 3.3357 | 3.4027 | 3.3304 | 5.4225 | 5.8392 | 5.9908 | 5.1515 | 5.5313
Program Specific1-in-2Size: Over 200kWOther2015November Monthly Peak | Program Specific | 1-in-2 | Size: Over 200kW | Other | 2015 | November Monthly Peak | 11 | 135.1299 | 132.3623 | 127.8959 | 126.5045 | 133.9977 | 154.1056 | 179.5295 | 197.4903 | 207.3586 | 211.0856 | 216.8615 | 218.1347 | 215.8092 | 218.6578 | 212.7575 | 199.4546 | 187.9173 | 182.6223 | 176.0096 | 168.8955 | 163.5898 | 157.8888 | 147.349 | 142.0528 | -1.7264 | -1.9231 | -1.2042 | -3.3947 | -4.2227 | -3.6316 | -1.3706 | -4.1412 | -3.5039 | -4.3688 | -0.003397 | 0.45148 | 1.5665 | 3.035 | 7.7913 | 7.0278 | 9.6261 | 8.7844 | 4.4237 | 4.515 | 3.9306 | 3.869 | 2.6598 | 2.1285 | 58.5561 | 57.5615 | 56.8117 | 55.9757 | 54.9855 | 54.2502 | 54.0533 | 54.0336 | 56.158 | 60.0377 | 64.6276 | 69.0783 | 71.8241 | 73.3039 | 74.305 | 74.1863 | 72.4853 | 69.4421 | 66.319 | 64.3522 | 62.9391 | 61.8124 | 60.892 | 60.0429 | 5.5878 | 5.5789 | 6.0691 | 5.9453 | 5.8625 | 5.593 | 6.4807 | 6.0319 | 7.2265 | 7.1572 | 6.3435 | 5.9123 | 5.5974 | 5.6792 | 4.9417 | 4.058 | 3.4296 | 3.5198 | 3.4459 | 5.6414 | 6.107 | 6.3004 | 5.4166 | 5.8091
Program Specific1-in-2Size: Over 200kWOther2015December Monthly Peak | Program Specific | 1-in-2 | Size: Over 200kW | Other | 2015 | December Monthly Peak | 12 | 126.3659 | 124.0598 | 120.0784 | 119.3595 | 126.6073 | 145.1953 | 169.8748 | 182.6558 | 188.3778 | 189.7104 | 191.4342 | 189.6302 | 185.4813 | 186.243 | 180.1771 | 171.661 | 165.2331 | 163.2421 | 159.1026 | 153.6958 | 149.3507 | 144.1945 | 136.1448 | 132.3193 | -1.6144 | -1.8025 | -1.1306 | -3.203 | -3.9898 | -3.4216 | -1.2969 | -3.8302 | -3.1831 | -3.9264 | -0.0029987 | 0.39248 | 1.3464 | 2.5851 | 6.5982 | 6.0485 | 8.4641 | 7.8522 | 3.9987 | 4.1087 | 3.5885 | 3.5335 | 2.4575 | 1.9826 | 50.4411 | 49.512 | 49.0096 | 48.5055 | 47.8636 | 47.3657 | 47.1052 | 47.0294 | 47.5636 | 50.68 | 54.3697 | 57.5934 | 59.5078 | 60.5751 | 61.4143 | 61.7287 | 61.0258 | 58.6361 | 55.7938 | 53.7638 | 52.2173 | 50.4149 | 48.7608 | 47.4586 | 5.2254 | 5.229 | 5.6981 | 5.6095 | 5.5392 | 5.2696 | 6.1322 | 5.5788 | 6.565 | 6.4325 | 5.5997 | 5.1397 | 4.8108 | 4.8373 | 4.1849 | 3.4925 | 3.0156 | 3.1462 | 3.1149 | 5.1337 | 5.5755 | 5.7539 | 5.0047 | 5.4111
Program Specific1-in-2Size: Over 200kWOther2015Typical Event Day | Program Specific | 1-in-2 | Size: Over 200kW | Other | 2015 | Typical Event Day | 8 | 147.5527 | 144.0619 | 139.9072 | 139.191 | 146.8428 | 167.9448 | 193.9168 | 214.7778 | 229.2023 | 238.4654 | 246.621 | 247.0437 | 241.4384 | 245.4429 | 239.7681 | 227.3294 | 210.8193 | 195.8182 | 188.8732 | 185.143 | 182.9501 | 174.8497 | 164.2705 | 157.4248 | -1.0565 | -1.6581 | -0.96076 | -2.0302 | -3.201 | -3.2377 | -3.1097 | -3.6395 | -3.7847 | -4.7035 | -2.5562 | -3.3535 | -2.1272 | -1.2932 | 4.9362 | 5.9529 | 6.838 | 6.445 | 3.8595 | 3.1899 | 2.5288 | 3.6645 | 2.9452 | 2.9065 | 71.7221 | 70.6096 | 69.6665 | 68.7953 | 68.0114 | 67.2909 | 66.784 | 66.9528 | 69.4103 | 73.7552 | 78.419 | 82.6007 | 85.7666 | 87.6518 | 88.9227 | 89.2492 | 88.9387 | 88.0502 | 86.8461 | 84.4672 | 80.9626 | 77.5562 | 75.4266 | 73.8896 | 5.7529 | 5.7252 | 6.2598 | 6.1678 | 6.0575 | 5.7471 | 6.6002 | 6.1851 | 7.5314 | 7.6237 | 6.8019 | 6.3133 | 5.9044 | 6.0107 | 5.2509 | 4.3609 | 3.6278 | 3.5585 | 3.4865 | 5.8308 | 6.4396 | 6.5786 | 5.6937 | 6.07
Program Specific1-in-2Size: Over 200kWOther2016January Monthly Peak | Program Specific | 1-in-2 | Size: Over 200kW | Other | 2016 | January Monthly Peak | 1 | 133.5742 | 130.6788 | 126.3188 | 126.2565 | 133.9717 | 155.7103 | 186.8311 | 204.5831 | 210.6132 | 210.6863 | 212.0058 | 209.1194 | 204.961 | 206.2277 | 198.9028 | 188.5726 | 178.7983 | 176.2989 | 173.1891 | 167.7568 | 162.3177 | 155.7539 | 147.4032 | 142.4138 | -1.7065 | -1.8987 | -1.1893 | -3.388 | -4.2218 | -3.6694 | -1.4263 | -4.29 | -3.5589 | -4.3605 | -0.0033209 | 0.43282 | 1.4878 | 2.8625 | 7.284 | 6.6444 | 9.159 | 8.4802 | 4.3528 | 4.4846 | 3.9001 | 3.8167 | 2.6608 | 2.1339 | 45.5071 | 44.8603 | 44.2453 | 43.5965 | 43.2469 | 43.1315 | 43.0956 | 42.9399 | 43.3694 | 45.4732 | 48.6713 | 51.4711 | 53.3843 | 54.718 | 55.6814 | 56.2859 | 56.1729 | 54.7694 | 52.7216 | 51.2619 | 50.0683 | 49.0877 | 48.2261 | 47.3534 | 5.5235 | 5.508 | 5.9942 | 5.9337 | 5.8614 | 5.6513 | 6.7443 | 6.2485 | 7.3399 | 7.1437 | 6.2015 | 5.6679 | 5.316 | 5.3563 | 4.6199 | 3.8366 | 3.2632 | 3.3979 | 3.3907 | 5.6034 | 6.0595 | 6.2152 | 5.4186 | 5.8239
Program Specific1-in-2Size: Over 200kWOther2016February Monthly Peak | Program Specific | 1-in-2 | Size: Over 200kW | Other | 2016 | February Monthly Peak | 2 | 131.8693 | 129.1009 | 124.6612 | 124.3547 | 131.9145 | 153.0084 | 183.1522 | 199.7296 | 205.3605 | 205.8736 | 207.8135 | 205.819 | 202.1374 | 203.8725 | 197.0353 | 186.7865 | 176.8828 | 174.1471 | 170.7616 | 165.0964 | 159.9891 | 153.8924 | 145.4514 | 140.7224 | -1.6847 | -1.8757 | -1.1737 | -3.337 | -4.157 | -3.6057 | -1.3982 | -4.1882 | -3.4701 | -4.2609 | -0.0032552 | 0.42599 | 1.4673 | 2.8298 | 7.2156 | 6.5814 | 9.0608 | 8.3767 | 4.2918 | 4.4134 | 3.8441 | 3.7711 | 2.6255 | 2.1085 | 49.56 | 49.1471 | 48.8118 | 48.3715 | 47.9816 | 47.7561 | 47.5672 | 47.4323 | 47.9986 | 49.8042 | 51.8124 | 53.706 | 54.4014 | 54.5413 | 54.5449 | 54.035 | 53.8104 | 52.9992 | 51.6756 | 50.5943 | 49.6016 | 48.8041 | 47.4276 | 46.4301 | 5.453 | 5.4415 | 5.9156 | 5.8443 | 5.7714 | 5.5532 | 6.6115 | 6.1002 | 7.1569 | 6.9805 | 6.0788 | 5.5785 | 5.2428 | 5.2952 | 4.5765 | 3.8002 | 3.2282 | 3.3564 | 3.3431 | 5.5145 | 5.9726 | 6.1409 | 5.3469 | 5.7547
Program Specific1-in-2Size: Over 200kWOther2016March Monthly Peak | Program Specific | 1-in-2 | Size: Over 200kW | Other | 2016 | March Monthly Peak | 3 | 136.8637 | 133.141 | 129.2257 | 127.1413 | 134.1472 | 153.7026 | 181.238 | 199.691 | 207.4908 | 207.8567 | 211.5525 | 210.7086 | 207.271 | 210.1085 | 204.3604 | 194.3998 | 183.4547 | 173.4921 | 170.4794 | 169.9611 | 167.4565 | 161.0612 | 151.5044 | 145.1454 | -1.7485 | -1.9344 | -1.2167 | -3.4118 | -4.2274 | -3.6221 | -1.3836 | -4.1874 | -3.5061 | -4.302 | -0.0033138 | 0.43611 | 1.5046 | 2.9164 | 7.4838 | 6.8497 | 9.3975 | 8.3452 | 4.2847 | 4.5435 | 4.0235 | 3.9468 | 2.7348 | 2.1748 | 49.1533 | 48.3678 | 47.7746 | 47.3821 | 46.949 | 46.5035 | 46.1853 | 46.1101 | 47.949 | 50.2647 | 52.647 | 54.674 | 55.9581 | 56.9494 | 57.2751 | 57.6394 | 57.3718 | 56.602 | 55.1481 | 53.1766 | 51.8991 | 50.7735 | 49.9496 | 49.1021 | 5.6595 | 5.6117 | 6.1322 | 5.9752 | 5.869 | 5.5784 | 6.5424 | 6.0991 | 7.2311 | 7.0478 | 6.1882 | 5.711 | 5.3759 | 5.4571 | 4.7466 | 3.9551 | 3.3482 | 3.3438 | 3.3376 | 5.677 | 6.2514 | 6.427 | 5.5694 | 5.9356
Program Specific1-in-2Size: Over 200kWOther2016April Monthly Peak | Program Specific | 1-in-2 | Size: Over 200kW | Other | 2016 | April Monthly Peak | 4 | 134.2075 | 130.879 | 126.4598 | 123.6305 | 130.2025 | 148.3408 | 173.883 | 191.286 | 200.829 | 205.3798 | 212.7797 | 215.5722 | 214.4183 | 219.0786 | 214.5453 | 203.2566 | 189.7978 | 177.2371 | 171.8611 | 169.5976 | 166.7307 | 160.4922 | 149.6215 | 143.2886 | -1.7146 | -1.9016 | -1.1907 | -3.3176 | -4.1031 | -3.4957 | -1.3275 | -4.0111 | -3.3935 | -4.2507 | -0.003333 | 0.44618 | 1.5564 | 3.0409 | 7.8568 | 7.1618 | 9.7224 | 8.5254 | 4.3194 | 4.5338 | 4.0061 | 3.9328 | 2.7008 | 2.147 | 62.1784 | 61.1837 | 59.9252 | 58.9068 | 58.1467 | 57.5622 | 57.025 | 57.1373 | 59.3902 | 63.2661 | 67.5743 | 71.5946 | 74.9776 | 77.3906 | 78.6262 | 79.1336 | 79.0163 | 78.845 | 77.4147 | 74.8159 | 71.1411 | 68.3901 | 66.197 | 64.2017 | 5.5497 | 5.5164 | 6.0009 | 5.8102 | 5.6965 | 5.3838 | 6.2769 | 5.8424 | 6.9989 | 6.9638 | 6.2241 | 5.8428 | 5.5613 | 5.6901 | 4.9832 | 4.1353 | 3.4639 | 3.416 | 3.3647 | 5.6648 | 6.2243 | 6.4043 | 5.5001 | 5.8597
Program Specific1-in-2Size: Over 200kWOther2016May Monthly Peak | Program Specific | 1-in-2 | Size: Over 200kW | Other | 2016 | May Monthly Peak | 5 | 136.2503 | 133.4401 | 128.734 | 126.838 | 133.92 | 152.3472 | 176.1677 | 197.8851 | 211.4591 | 217.8892 | 226.1412 | 228.0525 | 225.5013 | 229.5275 | 224.4334 | 211.0205 | 196.4085 | 182.4578 | 175.4117 | 171.0751 | 168.7384 | 163.1176 | 153.0724 | 146.9049 | -1.7407 | -1.9388 | -1.2121 | -3.4036 | -4.2202 | -3.5901 | -1.3449 | -4.1495 | -3.5732 | -4.5096 | -0.0035423 | 0.47201 | 1.6369 | 3.1859 | 8.2189 | 7.4353 | 10.061 | 8.7765 | 4.4086 | 4.5733 | 4.0543 | 3.9972 | 2.7631 | 2.2012 | 62.9704 | 62.3069 | 61.8294 | 61.2195 | 60.6221 | 60.199 | 59.9595 | 60.3648 | 61.9993 | 64.9596 | 68.4847 | 71.9747 | 75.2517 | 77.7252 | 78.6766 | 79.024 | 79.0619 | 78.0536 | 76.1237 | 73.5342 | 70.0157 | 67.2295 | 65.3493 | 64.0767 | 5.6341 | 5.6244 | 6.1088 | 5.961 | 5.8591 | 5.5292 | 6.3594 | 6.0439 | 7.3694 | 7.3879 | 6.615 | 6.1811 | 5.8487 | 5.9615 | 5.2128 | 4.2933 | 3.5846 | 3.5166 | 3.4342 | 5.7142 | 6.2992 | 6.509 | 5.627 | 6.0075
Program Specific1-in-2Size: Over 200kWOther2016June Monthly Peak | Program Specific | 1-in-2 | Size: Over 200kW | Other | 2016 | June Monthly Peak | 6 | 143.7205 | 140.7921 | 136.2947 | 134.4091 | 141.1663 | 159.8911 | 183.9008 | 205.4796 | 218.8825 | 227.0797 | 235.8467 | 234.5187 | 228.026 | 231.2803 | 226.1746 | 215.6272 | 201.0223 | 186.9491 | 181.489 | 176.3508 | 175.6447 | 170.1352 | 159.8417 | 153.7221 | -1.4137 | -1.8231 | -1.1015 | -2.7451 | -3.7308 | -3.4091 | -2.2127 | -3.876 | -3.6545 | -4.5842 | -1.2813 | -1.435 | -0.26275 | 0.89202 | 6.3845 | 6.5763 | 8.3203 | 7.5063 | 4.115 | 3.8371 | 3.282 | 3.8533 | 2.8751 | 2.5833 | 67.2901 | 66.2909 | 65.4096 | 64.4115 | 63.624 | 62.9133 | 62.2862 | 62.8899 | 65.632 | 69.9009 | 74.6005 | 78.7611 | 81.3636 | 82.9576 | 84.2836 | 84.688 | 84.9167 | 84.2352 | 83.1032 | 80.6228 | 77.1907 | 73.0991 | 70.779 | 69.1853 | 5.6506 | 5.6422 | 6.1493 | 6.0059 | 5.8722 | 5.5174 | 6.3118 | 5.967 | 7.2527 | 7.3206 | 6.5593 | 6.0435 | 5.6232 | 5.7114 | 4.9948 | 4.1711 | 3.4882 | 3.4258 | 3.3783 | 5.6005 | 6.2344 | 6.4549 | 5.5867 | 5.977
Program Specific1-in-2Size: Over 200kWOther2016July Monthly Peak | Program Specific | 1-in-2 | Size: Over 200kW | Other | 2016 | July Monthly Peak | 7 | 148.9282 | 145.178 | 141.0881 | 140.4767 | 147.8546 | 168.6637 | 193.0682 | 213.9073 | 226.5019 | 235.0107 | 242.3184 | 240.8815 | 234.9998 | 237.6791 | 232.1403 | 222.8778 | 208.9369 | 195.122 | 189.6642 | 184.5799 | 183.1921 | 176.4664 | 165.471 | 158.7323 | -0.90192 | -1.5848 | -0.89819 | -1.7107 | -2.9406 | -3.1094 | -3.415 | -3.4555 | -3.723 | -4.5904 | -3.0047 | -4.0107 | -2.8129 | -2.1472 | 4.0474 | 5.4398 | 6.0051 | 5.8394 | 3.7004 | 2.8353 | 2.1645 | 3.5753 | 2.9627 | 3.0393 | 73.965 | 72.8753 | 72.0737 | 71.3914 | 70.6817 | 69.9707 | 69.4409 | 69.9859 | 72.7046 | 76.4254 | 80.0006 | 83.3549 | 86.002 | 87.7512 | 89.0911 | 89.6544 | 89.0175 | 88.0313 | 87.4942 | 86.2904 | 83.6937 | 80.0156 | 77.545 | 75.6518 | 5.8519 | 5.8146 | 6.3619 | 6.2734 | 6.1468 | 5.8167 | 6.6226 | 6.2081 | 7.5008 | 7.5719 | 6.7354 | 6.2039 | 5.7918 | 5.866 | 5.1235 | 4.3088 | 3.6235 | 3.5735 | 3.5284 | 5.8585 | 6.4984 | 6.6912 | 5.7801 | 6.1682
Program Specific1-in-2Size: Over 200kWOther2016August Monthly Peak | Program Specific | 1-in-2 | Size: Over 200kW | Other | 2016 | August Monthly Peak | 8 | 148.598 | 145.0853 | 140.8712 | 140.2006 | 147.8932 | 169.2727 | 195.7094 | 217.5129 | 232.8566 | 242.8478 | 251.4037 | 251.9203 | 246.4622 | 250.4912 | 244.6471 | 231.7436 | 214.6535 | 199.1615 | 191.834 | 187.8523 | 185.2052 | 176.6557 | 165.7973 | 158.6837 | -0.93005 | -1.5996 | -0.90976 | -1.7693 | -2.9933 | -3.1468 | -3.4024 | -3.5454 | -3.8307 | -4.752 | -3.0234 | -4.0523 | -2.8071 | -2.0898 | 4.407 | 5.7319 | 6.315 | 6.0695 | 3.7753 | 2.95 | 2.2566 | 3.6018 | 2.9693 | 3.0184 | 73.371 | 72.1374 | 70.9425 | 70.0396 | 69.2611 | 68.5216 | 68.0869 | 67.7466 | 69.853 | 74.6204 | 79.8762 | 84.4542 | 87.7761 | 89.6115 | 90.8378 | 91.047 | 90.7244 | 90.0181 | 88.3311 | 85.3892 | 81.1138 | 77.9597 | 76.1421 | 74.838 | 5.8278 | 5.7998 | 6.34 | 6.2491 | 6.1367 | 5.8266 | 6.7004 | 6.3007 | 7.6965 | 7.8095 | 6.9746 | 6.4758 | 6.0627 | 6.1704 | 5.3893 | 4.4717 | 3.7155 | 3.6405 | 3.562 | 5.951 | 6.5573 | 6.6857 | 5.7804 | 6.1545
Program Specific1-in-2Size: Over 200kWOther2016September Monthly Peak | Program Specific | 1-in-2 | Size: Over 200kW | Other | 2016 | September Monthly Peak | 9 | 149.0381 | 145.2657 | 140.643 | 140.755 | 149.0482 | 170.9763 | 200.0686 | 223.237 | 242.1475 | 252.8124 | 261.6764 | 262.2714 | 256.9612 | 260.9759 | 254.5846 | 239.3712 | 220.3271 | 203.9203 | 196.9353 | 194.2249 | 188.0151 | 178.9785 | 167.2425 | 159.3716 | -0.96717 | -1.6196 | -0.92301 | -1.8471 | -3.0761 | -3.2086 | -3.4091 | -3.6756 | -3.9874 | -4.9571 | -3.0357 | -4.0502 | -2.7571 | -1.972 | 4.7537 | 6.0095 | 6.6519 | 6.3417 | 3.9137 | 3.1259 | 2.3696 | 3.6752 | 2.996 | 3.0087 | 72.2623 | 71.1349 | 70.2401 | 69.3387 | 68.479 | 67.758 | 67.3222 | 67.1889 | 69.4515 | 74.074 | 79.1988 | 83.8325 | 87.9249 | 90.2869 | 91.4782 | 91.6073 | 91.0962 | 89.9161 | 88.456 | 85.5664 | 81.8522 | 79.1504 | 77.2401 | 75.8833 | 5.8339 | 5.7959 | 6.3176 | 6.2619 | 6.1728 | 5.874 | 6.8366 | 6.4542 | 7.9883 | 8.1144 | 7.2458 | 6.729 | 6.3089 | 6.4164 | 5.5975 | 4.6101 | 3.8064 | 3.7204 | 3.6497 | 6.1411 | 6.6441 | 6.7606 | 5.8197 | 6.1694
Program Specific1-in-2Size: Over 200kWOther2016October Monthly Peak | Program Specific | 1-in-2 | Size: Over 200kW | Other | 2016 | October Monthly Peak | 10 | 130.1528 | 127.8181 | 122.7064 | 121.586 | 128.6908 | 148.4925 | 176.9186 | 193.5286 | 202.443 | 208.8521 | 215.6822 | 218.0869 | 217.2862 | 221.1962 | 215.5591 | 203.125 | 189.4884 | 183.04 | 176.3636 | 168.31 | 162.1666 | 155.6506 | 145.2905 | 140.2323 | -1.4241 | -1.7311 | -1.0532 | -2.7764 | -3.6472 | -3.2914 | -1.836 | -3.8039 | -3.3954 | -4.2562 | -0.73226 | -0.66269 | 0.43712 | 1.6871 | 6.7654 | 6.5569 | 8.5439 | 7.8967 | 4.162 | 3.9771 | 3.356 | 3.6339 | 2.6168 | 2.2605 | 64.8914 | 64.0406 | 63.2698 | 62.4549 | 61.7348 | 61.1651 | 60.4897 | 60.2774 | 61.0947 | 64.7043 | 69.9077 | 75.8673 | 81.0401 | 84.2851 | 85.3218 | 85.9529 | 85.8392 | 84.797 | 81.9324 | 77.2498 | 73.7327 | 71.207 | 69.2398 | 67.687 | 5.1912 | 5.1964 | 5.6163 | 5.5115 | 5.4307 | 5.1982 | 6.16 | 5.7013 | 6.805 | 6.8304 | 6.0853 | 5.7014 | 5.4358 | 5.5414 | 4.8292 | 3.9861 | 3.3357 | 3.4027 | 3.3304 | 5.4225 | 5.8392 | 5.9908 | 5.1515 | 5.5313
Program Specific1-in-2Size: Over 200kWOther2016November Monthly Peak | Program Specific | 1-in-2 | Size: Over 200kW | Other | 2016 | November Monthly Peak | 11 | 135.1299 | 132.3623 | 127.8959 | 126.5046 | 133.9977 | 154.1056 | 179.5295 | 197.4903 | 207.3585 | 211.0856 | 216.8615 | 218.1347 | 215.8092 | 218.6578 | 212.7575 | 199.4546 | 187.9173 | 182.6223 | 176.0096 | 168.8955 | 163.5898 | 157.8888 | 147.349 | 142.0528 | -1.7264 | -1.9231 | -1.2042 | -3.3947 | -4.2227 | -3.6316 | -1.3706 | -4.1412 | -3.5039 | -4.3688 | -0.003397 | 0.45148 | 1.5665 | 3.035 | 7.7913 | 7.0278 | 9.6261 | 8.7844 | 4.4237 | 4.515 | 3.9306 | 3.869 | 2.6598 | 2.1285 | 58.5561 | 57.5615 | 56.8117 | 55.9757 | 54.9855 | 54.2502 | 54.0534 | 54.0336 | 56.158 | 60.0377 | 64.6275 | 69.0783 | 71.8241 | 73.3039 | 74.305 | 74.1863 | 72.4853 | 69.4421 | 66.319 | 64.3522 | 62.9391 | 61.8124 | 60.892 | 60.0429 | 5.5878 | 5.5789 | 6.0691 | 5.9453 | 5.8625 | 5.593 | 6.4807 | 6.0319 | 7.2265 | 7.1572 | 6.3435 | 5.9123 | 5.5974 | 5.6792 | 4.9417 | 4.058 | 3.4296 | 3.5198 | 3.4459 | 5.6414 | 6.107 | 6.3004 | 5.4166 | 5.8091
Program Specific1-in-2Size: Over 200kWOther2016December Monthly Peak | Program Specific | 1-in-2 | Size: Over 200kW | Other | 2016 | December Monthly Peak | 12 | 126.3659 | 124.0597 | 120.0784 | 119.3595 | 126.6073 | 145.1953 | 169.8748 | 182.6558 | 188.3779 | 189.7104 | 191.4342 | 189.6302 | 185.4813 | 186.243 | 180.1771 | 171.661 | 165.2331 | 163.2421 | 159.1026 | 153.6958 | 149.3507 | 144.1945 | 136.1448 | 132.3193 | -1.6144 | -1.8025 | -1.1306 | -3.203 | -3.9898 | -3.4216 | -1.2969 | -3.8302 | -3.1831 | -3.9264 | -0.0029987 | 0.39248 | 1.3464 | 2.5851 | 6.5982 | 6.0485 | 8.4641 | 7.8522 | 3.9987 | 4.1087 | 3.5885 | 3.5335 | 2.4575 | 1.9826 | 50.4411 | 49.512 | 49.0096 | 48.5055 | 47.8636 | 47.3657 | 47.1052 | 47.0294 | 47.5636 | 50.68 | 54.3697 | 57.5934 | 59.5078 | 60.5751 | 61.4143 | 61.7287 | 61.0258 | 58.6361 | 55.7938 | 53.7638 | 52.2173 | 50.4149 | 48.7608 | 47.4586 | 5.2254 | 5.229 | 5.6981 | 5.6095 | 5.5392 | 5.2696 | 6.1322 | 5.5788 | 6.565 | 6.4325 | 5.5997 | 5.1397 | 4.8108 | 4.8373 | 4.1849 | 3.4925 | 3.0156 | 3.1462 | 3.1149 | 5.1337 | 5.5755 | 5.7539 | 5.0047 | 5.4111
Program Specific1-in-2Size: Over 200kWOther2016Typical Event Day | Program Specific | 1-in-2 | Size: Over 200kW | Other | 2016 | Typical Event Day | 8 | 147.5527 | 144.0619 | 139.9072 | 139.1909 | 146.8428 | 167.9448 | 193.9168 | 214.7778 | 229.2023 | 238.4654 | 246.621 | 247.0437 | 241.4384 | 245.443 | 239.7681 | 227.3294 | 210.8193 | 195.8182 | 188.8732 | 185.143 | 182.9501 | 174.8497 | 164.2705 | 157.4248 | -1.0565 | -1.6581 | -0.96076 | -2.0302 | -3.201 | -3.2377 | -3.1097 | -3.6395 | -3.7847 | -4.7035 | -2.5562 | -3.3535 | -2.1272 | -1.2932 | 4.9362 | 5.9529 | 6.838 | 6.445 | 3.8595 | 3.1899 | 2.5288 | 3.6645 | 2.9452 | 2.9065 | 71.7221 | 70.6096 | 69.6665 | 68.7953 | 68.0114 | 67.2909 | 66.784 | 66.9528 | 69.4103 | 73.7552 | 78.419 | 82.6007 | 85.7667 | 87.6518 | 88.9227 | 89.2492 | 88.9387 | 88.0502 | 86.8461 | 84.4672 | 80.9626 | 77.5562 | 75.4266 | 73.8896 | 5.7529 | 5.7252 | 6.2598 | 6.1678 | 6.0575 | 5.7471 | 6.6002 | 6.1851 | 7.5314 | 7.6237 | 6.8019 | 6.3133 | 5.9044 | 6.0107 | 5.2509 | 4.3609 | 3.6278 | 3.5585 | 3.4865 | 5.8308 | 6.4396 | 6.5786 | 5.6937 | 6.07
Program Specific1-in-2Size: Over 200kWOther2017January Monthly Peak | Program Specific | 1-in-2 | Size: Over 200kW | Other | 2017 | January Monthly Peak | 1 | 133.5743 | 130.6788 | 126.3188 | 126.2565 | 133.9717 | 155.7103 | 186.8311 | 204.5831 | 210.6132 | 210.6863 | 212.0057 | 209.1194 | 204.961 | 206.2277 | 198.9028 | 188.5726 | 178.7983 | 176.2989 | 173.1891 | 167.7568 | 162.3177 | 155.7539 | 147.4032 | 142.4138 | -1.7065 | -1.8987 | -1.1893 | -3.388 | -4.2218 | -3.6694 | -1.4263 | -4.29 | -3.5589 | -4.3605 | -0.0033209 | 0.43282 | 1.4878 | 2.8625 | 7.284 | 6.6444 | 9.159 | 8.4802 | 4.3528 | 4.4846 | 3.9001 | 3.8167 | 2.6608 | 2.1339 | 45.5071 | 44.8603 | 44.2453 | 43.5965 | 43.2469 | 43.1315 | 43.0956 | 42.9399 | 43.3694 | 45.4732 | 48.6713 | 51.4711 | 53.3843 | 54.718 | 55.6814 | 56.2859 | 56.1729 | 54.7694 | 52.7216 | 51.2619 | 50.0683 | 49.0877 | 48.2261 | 47.3534 | 5.5235 | 5.508 | 5.9942 | 5.9337 | 5.8614 | 5.6513 | 6.7443 | 6.2485 | 7.3399 | 7.1437 | 6.2015 | 5.6679 | 5.316 | 5.3563 | 4.6199 | 3.8366 | 3.2632 | 3.3979 | 3.3907 | 5.6034 | 6.0595 | 6.2152 | 5.4186 | 5.8239
Program Specific1-in-2Size: Over 200kWOther2017February Monthly Peak | Program Specific | 1-in-2 | Size: Over 200kW | Other | 2017 | February Monthly Peak | 2 | 131.8693 | 129.101 | 124.6612 | 124.3548 | 131.9145 | 153.0084 | 183.1522 | 199.7296 | 205.3605 | 205.8736 | 207.8135 | 205.819 | 202.1374 | 203.8725 | 197.0353 | 186.7865 | 176.8828 | 174.1471 | 170.7616 | 165.0964 | 159.9891 | 153.8924 | 145.4514 | 140.7224 | -1.6847 | -1.8757 | -1.1737 | -3.337 | -4.157 | -3.6057 | -1.3982 | -4.1882 | -3.4701 | -4.2609 | -0.0032552 | 0.42599 | 1.4673 | 2.8298 | 7.2156 | 6.5814 | 9.0608 | 8.3767 | 4.2918 | 4.4134 | 3.8441 | 3.7711 | 2.6255 | 2.1085 | 49.56 | 49.1471 | 48.8118 | 48.3715 | 47.9816 | 47.7561 | 47.5672 | 47.4323 | 47.9986 | 49.8042 | 51.8124 | 53.706 | 54.4014 | 54.5413 | 54.5449 | 54.035 | 53.8104 | 52.9992 | 51.6756 | 50.5943 | 49.6016 | 48.8041 | 47.4276 | 46.4301 | 5.453 | 5.4415 | 5.9156 | 5.8443 | 5.7714 | 5.5532 | 6.6115 | 6.1002 | 7.1569 | 6.9805 | 6.0788 | 5.5785 | 5.2428 | 5.2952 | 4.5765 | 3.8002 | 3.2282 | 3.3564 | 3.3431 | 5.5145 | 5.9726 | 6.1409 | 5.3469 | 5.7547
Program Specific1-in-2Size: Over 200kWOther2017March Monthly Peak | Program Specific | 1-in-2 | Size: Over 200kW | Other | 2017 | March Monthly Peak | 3 | 136.8637 | 133.141 | 129.2258 | 127.1413 | 134.1472 | 153.7026 | 181.238 | 199.691 | 207.4907 | 207.8567 | 211.5525 | 210.7086 | 207.271 | 210.1085 | 204.3604 | 194.3998 | 183.4547 | 173.4921 | 170.4794 | 169.9611 | 167.4565 | 161.0612 | 151.5044 | 145.1454 | -1.7485 | -1.9344 | -1.2167 | -3.4118 | -4.2274 | -3.6221 | -1.3836 | -4.1874 | -3.5061 | -4.3019 | -0.0033138 | 0.43611 | 1.5046 | 2.9164 | 7.4838 | 6.8497 | 9.3975 | 8.3452 | 4.2847 | 4.5435 | 4.0235 | 3.9468 | 2.7348 | 2.1748 | 49.1533 | 48.3678 | 47.7745 | 47.3821 | 46.949 | 46.5035 | 46.1853 | 46.1101 | 47.949 | 50.2647 | 52.647 | 54.674 | 55.9581 | 56.9494 | 57.2751 | 57.6394 | 57.3718 | 56.602 | 55.1481 | 53.1766 | 51.8991 | 50.7735 | 49.9496 | 49.1021 | 5.6595 | 5.6117 | 6.1322 | 5.9752 | 5.869 | 5.5784 | 6.5424 | 6.0991 | 7.2311 | 7.0478 | 6.1882 | 5.711 | 5.3759 | 5.4571 | 4.7466 | 3.9551 | 3.3482 | 3.3438 | 3.3376 | 5.677 | 6.2514 | 6.427 | 5.5694 | 5.9356
Program Specific1-in-2Size: Over 200kWOther2017April Monthly Peak | Program Specific | 1-in-2 | Size: Over 200kW | Other | 2017 | April Monthly Peak | 4 | 134.2075 | 130.879 | 126.4598 | 123.6305 | 130.2025 | 148.3408 | 173.883 | 191.286 | 200.829 | 205.3798 | 212.7798 | 215.5722 | 214.4183 | 219.0786 | 214.5453 | 203.2566 | 189.7978 | 177.2371 | 171.8611 | 169.5976 | 166.7307 | 160.4922 | 149.6215 | 143.2886 | -1.7146 | -1.9016 | -1.1907 | -3.3176 | -4.1031 | -3.4957 | -1.3275 | -4.0111 | -3.3935 | -4.2507 | -0.003333 | 0.44618 | 1.5564 | 3.0409 | 7.8568 | 7.1618 | 9.7224 | 8.5254 | 4.3194 | 4.5338 | 4.0061 | 3.9328 | 2.7008 | 2.147 | 62.1784 | 61.1837 | 59.9252 | 58.9068 | 58.1467 | 57.5622 | 57.025 | 57.1373 | 59.3902 | 63.2661 | 67.5743 | 71.5946 | 74.9776 | 77.3906 | 78.6262 | 79.1336 | 79.0163 | 78.845 | 77.4147 | 74.8159 | 71.1411 | 68.3901 | 66.197 | 64.2017 | 5.5497 | 5.5164 | 6.0009 | 5.8102 | 5.6965 | 5.3838 | 6.2769 | 5.8424 | 6.9989 | 6.9638 | 6.2241 | 5.8428 | 5.5613 | 5.6901 | 4.9832 | 4.1353 | 3.4639 | 3.416 | 3.3647 | 5.6648 | 6.2243 | 6.4043 | 5.5001 | 5.8597
Program Specific1-in-2Size: Over 200kWOther2017May Monthly Peak | Program Specific | 1-in-2 | Size: Over 200kW | Other | 2017 | May Monthly Peak | 5 | 136.2503 | 133.4401 | 128.734 | 126.838 | 133.92 | 152.3472 | 176.1677 | 197.8851 | 211.4591 | 217.8892 | 226.1412 | 228.0525 | 225.5013 | 229.5275 | 224.4334 | 211.0205 | 196.4085 | 182.4578 | 175.4117 | 171.0751 | 168.7384 | 163.1176 | 153.0724 | 146.9049 | -1.7407 | -1.9388 | -1.2121 | -3.4036 | -4.2202 | -3.5901 | -1.3449 | -4.1495 | -3.5732 | -4.5096 | -0.0035423 | 0.47201 | 1.6369 | 3.1859 | 8.2189 | 7.4353 | 10.061 | 8.7765 | 4.4086 | 4.5733 | 4.0543 | 3.9972 | 2.7631 | 2.2012 | 62.9704 | 62.307 | 61.8294 | 61.2195 | 60.6221 | 60.199 | 59.9595 | 60.3648 | 61.9993 | 64.9596 | 68.4847 | 71.9747 | 75.2517 | 77.7252 | 78.6766 | 79.024 | 79.0619 | 78.0536 | 76.1237 | 73.5342 | 70.0157 | 67.2295 | 65.3493 | 64.0767 | 5.6341 | 5.6244 | 6.1088 | 5.961 | 5.8591 | 5.5292 | 6.3594 | 6.0439 | 7.3694 | 7.3879 | 6.615 | 6.1811 | 5.8487 | 5.9615 | 5.2128 | 4.2933 | 3.5846 | 3.5166 | 3.4342 | 5.7142 | 6.2992 | 6.509 | 5.627 | 6.0075
Program Specific1-in-2Size: Over 200kWOther2017June Monthly Peak | Program Specific | 1-in-2 | Size: Over 200kW | Other | 2017 | June Monthly Peak | 6 | 143.7205 | 140.7921 | 136.2947 | 134.4091 | 141.1663 | 159.8911 | 183.9008 | 205.4796 | 218.8825 | 227.0797 | 235.8466 | 234.5187 | 228.026 | 231.2803 | 226.1746 | 215.6272 | 201.0223 | 186.9491 | 181.489 | 176.3508 | 175.6447 | 170.1352 | 159.8417 | 153.7221 | -1.4137 | -1.8231 | -1.1015 | -2.7451 | -3.7308 | -3.4091 | -2.2127 | -3.876 | -3.6545 | -4.5842 | -1.2813 | -1.435 | -0.26275 | 0.89202 | 6.3845 | 6.5763 | 8.3203 | 7.5063 | 4.115 | 3.8371 | 3.282 | 3.8533 | 2.8751 | 2.5833 | 67.2901 | 66.2909 | 65.4096 | 64.4115 | 63.624 | 62.9133 | 62.2862 | 62.8899 | 65.632 | 69.9009 | 74.6005 | 78.7611 | 81.3637 | 82.9576 | 84.2836 | 84.688 | 84.9167 | 84.2352 | 83.1032 | 80.6228 | 77.1907 | 73.0991 | 70.779 | 69.1853 | 5.6506 | 5.6422 | 6.1493 | 6.0059 | 5.8722 | 5.5174 | 6.3118 | 5.967 | 7.2527 | 7.3206 | 6.5593 | 6.0435 | 5.6232 | 5.7114 | 4.9948 | 4.1711 | 3.4882 | 3.4258 | 3.3783 | 5.6005 | 6.2344 | 6.4549 | 5.5867 | 5.977
Program Specific1-in-2Size: Over 200kWOther2017July Monthly Peak | Program Specific | 1-in-2 | Size: Over 200kW | Other | 2017 | July Monthly Peak | 7 | 148.9282 | 145.178 | 141.0881 | 140.4767 | 147.8546 | 168.6637 | 193.0682 | 213.9073 | 226.5019 | 235.0107 | 242.3184 | 240.8815 | 234.9998 | 237.6791 | 232.1403 | 222.8778 | 208.937 | 195.122 | 189.6642 | 184.5799 | 183.1921 | 176.4664 | 165.471 | 158.7323 | -0.90192 | -1.5848 | -0.89819 | -1.7107 | -2.9406 | -3.1094 | -3.415 | -3.4555 | -3.723 | -4.5904 | -3.0047 | -4.0107 | -2.8129 | -2.1472 | 4.0474 | 5.4398 | 6.0051 | 5.8394 | 3.7004 | 2.8353 | 2.1645 | 3.5753 | 2.9627 | 3.0393 | 73.965 | 72.8753 | 72.0737 | 71.3914 | 70.6817 | 69.9707 | 69.4409 | 69.9859 | 72.7046 | 76.4254 | 80.0006 | 83.3549 | 86.002 | 87.7512 | 89.0911 | 89.6544 | 89.0175 | 88.0313 | 87.4942 | 86.2904 | 83.6937 | 80.0156 | 77.545 | 75.6518 | 5.8519 | 5.8146 | 6.3619 | 6.2734 | 6.1468 | 5.8167 | 6.6226 | 6.2081 | 7.5008 | 7.5719 | 6.7354 | 6.2039 | 5.7918 | 5.866 | 5.1235 | 4.3088 | 3.6235 | 3.5735 | 3.5284 | 5.8585 | 6.4984 | 6.6912 | 5.7801 | 6.1682
Program Specific1-in-2Size: Over 200kWOther2017August Monthly Peak | Program Specific | 1-in-2 | Size: Over 200kW | Other | 2017 | August Monthly Peak | 8 | 148.598 | 145.0853 | 140.8712 | 140.2006 | 147.8932 | 169.2727 | 195.7094 | 217.5129 | 232.8566 | 242.8479 | 251.4037 | 251.9203 | 246.4622 | 250.4912 | 244.647 | 231.7436 | 214.6535 | 199.1615 | 191.834 | 187.8523 | 185.2052 | 176.6557 | 165.7973 | 158.6838 | -0.93005 | -1.5996 | -0.90976 | -1.7693 | -2.9933 | -3.1468 | -3.4024 | -3.5454 | -3.8307 | -4.752 | -3.0234 | -4.0523 | -2.8071 | -2.0898 | 4.407 | 5.7319 | 6.315 | 6.0695 | 3.7753 | 2.95 | 2.2566 | 3.6018 | 2.9693 | 3.0184 | 73.371 | 72.1374 | 70.9426 | 70.0396 | 69.2611 | 68.5216 | 68.0869 | 67.7466 | 69.853 | 74.6204 | 79.8762 | 84.4542 | 87.7761 | 89.6115 | 90.8378 | 91.0471 | 90.7244 | 90.0181 | 88.3311 | 85.3892 | 81.1138 | 77.9597 | 76.1421 | 74.838 | 5.8278 | 5.7998 | 6.34 | 6.2491 | 6.1367 | 5.8266 | 6.7004 | 6.3007 | 7.6965 | 7.8095 | 6.9746 | 6.4758 | 6.0627 | 6.1704 | 5.3893 | 4.4717 | 3.7155 | 3.6405 | 3.562 | 5.951 | 6.5573 | 6.6857 | 5.7804 | 6.1545
Program Specific1-in-2Size: Over 200kWOther2017September Monthly Peak | Program Specific | 1-in-2 | Size: Over 200kW | Other | 2017 | September Monthly Peak | 9 | 149.0381 | 145.2657 | 140.643 | 140.755 | 149.0482 | 170.9763 | 200.0686 | 223.237 | 242.1475 | 252.8124 | 261.6764 | 262.2714 | 256.9612 | 260.9759 | 254.5846 | 239.3712 | 220.3271 | 203.9203 | 196.9353 | 194.2249 | 188.0151 | 178.9785 | 167.2425 | 159.3716 | -0.96717 | -1.6196 | -0.92301 | -1.8471 | -3.0761 | -3.2086 | -3.4091 | -3.6756 | -3.9874 | -4.9571 | -3.0357 | -4.0502 | -2.7571 | -1.972 | 4.7537 | 6.0095 | 6.6519 | 6.3417 | 3.9137 | 3.1259 | 2.3696 | 3.6752 | 2.996 | 3.0087 | 72.2623 | 71.1349 | 70.2401 | 69.3387 | 68.479 | 67.758 | 67.3222 | 67.1889 | 69.4515 | 74.074 | 79.1988 | 83.8325 | 87.9249 | 90.2869 | 91.4781 | 91.6073 | 91.0962 | 89.9161 | 88.456 | 85.5664 | 81.8522 | 79.1504 | 77.2401 | 75.8833 | 5.8339 | 5.7959 | 6.3176 | 6.2619 | 6.1728 | 5.874 | 6.8366 | 6.4542 | 7.9883 | 8.1144 | 7.2458 | 6.729 | 6.3089 | 6.4164 | 5.5975 | 4.6101 | 3.8064 | 3.7204 | 3.6497 | 6.1411 | 6.6441 | 6.7606 | 5.8197 | 6.1694
Program Specific1-in-2Size: Over 200kWOther2017October Monthly Peak | Program Specific | 1-in-2 | Size: Over 200kW | Other | 2017 | October Monthly Peak | 10 | 130.1528 | 127.8181 | 122.7064 | 121.586 | 128.6908 | 148.4925 | 176.9186 | 193.5286 | 202.443 | 208.8521 | 215.6822 | 218.0869 | 217.2862 | 221.1962 | 215.5591 | 203.125 | 189.4884 | 183.04 | 176.3636 | 168.31 | 162.1666 | 155.6506 | 145.2905 | 140.2323 | -1.4241 | -1.7311 | -1.0532 | -2.7764 | -3.6472 | -3.2914 | -1.836 | -3.8039 | -3.3954 | -4.2562 | -0.73226 | -0.66269 | 0.43712 | 1.6871 | 6.7654 | 6.5569 | 8.5439 | 7.8967 | 4.162 | 3.9771 | 3.356 | 3.6339 | 2.6168 | 2.2605 | 64.8914 | 64.0407 | 63.2698 | 62.4549 | 61.7348 | 61.1651 | 60.4897 | 60.2774 | 61.0947 | 64.7043 | 69.9077 | 75.8673 | 81.0401 | 84.2851 | 85.3218 | 85.9529 | 85.8392 | 84.797 | 81.9324 | 77.2498 | 73.7327 | 71.207 | 69.2398 | 67.687 | 5.1912 | 5.1964 | 5.6163 | 5.5115 | 5.4307 | 5.1982 | 6.16 | 5.7013 | 6.805 | 6.8304 | 6.0853 | 5.7014 | 5.4358 | 5.5414 | 4.8292 | 3.9861 | 3.3357 | 3.4027 | 3.3304 | 5.4225 | 5.8392 | 5.9908 | 5.1515 | 5.5313
Program Specific1-in-2Size: Over 200kWOther2017November Monthly Peak | Program Specific | 1-in-2 | Size: Over 200kW | Other | 2017 | November Monthly Peak | 11 | 135.1299 | 132.3623 | 127.8959 | 126.5046 | 133.9977 | 154.1056 | 179.5296 | 197.4903 | 207.3585 | 211.0856 | 216.8615 | 218.1347 | 215.8092 | 218.6578 | 212.7575 | 199.4546 | 187.9173 | 182.6223 | 176.0097 | 168.8955 | 163.5898 | 157.8888 | 147.349 | 142.0528 | -1.7264 | -1.9231 | -1.2042 | -3.3947 | -4.2227 | -3.6316 | -1.3706 | -4.1412 | -3.5039 | -4.3688 | -0.003397 | 0.45148 | 1.5665 | 3.035 | 7.7913 | 7.0278 | 9.6261 | 8.7844 | 4.4237 | 4.515 | 3.9306 | 3.869 | 2.6598 | 2.1285 | 58.5561 | 57.5615 | 56.8117 | 55.9757 | 54.9855 | 54.2502 | 54.0534 | 54.0336 | 56.158 | 60.0377 | 64.6275 | 69.0783 | 71.8241 | 73.3039 | 74.305 | 74.1863 | 72.4853 | 69.4421 | 66.319 | 64.3522 | 62.9391 | 61.8124 | 60.892 | 60.0429 | 5.5878 | 5.5789 | 6.0691 | 5.9453 | 5.8625 | 5.593 | 6.4808 | 6.0319 | 7.2265 | 7.1572 | 6.3435 | 5.9123 | 5.5974 | 5.6792 | 4.9417 | 4.058 | 3.4296 | 3.5198 | 3.4459 | 5.6414 | 6.107 | 6.3004 | 5.4166 | 5.8091
Program Specific1-in-2Size: Over 200kWOther2017December Monthly Peak | Program Specific | 1-in-2 | Size: Over 200kW | Other | 2017 | December Monthly Peak | 12 | 126.3659 | 124.0597 | 120.0784 | 119.3595 | 126.6073 | 145.1952 | 169.8748 | 182.6558 | 188.3779 | 189.7104 | 191.4342 | 189.6302 | 185.4813 | 186.243 | 180.1771 | 171.661 | 165.2331 | 163.2421 | 159.1026 | 153.6958 | 149.3507 | 144.1945 | 136.1448 | 132.3193 | -1.6144 | -1.8025 | -1.1306 | -3.203 | -3.9898 | -3.4216 | -1.2969 | -3.8302 | -3.1831 | -3.9264 | -0.0029987 | 0.39248 | 1.3464 | 2.5851 | 6.5982 | 6.0485 | 8.4641 | 7.8522 | 3.9987 | 4.1087 | 3.5885 | 3.5335 | 2.4575 | 1.9826 | 50.4411 | 49.512 | 49.0096 | 48.5055 | 47.8636 | 47.3657 | 47.1052 | 47.0294 | 47.5636 | 50.68 | 54.3697 | 57.5934 | 59.5078 | 60.5751 | 61.4143 | 61.7287 | 61.0258 | 58.6361 | 55.7938 | 53.7638 | 52.2173 | 50.4149 | 48.7608 | 47.4586 | 5.2254 | 5.229 | 5.6981 | 5.6095 | 5.5392 | 5.2696 | 6.1322 | 5.5788 | 6.565 | 6.4325 | 5.5997 | 5.1397 | 4.8108 | 4.8373 | 4.1849 | 3.4925 | 3.0156 | 3.1462 | 3.1149 | 5.1337 | 5.5755 | 5.7539 | 5.0047 | 5.4111
Program Specific1-in-2Size: Over 200kWOther2017Typical Event Day | Program Specific | 1-in-2 | Size: Over 200kW | Other | 2017 | Typical Event Day | 8 | 147.5527 | 144.0619 | 139.9072 | 139.1909 | 146.8428 | 167.9448 | 193.9168 | 214.7778 | 229.2023 | 238.4654 | 246.621 | 247.0437 | 241.4384 | 245.443 | 239.7681 | 227.3294 | 210.8193 | 195.8182 | 188.8732 | 185.143 | 182.9501 | 174.8497 | 164.2705 | 157.4248 | -1.0565 | -1.6581 | -0.96076 | -2.0302 | -3.201 | -3.2377 | -3.1097 | -3.6395 | -3.7847 | -4.7035 | -2.5562 | -3.3535 | -2.1272 | -1.2932 | 4.9362 | 5.9529 | 6.838 | 6.445 | 3.8595 | 3.1899 | 2.5288 | 3.6645 | 2.9452 | 2.9065 | 71.7221 | 70.6096 | 69.6665 | 68.7953 | 68.0114 | 67.2909 | 66.784 | 66.9528 | 69.4103 | 73.7552 | 78.419 | 82.6007 | 85.7666 | 87.6518 | 88.9227 | 89.2492 | 88.9387 | 88.0502 | 86.8461 | 84.4672 | 80.9626 | 77.5562 | 75.4266 | 73.8896 | 5.7529 | 5.7252 | 6.2598 | 6.1678 | 6.0575 | 5.7471 | 6.6002 | 6.1851 | 7.5314 | 7.6237 | 6.8019 | 6.3133 | 5.9044 | 6.0107 | 5.2509 | 4.3609 | 3.6278 | 3.5585 | 3.4865 | 5.8308 | 6.4396 | 6.5786 | 5.6937 | 6.07
Program Specific1-in-2Size: Over 200kWOther2018January Monthly Peak | Program Specific | 1-in-2 | Size: Over 200kW | Other | 2018 | January Monthly Peak | 1 | 133.5742 | 130.6788 | 126.3188 | 126.2565 | 133.9717 | 155.7103 | 186.8311 | 204.5831 | 210.6132 | 210.6863 | 212.0058 | 209.1194 | 204.961 | 206.2277 | 198.9028 | 188.5726 | 178.7983 | 176.2989 | 173.1891 | 167.7568 | 162.3177 | 155.7539 | 147.4032 | 142.4138 | -1.7065 | -1.8987 | -1.1893 | -3.388 | -4.2218 | -3.6694 | -1.4263 | -4.29 | -3.5589 | -4.3605 | -0.0033209 | 0.43282 | 1.4878 | 2.8625 | 7.284 | 6.6444 | 9.159 | 8.4802 | 4.3528 | 4.4846 | 3.9001 | 3.8167 | 2.6608 | 2.1339 | 45.5071 | 44.8603 | 44.2453 | 43.5965 | 43.2469 | 43.1315 | 43.0956 | 42.9399 | 43.3694 | 45.4732 | 48.6713 | 51.4711 | 53.3843 | 54.718 | 55.6814 | 56.2859 | 56.1729 | 54.7694 | 52.7216 | 51.2619 | 50.0683 | 49.0877 | 48.2261 | 47.3534 | 5.5235 | 5.508 | 5.9942 | 5.9337 | 5.8614 | 5.6513 | 6.7443 | 6.2485 | 7.3399 | 7.1437 | 6.2015 | 5.6679 | 5.316 | 5.3563 | 4.6199 | 3.8366 | 3.2632 | 3.3979 | 3.3907 | 5.6034 | 6.0595 | 6.2152 | 5.4186 | 5.8239
Program Specific1-in-2Size: Over 200kWOther2018February Monthly Peak | Program Specific | 1-in-2 | Size: Over 200kW | Other | 2018 | February Monthly Peak | 2 | 131.8693 | 129.101 | 124.6612 | 124.3548 | 131.9145 | 153.0084 | 183.1522 | 199.7296 | 205.3605 | 205.8736 | 207.8135 | 205.819 | 202.1374 | 203.8725 | 197.0353 | 186.7865 | 176.8828 | 174.1471 | 170.7616 | 165.0964 | 159.9891 | 153.8924 | 145.4514 | 140.7224 | -1.6847 | -1.8757 | -1.1737 | -3.337 | -4.157 | -3.6057 | -1.3982 | -4.1882 | -3.4701 | -4.2609 | -0.0032552 | 0.42599 | 1.4673 | 2.8298 | 7.2156 | 6.5814 | 9.0608 | 8.3767 | 4.2918 | 4.4134 | 3.8441 | 3.7711 | 2.6255 | 2.1085 | 49.56 | 49.1471 | 48.8118 | 48.3715 | 47.9816 | 47.7561 | 47.5672 | 47.4323 | 47.9986 | 49.8042 | 51.8125 | 53.706 | 54.4014 | 54.5413 | 54.5449 | 54.035 | 53.8104 | 52.9992 | 51.6756 | 50.5943 | 49.6016 | 48.8041 | 47.4276 | 46.4301 | 5.453 | 5.4415 | 5.9156 | 5.8443 | 5.7714 | 5.5532 | 6.6115 | 6.1002 | 7.1569 | 6.9805 | 6.0788 | 5.5785 | 5.2428 | 5.2952 | 4.5765 | 3.8002 | 3.2282 | 3.3564 | 3.3431 | 5.5145 | 5.9726 | 6.1409 | 5.3469 | 5.7547
Program Specific1-in-2Size: Over 200kWOther2018March Monthly Peak | Program Specific | 1-in-2 | Size: Over 200kW | Other | 2018 | March Monthly Peak | 3 | 136.8637 | 133.141 | 129.2258 | 127.1413 | 134.1472 | 153.7026 | 181.238 | 199.691 | 207.4908 | 207.8567 | 211.5525 | 210.7086 | 207.271 | 210.1085 | 204.3604 | 194.3998 | 183.4546 | 173.4921 | 170.4794 | 169.9611 | 167.4565 | 161.0612 | 151.5044 | 145.1454 | -1.7485 | -1.9344 | -1.2167 | -3.4118 | -4.2274 | -3.6221 | -1.3836 | -4.1874 | -3.5061 | -4.302 | -0.0033138 | 0.43611 | 1.5046 | 2.9164 | 7.4838 | 6.8497 | 9.3975 | 8.3452 | 4.2847 | 4.5435 | 4.0235 | 3.9468 | 2.7348 | 2.1748 | 49.1533 | 48.3678 | 47.7746 | 47.3821 | 46.949 | 46.5035 | 46.1853 | 46.1101 | 47.949 | 50.2647 | 52.647 | 54.674 | 55.9581 | 56.9494 | 57.2751 | 57.6394 | 57.3718 | 56.6021 | 55.1481 | 53.1766 | 51.8991 | 50.7735 | 49.9496 | 49.1021 | 5.6595 | 5.6117 | 6.1322 | 5.9752 | 5.869 | 5.5784 | 6.5424 | 6.0991 | 7.2311 | 7.0478 | 6.1882 | 5.711 | 5.3759 | 5.4571 | 4.7466 | 3.9551 | 3.3482 | 3.3438 | 3.3376 | 5.677 | 6.2514 | 6.427 | 5.5694 | 5.9356
Program Specific1-in-2Size: Over 200kWOther2018April Monthly Peak | Program Specific | 1-in-2 | Size: Over 200kW | Other | 2018 | April Monthly Peak | 4 | 134.2075 | 130.879 | 126.4598 | 123.6305 | 130.2025 | 148.3408 | 173.883 | 191.286 | 200.829 | 205.3798 | 212.7798 | 215.5722 | 214.4183 | 219.0786 | 214.5453 | 203.2566 | 189.7978 | 177.2371 | 171.8611 | 169.5976 | 166.7307 | 160.4922 | 149.6215 | 143.2886 | -1.7146 | -1.9016 | -1.1907 | -3.3176 | -4.1031 | -3.4957 | -1.3275 | -4.0111 | -3.3935 | -4.2507 | -0.003333 | 0.44618 | 1.5564 | 3.0409 | 7.8568 | 7.1618 | 9.7224 | 8.5254 | 4.3194 | 4.5338 | 4.0061 | 3.9328 | 2.7008 | 2.147 | 62.1784 | 61.1837 | 59.9252 | 58.9068 | 58.1467 | 57.5622 | 57.025 | 57.1373 | 59.3902 | 63.2661 | 67.5743 | 71.5946 | 74.9776 | 77.3906 | 78.6262 | 79.1336 | 79.0163 | 78.845 | 77.4147 | 74.8159 | 71.1411 | 68.3901 | 66.197 | 64.2017 | 5.5497 | 5.5164 | 6.0009 | 5.8102 | 5.6965 | 5.3838 | 6.2769 | 5.8424 | 6.9989 | 6.9638 | 6.2241 | 5.8428 | 5.5613 | 5.6901 | 4.9832 | 4.1353 | 3.4639 | 3.416 | 3.3647 | 5.6648 | 6.2243 | 6.4043 | 5.5001 | 5.8597
Program Specific1-in-2Size: Over 200kWOther2018May Monthly Peak | Program Specific | 1-in-2 | Size: Over 200kW | Other | 2018 | May Monthly Peak | 5 | 136.2503 | 133.4401 | 128.734 | 126.838 | 133.92 | 152.3472 | 176.1677 | 197.8851 | 211.4591 | 217.8892 | 226.1412 | 228.0525 | 225.5013 | 229.5275 | 224.4334 | 211.0205 | 196.4085 | 182.4578 | 175.4117 | 171.0751 | 168.7384 | 163.1176 | 153.0724 | 146.9049 | -1.7407 | -1.9388 | -1.2121 | -3.4036 | -4.2202 | -3.5901 | -1.3449 | -4.1495 | -3.5732 | -4.5096 | -0.0035423 | 0.47201 | 1.6369 | 3.1859 | 8.2189 | 7.4353 | 10.061 | 8.7765 | 4.4086 | 4.5733 | 4.0543 | 3.9972 | 2.7631 | 2.2012 | 62.9704 | 62.307 | 61.8294 | 61.2195 | 60.6221 | 60.199 | 59.9595 | 60.3648 | 61.9993 | 64.9596 | 68.4847 | 71.9747 | 75.2517 | 77.7252 | 78.6767 | 79.024 | 79.0619 | 78.0536 | 76.1237 | 73.5342 | 70.0157 | 67.2295 | 65.3493 | 64.0767 | 5.6341 | 5.6244 | 6.1088 | 5.961 | 5.8591 | 5.5292 | 6.3594 | 6.0439 | 7.3694 | 7.3879 | 6.615 | 6.1811 | 5.8487 | 5.9615 | 5.2128 | 4.2933 | 3.5846 | 3.5166 | 3.4342 | 5.7142 | 6.2992 | 6.509 | 5.627 | 6.0075
Program Specific1-in-2Size: Over 200kWOther2018June Monthly Peak | Program Specific | 1-in-2 | Size: Over 200kW | Other | 2018 | June Monthly Peak | 6 | 143.7205 | 140.7921 | 136.2947 | 134.4091 | 141.1663 | 159.8911 | 183.9008 | 205.4796 | 218.8825 | 227.0797 | 235.8467 | 234.5187 | 228.026 | 231.2803 | 226.1746 | 215.6272 | 201.0223 | 186.9491 | 181.489 | 176.3508 | 175.6447 | 170.1352 | 159.8417 | 153.7221 | -1.4137 | -1.8231 | -1.1015 | -2.7451 | -3.7308 | -3.4091 | -2.2127 | -3.876 | -3.6545 | -4.5842 | -1.2813 | -1.435 | -0.26275 | 0.89202 | 6.3845 | 6.5763 | 8.3203 | 7.5063 | 4.115 | 3.8371 | 3.282 | 3.8533 | 2.8751 | 2.5833 | 67.2901 | 66.2909 | 65.4096 | 64.4115 | 63.624 | 62.9133 | 62.2862 | 62.8899 | 65.632 | 69.9009 | 74.6005 | 78.7611 | 81.3637 | 82.9576 | 84.2836 | 84.688 | 84.9167 | 84.2352 | 83.1032 | 80.6228 | 77.1907 | 73.0991 | 70.779 | 69.1853 | 5.6506 | 5.6422 | 6.1493 | 6.0059 | 5.8722 | 5.5174 | 6.3118 | 5.967 | 7.2527 | 7.3206 | 6.5593 | 6.0435 | 5.6232 | 5.7114 | 4.9948 | 4.1711 | 3.4882 | 3.4258 | 3.3783 | 5.6005 | 6.2344 | 6.4549 | 5.5867 | 5.977
Program Specific1-in-2Size: Over 200kWOther2018July Monthly Peak | Program Specific | 1-in-2 | Size: Over 200kW | Other | 2018 | July Monthly Peak | 7 | 148.9282 | 145.178 | 141.0881 | 140.4767 | 147.8546 | 168.6637 | 193.0682 | 213.9073 | 226.5019 | 235.0107 | 242.3184 | 240.8815 | 234.9998 | 237.6791 | 232.1403 | 222.8778 | 208.937 | 195.122 | 189.6642 | 184.5799 | 183.1921 | 176.4664 | 165.471 | 158.7323 | -0.90192 | -1.5848 | -0.89819 | -1.7107 | -2.9406 | -3.1094 | -3.415 | -3.4555 | -3.723 | -4.5904 | -3.0047 | -4.0107 | -2.8129 | -2.1472 | 4.0474 | 5.4398 | 6.0051 | 5.8394 | 3.7004 | 2.8353 | 2.1645 | 3.5753 | 2.9627 | 3.0393 | 73.965 | 72.8753 | 72.0737 | 71.3914 | 70.6816 | 69.9707 | 69.4409 | 69.9859 | 72.7046 | 76.4254 | 80.0006 | 83.3549 | 86.002 | 87.7512 | 89.0911 | 89.6544 | 89.0175 | 88.0313 | 87.4942 | 86.2904 | 83.6937 | 80.0156 | 77.545 | 75.6518 | 5.8519 | 5.8146 | 6.3619 | 6.2734 | 6.1468 | 5.8167 | 6.6226 | 6.2081 | 7.5008 | 7.5719 | 6.7354 | 6.2039 | 5.7918 | 5.866 | 5.1235 | 4.3088 | 3.6235 | 3.5735 | 3.5284 | 5.8585 | 6.4984 | 6.6912 | 5.7801 | 6.1682
Program Specific1-in-2Size: Over 200kWOther2018August Monthly Peak | Program Specific | 1-in-2 | Size: Over 200kW | Other | 2018 | August Monthly Peak | 8 | 148.598 | 145.0853 | 140.8712 | 140.2006 | 147.8932 | 169.2727 | 195.7094 | 217.5129 | 232.8566 | 242.8479 | 251.4037 | 251.9203 | 246.4622 | 250.4912 | 244.647 | 231.7436 | 214.6535 | 199.1615 | 191.834 | 187.8523 | 185.2052 | 176.6557 | 165.7973 | 158.6837 | -0.93005 | -1.5996 | -0.90976 | -1.7693 | -2.9933 | -3.1468 | -3.4024 | -3.5454 | -3.8307 | -4.752 | -3.0234 | -4.0523 | -2.8071 | -2.0898 | 4.407 | 5.7319 | 6.315 | 6.0695 | 3.7753 | 2.95 | 2.2566 | 3.6018 | 2.9693 | 3.0184 | 73.371 | 72.1374 | 70.9426 | 70.0396 | 69.2611 | 68.5216 | 68.0869 | 67.7466 | 69.853 | 74.6204 | 79.8762 | 84.4542 | 87.7761 | 89.6115 | 90.8378 | 91.047 | 90.7245 | 90.0181 | 88.3311 | 85.3892 | 81.1138 | 77.9597 | 76.1421 | 74.838 | 5.8278 | 5.7998 | 6.34 | 6.2491 | 6.1367 | 5.8266 | 6.7004 | 6.3007 | 7.6965 | 7.8095 | 6.9746 | 6.4758 | 6.0627 | 6.1704 | 5.3893 | 4.4717 | 3.7155 | 3.6405 | 3.562 | 5.951 | 6.5573 | 6.6857 | 5.7804 | 6.1545
Program Specific1-in-2Size: Over 200kWOther2018September Monthly Peak | Program Specific | 1-in-2 | Size: Over 200kW | Other | 2018 | September Monthly Peak | 9 | 149.0381 | 145.2657 | 140.643 | 140.755 | 149.0482 | 170.9763 | 200.0687 | 223.237 | 242.1475 | 252.8124 | 261.6764 | 262.2714 | 256.9612 | 260.9759 | 254.5846 | 239.3712 | 220.3271 | 203.9203 | 196.9353 | 194.2249 | 188.0151 | 178.9785 | 167.2425 | 159.3716 | -0.96717 | -1.6196 | -0.92301 | -1.8471 | -3.0761 | -3.2086 | -3.4091 | -3.6756 | -3.9874 | -4.9571 | -3.0357 | -4.0502 | -2.7571 | -1.972 | 4.7537 | 6.0095 | 6.6519 | 6.3417 | 3.9137 | 3.1259 | 2.3696 | 3.6752 | 2.996 | 3.0087 | 72.2623 | 71.1349 | 70.2401 | 69.3387 | 68.479 | 67.758 | 67.3222 | 67.1889 | 69.4515 | 74.074 | 79.1988 | 83.8325 | 87.9249 | 90.2869 | 91.4781 | 91.6073 | 91.0962 | 89.9161 | 88.456 | 85.5664 | 81.8522 | 79.1504 | 77.2401 | 75.8833 | 5.8339 | 5.7959 | 6.3176 | 6.2619 | 6.1728 | 5.874 | 6.8366 | 6.4542 | 7.9883 | 8.1144 | 7.2458 | 6.729 | 6.3089 | 6.4164 | 5.5975 | 4.6101 | 3.8064 | 3.7204 | 3.6497 | 6.1411 | 6.6441 | 6.7606 | 5.8197 | 6.1694
Program Specific1-in-2Size: Over 200kWOther2018October Monthly Peak | Program Specific | 1-in-2 | Size: Over 200kW | Other | 2018 | October Monthly Peak | 10 | 130.1528 | 127.8181 | 122.7064 | 121.586 | 128.6908 | 148.4925 | 176.9185 | 193.5286 | 202.443 | 208.8521 | 215.6822 | 218.0869 | 217.2862 | 221.1962 | 215.5591 | 203.125 | 189.4884 | 183.04 | 176.3636 | 168.31 | 162.1666 | 155.6506 | 145.2905 | 140.2323 | -1.4241 | -1.7311 | -1.0532 | -2.7764 | -3.6472 | -3.2914 | -1.836 | -3.8039 | -3.3954 | -4.2562 | -0.73226 | -0.66269 | 0.43712 | 1.6871 | 6.7654 | 6.5569 | 8.5439 | 7.8967 | 4.162 | 3.9771 | 3.356 | 3.6339 | 2.6168 | 2.2605 | 64.8914 | 64.0406 | 63.2698 | 62.4549 | 61.7348 | 61.1651 | 60.4897 | 60.2774 | 61.0947 | 64.7043 | 69.9077 | 75.8673 | 81.0401 | 84.2851 | 85.3218 | 85.9529 | 85.8392 | 84.797 | 81.9324 | 77.2498 | 73.7327 | 71.207 | 69.2398 | 67.687 | 5.1912 | 5.1964 | 5.6163 | 5.5115 | 5.4307 | 5.1982 | 6.16 | 5.7013 | 6.805 | 6.8304 | 6.0853 | 5.7014 | 5.4358 | 5.5414 | 4.8292 | 3.9861 | 3.3357 | 3.4027 | 3.3304 | 5.4225 | 5.8392 | 5.9908 | 5.1515 | 5.5313
Program Specific1-in-2Size: Over 200kWOther2018November Monthly Peak | Program Specific | 1-in-2 | Size: Over 200kW | Other | 2018 | November Monthly Peak | 11 | 135.1299 | 132.3624 | 127.8959 | 126.5046 | 133.9977 | 154.1056 | 179.5295 | 197.4903 | 207.3586 | 211.0856 | 216.8615 | 218.1347 | 215.8092 | 218.6578 | 212.7575 | 199.4546 | 187.9173 | 182.6223 | 176.0096 | 168.8955 | 163.5898 | 157.8888 | 147.349 | 142.0528 | -1.7264 | -1.9231 | -1.2042 | -3.3947 | -4.2227 | -3.6316 | -1.3706 | -4.1412 | -3.5039 | -4.3688 | -0.003397 | 0.45148 | 1.5665 | 3.035 | 7.7913 | 7.0278 | 9.6261 | 8.7844 | 4.4237 | 4.515 | 3.9306 | 3.869 | 2.6598 | 2.1285 | 58.5561 | 57.5615 | 56.8117 | 55.9757 | 54.9855 | 54.2502 | 54.0533 | 54.0336 | 56.158 | 60.0377 | 64.6275 | 69.0783 | 71.8241 | 73.3039 | 74.305 | 74.1863 | 72.4853 | 69.4421 | 66.319 | 64.3522 | 62.9391 | 61.8124 | 60.892 | 60.0429 | 5.5878 | 5.5789 | 6.0691 | 5.9453 | 5.8625 | 5.593 | 6.4807 | 6.0319 | 7.2265 | 7.1572 | 6.3435 | 5.9123 | 5.5974 | 5.6792 | 4.9417 | 4.058 | 3.4296 | 3.5198 | 3.4459 | 5.6414 | 6.107 | 6.3004 | 5.4166 | 5.8091
Program Specific1-in-2Size: Over 200kWOther2018December Monthly Peak | Program Specific | 1-in-2 | Size: Over 200kW | Other | 2018 | December Monthly Peak | 12 | 126.3659 | 124.0597 | 120.0784 | 119.3595 | 126.6073 | 145.1952 | 169.8748 | 182.6558 | 188.3779 | 189.7104 | 191.4342 | 189.6302 | 185.4813 | 186.243 | 180.1771 | 171.661 | 165.2331 | 163.2421 | 159.1026 | 153.6958 | 149.3507 | 144.1945 | 136.1448 | 132.3193 | -1.6144 | -1.8025 | -1.1306 | -3.203 | -3.9898 | -3.4216 | -1.2969 | -3.8302 | -3.1831 | -3.9264 | -0.0029987 | 0.39248 | 1.3464 | 2.5851 | 6.5982 | 6.0485 | 8.4641 | 7.8522 | 3.9987 | 4.1087 | 3.5885 | 3.5335 | 2.4575 | 1.9826 | 50.4411 | 49.512 | 49.0096 | 48.5055 | 47.8636 | 47.3657 | 47.1052 | 47.0294 | 47.5636 | 50.68 | 54.3697 | 57.5934 | 59.5078 | 60.5751 | 61.4143 | 61.7287 | 61.0258 | 58.6361 | 55.7938 | 53.7638 | 52.2173 | 50.4149 | 48.7608 | 47.4586 | 5.2254 | 5.229 | 5.6981 | 5.6095 | 5.5392 | 5.2696 | 6.1322 | 5.5788 | 6.565 | 6.4325 | 5.5997 | 5.1397 | 4.8108 | 4.8373 | 4.1849 | 3.4925 | 3.0156 | 3.1462 | 3.1149 | 5.1337 | 5.5755 | 5.7539 | 5.0047 | 5.4111
Program Specific1-in-2Size: Over 200kWOther2018Typical Event Day | Program Specific | 1-in-2 | Size: Over 200kW | Other | 2018 | Typical Event Day | 8 | 147.5527 | 144.0619 | 139.9072 | 139.1909 | 146.8428 | 167.9448 | 193.9168 | 214.7778 | 229.2023 | 238.4654 | 246.621 | 247.0437 | 241.4384 | 245.4429 | 239.7681 | 227.3294 | 210.8193 | 195.8182 | 188.8732 | 185.143 | 182.9501 | 174.8497 | 164.2705 | 157.4248 | -1.0565 | -1.6581 | -0.96076 | -2.0302 | -3.201 | -3.2377 | -3.1097 | -3.6395 | -3.7847 | -4.7035 | -2.5562 | -3.3535 | -2.1272 | -1.2932 | 4.9362 | 5.9529 | 6.838 | 6.445 | 3.8595 | 3.1899 | 2.5288 | 3.6645 | 2.9452 | 2.9065 | 71.7221 | 70.6096 | 69.6665 | 68.7953 | 68.0114 | 67.2909 | 66.784 | 66.9528 | 69.4103 | 73.7552 | 78.419 | 82.6007 | 85.7667 | 87.6518 | 88.9227 | 89.2492 | 88.9387 | 88.0502 | 86.8461 | 84.4672 | 80.9626 | 77.5562 | 75.4266 | 73.8896 | 5.7529 | 5.7252 | 6.2598 | 6.1678 | 6.0575 | 5.7471 | 6.6002 | 6.1851 | 7.5314 | 7.6237 | 6.8019 | 6.3133 | 5.9044 | 6.0107 | 5.2509 | 4.3609 | 3.6278 | 3.5585 | 3.4865 | 5.8308 | 6.4396 | 6.5786 | 5.6937 | 6.07
Program Specific1-in-2Size: Over 200kWOther2019January Monthly Peak | Program Specific | 1-in-2 | Size: Over 200kW | Other | 2019 | January Monthly Peak | 1 | 133.5742 | 130.6788 | 126.3188 | 126.2565 | 133.9717 | 155.7103 | 186.8311 | 204.5831 | 210.6132 | 210.6863 | 212.0057 | 209.1194 | 204.961 | 206.2277 | 198.9028 | 188.5726 | 178.7983 | 176.299 | 173.1891 | 167.7568 | 162.3177 | 155.7539 | 147.4032 | 142.4138 | -1.7065 | -1.8987 | -1.1893 | -3.388 | -4.2218 | -3.6694 | -1.4263 | -4.29 | -3.5589 | -4.3605 | -0.0033209 | 0.43282 | 1.4878 | 2.8625 | 7.284 | 6.6444 | 9.159 | 8.4802 | 4.3528 | 4.4846 | 3.9001 | 3.8167 | 2.6608 | 2.1339 | 45.5071 | 44.8603 | 44.2453 | 43.5965 | 43.2469 | 43.1315 | 43.0956 | 42.9399 | 43.3694 | 45.4732 | 48.6713 | 51.4711 | 53.3843 | 54.718 | 55.6814 | 56.2859 | 56.1729 | 54.7694 | 52.7216 | 51.2619 | 50.0683 | 49.0877 | 48.2261 | 47.3534 | 5.5235 | 5.508 | 5.9942 | 5.9337 | 5.8614 | 5.6513 | 6.7443 | 6.2485 | 7.3399 | 7.1437 | 6.2015 | 5.6679 | 5.316 | 5.3563 | 4.6199 | 3.8366 | 3.2632 | 3.3979 | 3.3907 | 5.6034 | 6.0595 | 6.2152 | 5.4186 | 5.8239
Program Specific1-in-2Size: Over 200kWOther2019February Monthly Peak | Program Specific | 1-in-2 | Size: Over 200kW | Other | 2019 | February Monthly Peak | 2 | 131.8693 | 129.1009 | 124.6612 | 124.3548 | 131.9145 | 153.0084 | 183.1522 | 199.7296 | 205.3605 | 205.8736 | 207.8135 | 205.819 | 202.1374 | 203.8725 | 197.0353 | 186.7865 | 176.8828 | 174.1471 | 170.7616 | 165.0964 | 159.9891 | 153.8924 | 145.4514 | 140.7224 | -1.6847 | -1.8757 | -1.1737 | -3.337 | -4.157 | -3.6057 | -1.3982 | -4.1882 | -3.4701 | -4.2609 | -0.0032552 | 0.42599 | 1.4673 | 2.8298 | 7.2156 | 6.5814 | 9.0608 | 8.3767 | 4.2918 | 4.4134 | 3.8441 | 3.7711 | 2.6255 | 2.1085 | 49.56 | 49.1471 | 48.8118 | 48.3715 | 47.9816 | 47.7561 | 47.5672 | 47.4323 | 47.9986 | 49.8042 | 51.8124 | 53.706 | 54.4014 | 54.5413 | 54.5449 | 54.035 | 53.8104 | 52.9992 | 51.6756 | 50.5943 | 49.6016 | 48.8041 | 47.4276 | 46.4301 | 5.453 | 5.4415 | 5.9156 | 5.8443 | 5.7714 | 5.5532 | 6.6115 | 6.1002 | 7.1569 | 6.9805 | 6.0788 | 5.5785 | 5.2428 | 5.2952 | 4.5765 | 3.8002 | 3.2282 | 3.3564 | 3.3431 | 5.5145 | 5.9726 | 6.1409 | 5.3469 | 5.7547
Program Specific1-in-2Size: Over 200kWOther2019March Monthly Peak | Program Specific | 1-in-2 | Size: Over 200kW | Other | 2019 | March Monthly Peak | 3 | 136.8637 | 133.141 | 129.2258 | 127.1413 | 134.1472 | 153.7026 | 181.238 | 199.691 | 207.4908 | 207.8567 | 211.5525 | 210.7086 | 207.271 | 210.1085 | 204.3604 | 194.3998 | 183.4547 | 173.4921 | 170.4794 | 169.9611 | 167.4565 | 161.0612 | 151.5044 | 145.1454 | -1.7485 | -1.9344 | -1.2167 | -3.4118 | -4.2274 | -3.6221 | -1.3836 | -4.1874 | -3.5061 | -4.3019 | -0.0033138 | 0.43611 | 1.5046 | 2.9164 | 7.4838 | 6.8497 | 9.3975 | 8.3452 | 4.2847 | 4.5435 | 4.0235 | 3.9468 | 2.7348 | 2.1748 | 49.1533 | 48.3678 | 47.7745 | 47.3821 | 46.949 | 46.5035 | 46.1853 | 46.1101 | 47.949 | 50.2647 | 52.647 | 54.674 | 55.9581 | 56.9494 | 57.2751 | 57.6394 | 57.3718 | 56.602 | 55.1481 | 53.1766 | 51.8991 | 50.7735 | 49.9496 | 49.1021 | 5.6595 | 5.6117 | 6.1322 | 5.9752 | 5.869 | 5.5784 | 6.5424 | 6.0991 | 7.2311 | 7.0478 | 6.1882 | 5.711 | 5.3759 | 5.4571 | 4.7466 | 3.9551 | 3.3482 | 3.3438 | 3.3376 | 5.677 | 6.2514 | 6.427 | 5.5694 | 5.9356
Program Specific1-in-2Size: Over 200kWOther2019April Monthly Peak | Program Specific | 1-in-2 | Size: Over 200kW | Other | 2019 | April Monthly Peak | 4 | 134.2075 | 130.879 | 126.4598 | 123.6305 | 130.2025 | 148.3408 | 173.883 | 191.286 | 200.829 | 205.3798 | 212.7798 | 215.5722 | 214.4183 | 219.0786 | 214.5453 | 203.2566 | 189.7978 | 177.2371 | 171.8611 | 169.5976 | 166.7307 | 160.4922 | 149.6215 | 143.2886 | -1.7146 | -1.9016 | -1.1907 | -3.3176 | -4.1031 | -3.4957 | -1.3275 | -4.0111 | -3.3935 | -4.2507 | -0.003333 | 0.44618 | 1.5564 | 3.0409 | 7.8568 | 7.1618 | 9.7224 | 8.5254 | 4.3194 | 4.5338 | 4.0061 | 3.9328 | 2.7008 | 2.147 | 62.1784 | 61.1837 | 59.9252 | 58.9067 | 58.1467 | 57.5622 | 57.025 | 57.1373 | 59.3902 | 63.2661 | 67.5743 | 71.5946 | 74.9776 | 77.3906 | 78.6262 | 79.1336 | 79.0163 | 78.845 | 77.4147 | 74.8159 | 71.1411 | 68.3901 | 66.197 | 64.2017 | 5.5497 | 5.5164 | 6.0009 | 5.8102 | 5.6965 | 5.3838 | 6.2769 | 5.8424 | 6.9989 | 6.9638 | 6.2241 | 5.8428 | 5.5613 | 5.6901 | 4.9832 | 4.1353 | 3.4639 | 3.416 | 3.3647 | 5.6648 | 6.2243 | 6.4043 | 5.5001 | 5.8597
Program Specific1-in-2Size: Over 200kWOther2019May Monthly Peak | Program Specific | 1-in-2 | Size: Over 200kW | Other | 2019 | May Monthly Peak | 5 | 136.2503 | 133.4401 | 128.734 | 126.838 | 133.92 | 152.3472 | 176.1677 | 197.8851 | 211.4591 | 217.8892 | 226.1412 | 228.0525 | 225.5013 | 229.5275 | 224.4334 | 211.0205 | 196.4085 | 182.4578 | 175.4117 | 171.0751 | 168.7384 | 163.1176 | 153.0724 | 146.9049 | -1.7407 | -1.9388 | -1.2121 | -3.4036 | -4.2202 | -3.5901 | -1.3449 | -4.1495 | -3.5732 | -4.5096 | -0.0035423 | 0.47201 | 1.6369 | 3.1859 | 8.2189 | 7.4353 | 10.061 | 8.7765 | 4.4086 | 4.5733 | 4.0543 | 3.9972 | 2.7631 | 2.2012 | 62.9704 | 62.307 | 61.8294 | 61.2195 | 60.6221 | 60.199 | 59.9595 | 60.3648 | 61.9993 | 64.9596 | 68.4847 | 71.9747 | 75.2517 | 77.7252 | 78.6767 | 79.024 | 79.0619 | 78.0536 | 76.1237 | 73.5342 | 70.0157 | 67.2295 | 65.3493 | 64.0767 | 5.6341 | 5.6244 | 6.1088 | 5.961 | 5.8591 | 5.5292 | 6.3594 | 6.0439 | 7.3694 | 7.3879 | 6.615 | 6.1811 | 5.8487 | 5.9615 | 5.2128 | 4.2933 | 3.5846 | 3.5166 | 3.4342 | 5.7142 | 6.2992 | 6.509 | 5.627 | 6.0075
Program Specific1-in-2Size: Over 200kWOther2019June Monthly Peak | Program Specific | 1-in-2 | Size: Over 200kW | Other | 2019 | June Monthly Peak | 6 | 143.7205 | 140.7921 | 136.2947 | 134.4091 | 141.1663 | 159.8911 | 183.9008 | 205.4796 | 218.8825 | 227.0797 | 235.8467 | 234.5187 | 228.026 | 231.2803 | 226.1746 | 215.6272 | 201.0223 | 186.9491 | 181.489 | 176.3508 | 175.6447 | 170.1352 | 159.8417 | 153.7221 | -1.4137 | -1.8231 | -1.1015 | -2.7451 | -3.7308 | -3.4091 | -2.2127 | -3.876 | -3.6545 | -4.5842 | -1.2813 | -1.435 | -0.26275 | 0.89202 | 6.3845 | 6.5763 | 8.3203 | 7.5063 | 4.115 | 3.8371 | 3.282 | 3.8533 | 2.8751 | 2.5833 | 67.2901 | 66.2909 | 65.4096 | 64.4115 | 63.624 | 62.9133 | 62.2862 | 62.8899 | 65.632 | 69.9009 | 74.6005 | 78.7611 | 81.3636 | 82.9576 | 84.2836 | 84.688 | 84.9167 | 84.2352 | 83.1031 | 80.6228 | 77.1907 | 73.0991 | 70.779 | 69.1853 | 5.6506 | 5.6422 | 6.1493 | 6.0059 | 5.8722 | 5.5174 | 6.3118 | 5.967 | 7.2527 | 7.3206 | 6.5593 | 6.0435 | 5.6232 | 5.7114 | 4.9948 | 4.1711 | 3.4882 | 3.4258 | 3.3783 | 5.6005 | 6.2344 | 6.4549 | 5.5867 | 5.977
Program Specific1-in-2Size: Over 200kWOther2019July Monthly Peak | Program Specific | 1-in-2 | Size: Over 200kW | Other | 2019 | July Monthly Peak | 7 | 148.9282 | 145.178 | 141.0881 | 140.4767 | 147.8546 | 168.6637 | 193.0682 | 213.9073 | 226.5019 | 235.0107 | 242.3184 | 240.8815 | 234.9998 | 237.6791 | 232.1403 | 222.8778 | 208.9369 | 195.122 | 189.6642 | 184.5799 | 183.1921 | 176.4664 | 165.471 | 158.7323 | -0.90192 | -1.5848 | -0.89819 | -1.7107 | -2.9406 | -3.1094 | -3.415 | -3.4555 | -3.723 | -4.5904 | -3.0047 | -4.0107 | -2.8129 | -2.1472 | 4.0474 | 5.4398 | 6.0051 | 5.8394 | 3.7004 | 2.8353 | 2.1645 | 3.5753 | 2.9627 | 3.0393 | 73.965 | 72.8753 | 72.0737 | 71.3914 | 70.6816 | 69.9708 | 69.4409 | 69.9859 | 72.7046 | 76.4254 | 80.0006 | 83.3549 | 86.002 | 87.7512 | 89.0911 | 89.6544 | 89.0175 | 88.0313 | 87.4942 | 86.2904 | 83.6937 | 80.0156 | 77.545 | 75.6518 | 5.8519 | 5.8146 | 6.3619 | 6.2734 | 6.1468 | 5.8167 | 6.6226 | 6.2081 | 7.5008 | 7.5719 | 6.7354 | 6.2039 | 5.7918 | 5.866 | 5.1235 | 4.3088 | 3.6235 | 3.5735 | 3.5284 | 5.8585 | 6.4984 | 6.6912 | 5.7801 | 6.1682
Program Specific1-in-2Size: Over 200kWOther2019August Monthly Peak | Program Specific | 1-in-2 | Size: Over 200kW | Other | 2019 | August Monthly Peak | 8 | 148.598 | 145.0853 | 140.8712 | 140.2006 | 147.8932 | 169.2727 | 195.7094 | 217.5129 | 232.8566 | 242.8479 | 251.4037 | 251.9203 | 246.4622 | 250.4912 | 244.647 | 231.7436 | 214.6535 | 199.1615 | 191.834 | 187.8523 | 185.2052 | 176.6557 | 165.7973 | 158.6837 | -0.93005 | -1.5996 | -0.90976 | -1.7693 | -2.9933 | -3.1468 | -3.4024 | -3.5454 | -3.8307 | -4.752 | -3.0234 | -4.0523 | -2.8071 | -2.0898 | 4.407 | 5.7319 | 6.315 | 6.0695 | 3.7753 | 2.95 | 2.2566 | 3.6018 | 2.9693 | 3.0184 | 73.371 | 72.1374 | 70.9426 | 70.0396 | 69.2611 | 68.5216 | 68.0869 | 67.7466 | 69.853 | 74.6204 | 79.8762 | 84.4542 | 87.7761 | 89.6115 | 90.8378 | 91.047 | 90.7245 | 90.0181 | 88.3311 | 85.3892 | 81.1138 | 77.9597 | 76.1421 | 74.838 | 5.8278 | 5.7998 | 6.34 | 6.2491 | 6.1367 | 5.8266 | 6.7004 | 6.3007 | 7.6965 | 7.8095 | 6.9746 | 6.4758 | 6.0627 | 6.1704 | 5.3893 | 4.4717 | 3.7155 | 3.6405 | 3.562 | 5.951 | 6.5573 | 6.6857 | 5.7804 | 6.1545
Program Specific1-in-2Size: Over 200kWOther2019September Monthly Peak | Program Specific | 1-in-2 | Size: Over 200kW | Other | 2019 | September Monthly Peak | 9 | 149.0381 | 145.2657 | 140.643 | 140.755 | 149.0483 | 170.9763 | 200.0687 | 223.2369 | 242.1475 | 252.8124 | 261.6764 | 262.2714 | 256.9612 | 260.9759 | 254.5846 | 239.3712 | 220.3271 | 203.9203 | 196.9353 | 194.2249 | 188.0151 | 178.9785 | 167.2425 | 159.3716 | -0.96717 | -1.6196 | -0.92301 | -1.8471 | -3.0761 | -3.2086 | -3.4091 | -3.6756 | -3.9874 | -4.9571 | -3.0357 | -4.0502 | -2.7571 | -1.972 | 4.7537 | 6.0095 | 6.6519 | 6.3417 | 3.9137 | 3.1259 | 2.3696 | 3.6752 | 2.996 | 3.0087 | 72.2623 | 71.1349 | 70.2401 | 69.3387 | 68.479 | 67.758 | 67.3222 | 67.1889 | 69.4515 | 74.074 | 79.1988 | 83.8325 | 87.9249 | 90.2869 | 91.4782 | 91.6073 | 91.0962 | 89.9161 | 88.456 | 85.5664 | 81.8522 | 79.1504 | 77.2401 | 75.8833 | 5.8339 | 5.7959 | 6.3176 | 6.2619 | 6.1728 | 5.874 | 6.8366 | 6.4542 | 7.9883 | 8.1144 | 7.2458 | 6.729 | 6.3089 | 6.4164 | 5.5975 | 4.6101 | 3.8064 | 3.7204 | 3.6497 | 6.1411 | 6.6441 | 6.7606 | 5.8197 | 6.1694
Program Specific1-in-2Size: Over 200kWOther2019October Monthly Peak | Program Specific | 1-in-2 | Size: Over 200kW | Other | 2019 | October Monthly Peak | 10 | 130.1528 | 127.8181 | 122.7064 | 121.586 | 128.6908 | 148.4925 | 176.9186 | 193.5286 | 202.443 | 208.8521 | 215.6822 | 218.0868 | 217.2862 | 221.1962 | 215.5591 | 203.125 | 189.4884 | 183.04 | 176.3637 | 168.31 | 162.1666 | 155.6506 | 145.2905 | 140.2323 | -1.4241 | -1.7311 | -1.0532 | -2.7764 | -3.6472 | -3.2914 | -1.836 | -3.8039 | -3.3954 | -4.2562 | -0.73226 | -0.66269 | 0.43712 | 1.6871 | 6.7654 | 6.5569 | 8.5439 | 7.8967 | 4.162 | 3.9771 | 3.356 | 3.6339 | 2.6168 | 2.2605 | 64.8914 | 64.0406 | 63.2698 | 62.4549 | 61.7348 | 61.1651 | 60.4897 | 60.2774 | 61.0947 | 64.7043 | 69.9077 | 75.8673 | 81.0401 | 84.2851 | 85.3218 | 85.9529 | 85.8392 | 84.797 | 81.9324 | 77.2498 | 73.7327 | 71.207 | 69.2398 | 67.687 | 5.1912 | 5.1964 | 5.6163 | 5.5115 | 5.4307 | 5.1982 | 6.16 | 5.7013 | 6.805 | 6.8304 | 6.0853 | 5.7014 | 5.4358 | 5.5414 | 4.8292 | 3.9861 | 3.3357 | 3.4027 | 3.3304 | 5.4225 | 5.8392 | 5.9908 | 5.1515 | 5.5313
Program Specific1-in-2Size: Over 200kWOther2019November Monthly Peak | Program Specific | 1-in-2 | Size: Over 200kW | Other | 2019 | November Monthly Peak | 11 | 135.1299 | 132.3623 | 127.8959 | 126.5046 | 133.9977 | 154.1056 | 179.5296 | 197.4903 | 207.3586 | 211.0856 | 216.8615 | 218.1347 | 215.8092 | 218.6578 | 212.7575 | 199.4546 | 187.9173 | 182.6223 | 176.0096 | 168.8955 | 163.5898 | 157.8888 | 147.349 | 142.0528 | -1.7264 | -1.9231 | -1.2042 | -3.3947 | -4.2227 | -3.6316 | -1.3706 | -4.1412 | -3.5039 | -4.3688 | -0.003397 | 0.45148 | 1.5665 | 3.035 | 7.7913 | 7.0278 | 9.6261 | 8.7844 | 4.4237 | 4.515 | 3.9306 | 3.869 | 2.6598 | 2.1285 | 58.5561 | 57.5615 | 56.8117 | 55.9757 | 54.9855 | 54.2502 | 54.0534 | 54.0336 | 56.158 | 60.0377 | 64.6275 | 69.0783 | 71.8241 | 73.3039 | 74.305 | 74.1863 | 72.4853 | 69.4421 | 66.319 | 64.3522 | 62.9391 | 61.8124 | 60.892 | 60.0429 | 5.5878 | 5.5789 | 6.0691 | 5.9453 | 5.8625 | 5.593 | 6.4808 | 6.0319 | 7.2265 | 7.1572 | 6.3435 | 5.9123 | 5.5974 | 5.6792 | 4.9417 | 4.058 | 3.4296 | 3.5198 | 3.4459 | 5.6414 | 6.107 | 6.3004 | 5.4166 | 5.8091
Program Specific1-in-2Size: Over 200kWOther2019December Monthly Peak | Program Specific | 1-in-2 | Size: Over 200kW | Other | 2019 | December Monthly Peak | 12 | 126.3659 | 124.0597 | 120.0784 | 119.3595 | 126.6073 | 145.1953 | 169.8748 | 182.6558 | 188.3779 | 189.7104 | 191.4342 | 189.6302 | 185.4813 | 186.243 | 180.1771 | 171.6611 | 165.2331 | 163.2421 | 159.1026 | 153.6958 | 149.3507 | 144.1945 | 136.1448 | 132.3193 | -1.6144 | -1.8025 | -1.1306 | -3.203 | -3.9898 | -3.4216 | -1.2969 | -3.8302 | -3.1831 | -3.9264 | -0.0029987 | 0.39248 | 1.3464 | 2.5851 | 6.5982 | 6.0485 | 8.4641 | 7.8522 | 3.9987 | 4.1087 | 3.5885 | 3.5335 | 2.4575 | 1.9826 | 50.4411 | 49.512 | 49.0096 | 48.5055 | 47.8636 | 47.3657 | 47.1052 | 47.0294 | 47.5636 | 50.68 | 54.3697 | 57.5934 | 59.5078 | 60.5751 | 61.4143 | 61.7287 | 61.0258 | 58.6361 | 55.7938 | 53.7638 | 52.2173 | 50.4149 | 48.7608 | 47.4586 | 5.2254 | 5.229 | 5.6981 | 5.6095 | 5.5392 | 5.2696 | 6.1322 | 5.5788 | 6.565 | 6.4325 | 5.5997 | 5.1397 | 4.8108 | 4.8373 | 4.1849 | 3.4925 | 3.0156 | 3.1462 | 3.1149 | 5.1337 | 5.5755 | 5.7539 | 5.0047 | 5.4111
Program Specific1-in-2Size: Over 200kWOther2019Typical Event Day | Program Specific | 1-in-2 | Size: Over 200kW | Other | 2019 | Typical Event Day | 8 | 147.5527 | 144.0619 | 139.9072 | 139.1909 | 146.8428 | 167.9448 | 193.9168 | 214.7778 | 229.2023 | 238.4654 | 246.621 | 247.0437 | 241.4384 | 245.4429 | 239.7681 | 227.3294 | 210.8193 | 195.8182 | 188.8732 | 185.143 | 182.9501 | 174.8497 | 164.2705 | 157.4248 | -1.0565 | -1.6581 | -0.96076 | -2.0302 | -3.201 | -3.2377 | -3.1097 | -3.6395 | -3.7847 | -4.7035 | -2.5562 | -3.3535 | -2.1272 | -1.2932 | 4.9362 | 5.9529 | 6.838 | 6.445 | 3.8595 | 3.1899 | 2.5288 | 3.6645 | 2.9452 | 2.9065 | 71.7221 | 70.6096 | 69.6665 | 68.7953 | 68.0114 | 67.2909 | 66.784 | 66.9528 | 69.4103 | 73.7552 | 78.419 | 82.6007 | 85.7666 | 87.6518 | 88.9227 | 89.2492 | 88.9387 | 88.0502 | 86.8461 | 84.4672 | 80.9626 | 77.5562 | 75.4266 | 73.8896 | 5.7529 | 5.7252 | 6.2598 | 6.1678 | 6.0575 | 5.7471 | 6.6002 | 6.1851 | 7.5314 | 7.6237 | 6.8019 | 6.3133 | 5.9044 | 6.0107 | 5.2509 | 4.3609 | 3.6278 | 3.5585 | 3.4865 | 5.8308 | 6.4396 | 6.5786 | 5.6937 | 6.07
Program Specific1-in-2Size: Over 200kWOther2020January Monthly Peak | Program Specific | 1-in-2 | Size: Over 200kW | Other | 2020 | January Monthly Peak | 1 | 133.5742 | 130.6788 | 126.3188 | 126.2565 | 133.9717 | 155.7103 | 186.8311 | 204.5831 | 210.6132 | 210.6863 | 212.0057 | 209.1194 | 204.961 | 206.2277 | 198.9028 | 188.5726 | 178.7983 | 176.299 | 173.1891 | 167.7568 | 162.3177 | 155.7539 | 147.4032 | 142.4138 | -1.7065 | -1.8987 | -1.1893 | -3.388 | -4.2218 | -3.6694 | -1.4263 | -4.29 | -3.5589 | -4.3605 | -0.0033209 | 0.43282 | 1.4878 | 2.8625 | 7.284 | 6.6444 | 9.159 | 8.4802 | 4.3528 | 4.4846 | 3.9001 | 3.8167 | 2.6608 | 2.1339 | 45.5071 | 44.8603 | 44.2453 | 43.5965 | 43.2469 | 43.1315 | 43.0956 | 42.9399 | 43.3694 | 45.4732 | 48.6713 | 51.4711 | 53.3843 | 54.718 | 55.6814 | 56.2859 | 56.1729 | 54.7694 | 52.7216 | 51.2619 | 50.0683 | 49.0877 | 48.2261 | 47.3534 | 5.5235 | 5.508 | 5.9942 | 5.9337 | 5.8614 | 5.6513 | 6.7443 | 6.2485 | 7.3399 | 7.1437 | 6.2015 | 5.6679 | 5.316 | 5.3563 | 4.6199 | 3.8366 | 3.2632 | 3.3979 | 3.3907 | 5.6034 | 6.0595 | 6.2152 | 5.4186 | 5.8239
Program Specific1-in-2Size: Over 200kWOther2020February Monthly Peak | Program Specific | 1-in-2 | Size: Over 200kW | Other | 2020 | February Monthly Peak | 2 | 131.8693 | 129.101 | 124.6612 | 124.3548 | 131.9145 | 153.0084 | 183.1522 | 199.7296 | 205.3605 | 205.8736 | 207.8135 | 205.819 | 202.1374 | 203.8725 | 197.0353 | 186.7865 | 176.8828 | 174.1471 | 170.7616 | 165.0964 | 159.9891 | 153.8924 | 145.4514 | 140.7224 | -1.6847 | -1.8757 | -1.1737 | -3.337 | -4.157 | -3.6057 | -1.3982 | -4.1882 | -3.4701 | -4.2609 | -0.0032552 | 0.42599 | 1.4673 | 2.8298 | 7.2156 | 6.5814 | 9.0608 | 8.3767 | 4.2918 | 4.4134 | 3.8441 | 3.7711 | 2.6255 | 2.1085 | 49.56 | 49.1471 | 48.8118 | 48.3715 | 47.9816 | 47.7561 | 47.5672 | 47.4323 | 47.9986 | 49.8042 | 51.8124 | 53.706 | 54.4014 | 54.5413 | 54.5449 | 54.035 | 53.8104 | 52.9992 | 51.6756 | 50.5943 | 49.6016 | 48.8041 | 47.4276 | 46.4301 | 5.453 | 5.4415 | 5.9156 | 5.8443 | 5.7714 | 5.5532 | 6.6115 | 6.1002 | 7.1569 | 6.9805 | 6.0788 | 5.5785 | 5.2428 | 5.2952 | 4.5765 | 3.8002 | 3.2282 | 3.3564 | 3.3431 | 5.5145 | 5.9726 | 6.1409 | 5.3469 | 5.7547
Program Specific1-in-2Size: Over 200kWOther2020March Monthly Peak | Program Specific | 1-in-2 | Size: Over 200kW | Other | 2020 | March Monthly Peak | 3 | 136.8637 | 133.141 | 129.2258 | 127.1413 | 134.1472 | 153.7026 | 181.238 | 199.691 | 207.4908 | 207.8567 | 211.5525 | 210.7086 | 207.271 | 210.1085 | 204.3604 | 194.3998 | 183.4546 | 173.4921 | 170.4794 | 169.9611 | 167.4565 | 161.0612 | 151.5044 | 145.1454 | -1.7485 | -1.9344 | -1.2167 | -3.4118 | -4.2274 | -3.6221 | -1.3836 | -4.1874 | -3.5061 | -4.3019 | -0.0033138 | 0.43611 | 1.5046 | 2.9164 | 7.4838 | 6.8497 | 9.3975 | 8.3452 | 4.2847 | 4.5435 | 4.0235 | 3.9468 | 2.7348 | 2.1748 | 49.1533 | 48.3678 | 47.7745 | 47.3821 | 46.949 | 46.5035 | 46.1853 | 46.1101 | 47.949 | 50.2647 | 52.647 | 54.674 | 55.9581 | 56.9494 | 57.2751 | 57.6394 | 57.3718 | 56.602 | 55.1481 | 53.1766 | 51.8991 | 50.7735 | 49.9496 | 49.1021 | 5.6595 | 5.6117 | 6.1322 | 5.9752 | 5.869 | 5.5784 | 6.5424 | 6.0991 | 7.2311 | 7.0478 | 6.1882 | 5.711 | 5.3759 | 5.4571 | 4.7466 | 3.9551 | 3.3482 | 3.3438 | 3.3376 | 5.677 | 6.2514 | 6.427 | 5.5694 | 5.9356
Program Specific1-in-2Size: Over 200kWOther2020April Monthly Peak | Program Specific | 1-in-2 | Size: Over 200kW | Other | 2020 | April Monthly Peak | 4 | 134.2075 | 130.879 | 126.4598 | 123.6305 | 130.2025 | 148.3408 | 173.883 | 191.286 | 200.829 | 205.3798 | 212.7798 | 215.5722 | 214.4183 | 219.0786 | 214.5453 | 203.2566 | 189.7978 | 177.2371 | 171.8612 | 169.5976 | 166.7307 | 160.4922 | 149.6215 | 143.2886 | -1.7146 | -1.9016 | -1.1907 | -3.3176 | -4.1031 | -3.4957 | -1.3275 | -4.0111 | -3.3935 | -4.2507 | -0.003333 | 0.44618 | 1.5564 | 3.0409 | 7.8568 | 7.1618 | 9.7224 | 8.5254 | 4.3194 | 4.5338 | 4.0061 | 3.9328 | 2.7008 | 2.147 | 62.1784 | 61.1837 | 59.9252 | 58.9068 | 58.1467 | 57.5622 | 57.025 | 57.1373 | 59.3902 | 63.2661 | 67.5743 | 71.5946 | 74.9776 | 77.3906 | 78.6262 | 79.1336 | 79.0163 | 78.845 | 77.4147 | 74.8159 | 71.1411 | 68.3901 | 66.197 | 64.2017 | 5.5497 | 5.5164 | 6.0009 | 5.8102 | 5.6965 | 5.3838 | 6.2769 | 5.8424 | 6.9989 | 6.9638 | 6.2241 | 5.8428 | 5.5613 | 5.6901 | 4.9832 | 4.1353 | 3.4639 | 3.416 | 3.3647 | 5.6648 | 6.2243 | 6.4043 | 5.5001 | 5.8597
Program Specific1-in-2Size: Over 200kWOther2020May Monthly Peak | Program Specific | 1-in-2 | Size: Over 200kW | Other | 2020 | May Monthly Peak | 5 | 136.2503 | 133.4401 | 128.734 | 126.838 | 133.92 | 152.3472 | 176.1677 | 197.8851 | 211.4591 | 217.8892 | 226.1412 | 228.0525 | 225.5013 | 229.5275 | 224.4335 | 211.0205 | 196.4085 | 182.4578 | 175.4117 | 171.0751 | 168.7384 | 163.1176 | 153.0724 | 146.9049 | -1.7407 | -1.9388 | -1.2121 | -3.4036 | -4.2202 | -3.5901 | -1.3449 | -4.1495 | -3.5732 | -4.5096 | -0.0035423 | 0.47201 | 1.6369 | 3.1859 | 8.2189 | 7.4353 | 10.061 | 8.7765 | 4.4086 | 4.5733 | 4.0543 | 3.9972 | 2.7631 | 2.2012 | 62.9704 | 62.307 | 61.8294 | 61.2195 | 60.6221 | 60.199 | 59.9595 | 60.3648 | 61.9993 | 64.9596 | 68.4847 | 71.9747 | 75.2517 | 77.7252 | 78.6766 | 79.024 | 79.0619 | 78.0536 | 76.1237 | 73.5342 | 70.0157 | 67.2295 | 65.3493 | 64.0767 | 5.6341 | 5.6244 | 6.1088 | 5.961 | 5.8591 | 5.5292 | 6.3594 | 6.0439 | 7.3694 | 7.3879 | 6.615 | 6.1811 | 5.8487 | 5.9615 | 5.2128 | 4.2933 | 3.5846 | 3.5166 | 3.4342 | 5.7142 | 6.2992 | 6.509 | 5.627 | 6.0075
Program Specific1-in-2Size: Over 200kWOther2020June Monthly Peak | Program Specific | 1-in-2 | Size: Over 200kW | Other | 2020 | June Monthly Peak | 6 | 143.7205 | 140.7921 | 136.2947 | 134.4091 | 141.1663 | 159.8911 | 183.9008 | 205.4796 | 218.8825 | 227.0797 | 235.8466 | 234.5187 | 228.026 | 231.2803 | 226.1746 | 215.6272 | 201.0223 | 186.9491 | 181.489 | 176.3507 | 175.6447 | 170.1352 | 159.8417 | 153.7221 | -1.4137 | -1.8231 | -1.1015 | -2.7451 | -3.7308 | -3.4091 | -2.2127 | -3.876 | -3.6545 | -4.5842 | -1.2813 | -1.435 | -0.26275 | 0.89202 | 6.3845 | 6.5763 | 8.3203 | 7.5063 | 4.115 | 3.8371 | 3.282 | 3.8533 | 2.8751 | 2.5833 | 67.2901 | 66.2909 | 65.4096 | 64.4115 | 63.624 | 62.9133 | 62.2862 | 62.8899 | 65.632 | 69.9009 | 74.6005 | 78.7611 | 81.3637 | 82.9576 | 84.2836 | 84.688 | 84.9167 | 84.2352 | 83.1031 | 80.6228 | 77.1907 | 73.0991 | 70.779 | 69.1853 | 5.6506 | 5.6422 | 6.1493 | 6.0059 | 5.8722 | 5.5174 | 6.3118 | 5.967 | 7.2527 | 7.3206 | 6.5593 | 6.0435 | 5.6232 | 5.7114 | 4.9948 | 4.1711 | 3.4882 | 3.4258 | 3.3783 | 5.6005 | 6.2343 | 6.4549 | 5.5867 | 5.977
Program Specific1-in-2Size: Over 200kWOther2020July Monthly Peak | Program Specific | 1-in-2 | Size: Over 200kW | Other | 2020 | July Monthly Peak | 7 | 148.9282 | 145.178 | 141.0881 | 140.4767 | 147.8546 | 168.6637 | 193.0682 | 213.9073 | 226.5019 | 235.0107 | 242.3184 | 240.8815 | 234.9998 | 237.6791 | 232.1403 | 222.8778 | 208.937 | 195.122 | 189.6642 | 184.5799 | 183.1921 | 176.4664 | 165.471 | 158.7323 | -0.90192 | -1.5848 | -0.89819 | -1.7107 | -2.9406 | -3.1094 | -3.415 | -3.4555 | -3.723 | -4.5904 | -3.0047 | -4.0107 | -2.8129 | -2.1472 | 4.0474 | 5.4398 | 6.0051 | 5.8394 | 3.7004 | 2.8353 | 2.1645 | 3.5753 | 2.9627 | 3.0393 | 73.965 | 72.8753 | 72.0737 | 71.3914 | 70.6816 | 69.9707 | 69.4409 | 69.9859 | 72.7046 | 76.4254 | 80.0006 | 83.3549 | 86.002 | 87.7512 | 89.0911 | 89.6544 | 89.0175 | 88.0313 | 87.4942 | 86.2904 | 83.6937 | 80.0156 | 77.545 | 75.6518 | 5.8519 | 5.8146 | 6.3619 | 6.2734 | 6.1468 | 5.8167 | 6.6226 | 6.2081 | 7.5008 | 7.5719 | 6.7354 | 6.2039 | 5.7918 | 5.866 | 5.1235 | 4.3088 | 3.6235 | 3.5735 | 3.5284 | 5.8585 | 6.4984 | 6.6912 | 5.7801 | 6.1682
Program Specific1-in-2Size: Over 200kWOther2020August Monthly Peak | Program Specific | 1-in-2 | Size: Over 200kW | Other | 2020 | August Monthly Peak | 8 | 148.598 | 145.0853 | 140.8712 | 140.2006 | 147.8932 | 169.2727 | 195.7094 | 217.5129 | 232.8566 | 242.8479 | 251.4037 | 251.9203 | 246.4622 | 250.4912 | 244.647 | 231.7436 | 214.6535 | 199.1614 | 191.834 | 187.8523 | 185.2052 | 176.6557 | 165.7973 | 158.6837 | -0.93005 | -1.5996 | -0.90976 | -1.7693 | -2.9933 | -3.1468 | -3.4024 | -3.5454 | -3.8307 | -4.752 | -3.0234 | -4.0523 | -2.8071 | -2.0898 | 4.407 | 5.7319 | 6.315 | 6.0695 | 3.7753 | 2.95 | 2.2566 | 3.6018 | 2.9693 | 3.0184 | 73.371 | 72.1374 | 70.9425 | 70.0396 | 69.2611 | 68.5216 | 68.0869 | 67.7466 | 69.853 | 74.6204 | 79.8762 | 84.4542 | 87.7761 | 89.6115 | 90.8378 | 91.047 | 90.7245 | 90.0181 | 88.3311 | 85.3892 | 81.1138 | 77.9597 | 76.1421 | 74.838 | 5.8278 | 5.7998 | 6.34 | 6.2491 | 6.1367 | 5.8266 | 6.7004 | 6.3007 | 7.6965 | 7.8095 | 6.9746 | 6.4758 | 6.0627 | 6.1704 | 5.3893 | 4.4717 | 3.7155 | 3.6405 | 3.562 | 5.951 | 6.5573 | 6.6857 | 5.7804 | 6.1545
Program Specific1-in-2Size: Over 200kWOther2020September Monthly Peak | Program Specific | 1-in-2 | Size: Over 200kW | Other | 2020 | September Monthly Peak | 9 | 149.0381 | 145.2657 | 140.643 | 140.755 | 149.0482 | 170.9763 | 200.0687 | 223.237 | 242.1475 | 252.8124 | 261.6764 | 262.2714 | 256.9612 | 260.9759 | 254.5846 | 239.3712 | 220.3271 | 203.9203 | 196.9353 | 194.2249 | 188.0151 | 178.9785 | 167.2425 | 159.3716 | -0.96717 | -1.6196 | -0.92301 | -1.8471 | -3.0761 | -3.2086 | -3.4091 | -3.6756 | -3.9874 | -4.9571 | -3.0357 | -4.0502 | -2.7571 | -1.972 | 4.7537 | 6.0095 | 6.6519 | 6.3417 | 3.9137 | 3.1259 | 2.3696 | 3.6752 | 2.996 | 3.0087 | 72.2623 | 71.1349 | 70.2401 | 69.3387 | 68.479 | 67.758 | 67.3222 | 67.1889 | 69.4515 | 74.074 | 79.1988 | 83.8325 | 87.9249 | 90.2869 | 91.4782 | 91.6073 | 91.0962 | 89.9161 | 88.456 | 85.5664 | 81.8522 | 79.1504 | 77.2401 | 75.8833 | 5.8339 | 5.7959 | 6.3176 | 6.2619 | 6.1728 | 5.874 | 6.8366 | 6.4542 | 7.9883 | 8.1144 | 7.2458 | 6.729 | 6.3089 | 6.4164 | 5.5975 | 4.6101 | 3.8064 | 3.7204 | 3.6497 | 6.1411 | 6.6441 | 6.7606 | 5.8197 | 6.1694
Program Specific1-in-2Size: Over 200kWOther2020October Monthly Peak | Program Specific | 1-in-2 | Size: Over 200kW | Other | 2020 | October Monthly Peak | 10 | 130.1528 | 127.8181 | 122.7064 | 121.586 | 128.6908 | 148.4925 | 176.9186 | 193.5286 | 202.443 | 208.8521 | 215.6822 | 218.0869 | 217.2862 | 221.1962 | 215.5591 | 203.125 | 189.4884 | 183.04 | 176.3636 | 168.31 | 162.1666 | 155.6506 | 145.2905 | 140.2323 | -1.4241 | -1.7311 | -1.0532 | -2.7764 | -3.6472 | -3.2914 | -1.836 | -3.8039 | -3.3954 | -4.2562 | -0.73226 | -0.66269 | 0.43712 | 1.6871 | 6.7654 | 6.5569 | 8.5439 | 7.8967 | 4.162 | 3.9771 | 3.356 | 3.6339 | 2.6168 | 2.2605 | 64.8914 | 64.0406 | 63.2698 | 62.4549 | 61.7348 | 61.1651 | 60.4897 | 60.2774 | 61.0947 | 64.7043 | 69.9077 | 75.8673 | 81.0401 | 84.2851 | 85.3218 | 85.9529 | 85.8392 | 84.797 | 81.9324 | 77.2498 | 73.7327 | 71.207 | 69.2398 | 67.687 | 5.1912 | 5.1964 | 5.6163 | 5.5115 | 5.4307 | 5.1982 | 6.16 | 5.7013 | 6.805 | 6.8304 | 6.0853 | 5.7014 | 5.4358 | 5.5414 | 4.8292 | 3.9861 | 3.3357 | 3.4027 | 3.3304 | 5.4225 | 5.8392 | 5.9908 | 5.1515 | 5.5313
Program Specific1-in-2Size: Over 200kWOther2020November Monthly Peak | Program Specific | 1-in-2 | Size: Over 200kW | Other | 2020 | November Monthly Peak | 11 | 135.1299 | 132.3624 | 127.8959 | 126.5046 | 133.9977 | 154.1056 | 179.5295 | 197.4903 | 207.3586 | 211.0856 | 216.8615 | 218.1347 | 215.8092 | 218.6578 | 212.7575 | 199.4546 | 187.9173 | 182.6223 | 176.0096 | 168.8955 | 163.5898 | 157.8888 | 147.349 | 142.0528 | -1.7264 | -1.9231 | -1.2042 | -3.3947 | -4.2227 | -3.6316 | -1.3706 | -4.1412 | -3.5039 | -4.3688 | -0.003397 | 0.45148 | 1.5665 | 3.035 | 7.7913 | 7.0278 | 9.6261 | 8.7844 | 4.4237 | 4.515 | 3.9306 | 3.869 | 2.6598 | 2.1285 | 58.5561 | 57.5615 | 56.8117 | 55.9757 | 54.9855 | 54.2502 | 54.0534 | 54.0336 | 56.158 | 60.0377 | 64.6275 | 69.0783 | 71.8241 | 73.3039 | 74.305 | 74.1863 | 72.4853 | 69.4421 | 66.319 | 64.3522 | 62.9391 | 61.8124 | 60.892 | 60.0429 | 5.5878 | 5.5789 | 6.0691 | 5.9453 | 5.8625 | 5.593 | 6.4807 | 6.0319 | 7.2265 | 7.1572 | 6.3435 | 5.9123 | 5.5974 | 5.6792 | 4.9417 | 4.058 | 3.4296 | 3.5198 | 3.4459 | 5.6414 | 6.107 | 6.3004 | 5.4166 | 5.8091
Program Specific1-in-2Size: Over 200kWOther2020December Monthly Peak | Program Specific | 1-in-2 | Size: Over 200kW | Other | 2020 | December Monthly Peak | 12 | 126.3659 | 124.0597 | 120.0784 | 119.3595 | 126.6073 | 145.1952 | 169.8748 | 182.6558 | 188.3779 | 189.7104 | 191.4342 | 189.6302 | 185.4813 | 186.243 | 180.1771 | 171.661 | 165.2331 | 163.2421 | 159.1026 | 153.6958 | 149.3507 | 144.1945 | 136.1448 | 132.3193 | -1.6144 | -1.8025 | -1.1306 | -3.203 | -3.9898 | -3.4216 | -1.2969 | -3.8302 | -3.1831 | -3.9264 | -0.0029987 | 0.39248 | 1.3464 | 2.5851 | 6.5982 | 6.0485 | 8.4641 | 7.8522 | 3.9987 | 4.1087 | 3.5885 | 3.5335 | 2.4575 | 1.9826 | 50.4411 | 49.512 | 49.0096 | 48.5055 | 47.8636 | 47.3657 | 47.1052 | 47.0294 | 47.5636 | 50.68 | 54.3697 | 57.5934 | 59.5078 | 60.5751 | 61.4143 | 61.7287 | 61.0258 | 58.6361 | 55.7938 | 53.7638 | 52.2173 | 50.4149 | 48.7608 | 47.4586 | 5.2254 | 5.229 | 5.6981 | 5.6095 | 5.5392 | 5.2696 | 6.1322 | 5.5788 | 6.565 | 6.4325 | 5.5997 | 5.1397 | 4.8108 | 4.8373 | 4.1849 | 3.4925 | 3.0156 | 3.1462 | 3.1149 | 5.1337 | 5.5755 | 5.7539 | 5.0047 | 5.4111
Program Specific1-in-2Size: Over 200kWOther2020Typical Event Day | Program Specific | 1-in-2 | Size: Over 200kW | Other | 2020 | Typical Event Day | 8 | 147.5527 | 144.0619 | 139.9072 | 139.1909 | 146.8428 | 167.9448 | 193.9168 | 214.7778 | 229.2023 | 238.4654 | 246.621 | 247.0437 | 241.4384 | 245.4429 | 239.7681 | 227.3294 | 210.8193 | 195.8182 | 188.8732 | 185.143 | 182.9501 | 174.8497 | 164.2705 | 157.4248 | -1.0565 | -1.6581 | -0.96076 | -2.0302 | -3.201 | -3.2377 | -3.1097 | -3.6395 | -3.7847 | -4.7035 | -2.5562 | -3.3535 | -2.1272 | -1.2932 | 4.9362 | 5.9529 | 6.838 | 6.445 | 3.8595 | 3.1899 | 2.5288 | 3.6645 | 2.9452 | 2.9065 | 71.7221 | 70.6096 | 69.6665 | 68.7953 | 68.0114 | 67.2909 | 66.784 | 66.9528 | 69.4103 | 73.7552 | 78.419 | 82.6007 | 85.7666 | 87.6518 | 88.9227 | 89.2492 | 88.9387 | 88.0502 | 86.8461 | 84.4672 | 80.9626 | 77.5562 | 75.4266 | 73.8896 | 5.7529 | 5.7252 | 6.2598 | 6.1678 | 6.0575 | 5.7471 | 6.6002 | 6.1851 | 7.5314 | 7.6237 | 6.8019 | 6.3133 | 5.9044 | 6.0107 | 5.2509 | 4.3609 | 3.6278 | 3.5585 | 3.4865 | 5.8308 | 6.4396 | 6.5786 | 5.6937 | 6.07
Program Specific1-in-2Size: Over 200kWOther2021January Monthly Peak | Program Specific | 1-in-2 | Size: Over 200kW | Other | 2021 | January Monthly Peak | 1 | 133.5742 | 130.6788 | 126.3188 | 126.2565 | 133.9717 | 155.7103 | 186.8311 | 204.5831 | 210.6132 | 210.6863 | 212.0058 | 209.1194 | 204.961 | 206.2277 | 198.9028 | 188.5726 | 178.7983 | 176.2989 | 173.1891 | 167.7568 | 162.3177 | 155.7539 | 147.4032 | 142.4138 | -1.7065 | -1.8987 | -1.1893 | -3.388 | -4.2218 | -3.6694 | -1.4263 | -4.29 | -3.5589 | -4.3605 | -0.0033209 | 0.43282 | 1.4878 | 2.8625 | 7.284 | 6.6444 | 9.159 | 8.4802 | 4.3528 | 4.4846 | 3.9001 | 3.8167 | 2.6608 | 2.1339 | 45.5071 | 44.8603 | 44.2453 | 43.5965 | 43.2469 | 43.1315 | 43.0956 | 42.9399 | 43.3694 | 45.4732 | 48.6713 | 51.4711 | 53.3843 | 54.718 | 55.6814 | 56.2859 | 56.1729 | 54.7694 | 52.7216 | 51.2619 | 50.0683 | 49.0877 | 48.2261 | 47.3534 | 5.5235 | 5.508 | 5.9942 | 5.9337 | 5.8614 | 5.6513 | 6.7443 | 6.2485 | 7.3399 | 7.1437 | 6.2015 | 5.6679 | 5.316 | 5.3563 | 4.6199 | 3.8366 | 3.2632 | 3.3979 | 3.3907 | 5.6034 | 6.0595 | 6.2152 | 5.4186 | 5.8239
Program Specific1-in-2Size: Over 200kWOther2021February Monthly Peak | Program Specific | 1-in-2 | Size: Over 200kW | Other | 2021 | February Monthly Peak | 2 | 131.8693 | 129.101 | 124.6612 | 124.3547 | 131.9145 | 153.0084 | 183.1522 | 199.7296 | 205.3605 | 205.8736 | 207.8135 | 205.819 | 202.1374 | 203.8725 | 197.0353 | 186.7865 | 176.8828 | 174.1471 | 170.7616 | 165.0964 | 159.9891 | 153.8924 | 145.4514 | 140.7224 | -1.6847 | -1.8757 | -1.1737 | -3.337 | -4.157 | -3.6057 | -1.3982 | -4.1882 | -3.4701 | -4.2609 | -0.0032552 | 0.42599 | 1.4673 | 2.8298 | 7.2156 | 6.5814 | 9.0608 | 8.3767 | 4.2918 | 4.4134 | 3.8441 | 3.7711 | 2.6255 | 2.1085 | 49.56 | 49.1471 | 48.8118 | 48.3715 | 47.9816 | 47.7561 | 47.5672 | 47.4323 | 47.9986 | 49.8042 | 51.8124 | 53.706 | 54.4014 | 54.5413 | 54.5449 | 54.035 | 53.8104 | 52.9992 | 51.6756 | 50.5943 | 49.6016 | 48.8041 | 47.4276 | 46.4301 | 5.453 | 5.4415 | 5.9156 | 5.8443 | 5.7714 | 5.5532 | 6.6115 | 6.1002 | 7.1569 | 6.9805 | 6.0788 | 5.5785 | 5.2428 | 5.2952 | 4.5765 | 3.8002 | 3.2282 | 3.3564 | 3.3431 | 5.5145 | 5.9726 | 6.1409 | 5.3469 | 5.7547
Program Specific1-in-2Size: Over 200kWOther2021March Monthly Peak | Program Specific | 1-in-2 | Size: Over 200kW | Other | 2021 | March Monthly Peak | 3 | 136.8637 | 133.141 | 129.2258 | 127.1413 | 134.1472 | 153.7026 | 181.238 | 199.691 | 207.4907 | 207.8567 | 211.5525 | 210.7086 | 207.271 | 210.1085 | 204.3604 | 194.3998 | 183.4547 | 173.4921 | 170.4794 | 169.9611 | 167.4565 | 161.0612 | 151.5044 | 145.1454 | -1.7485 | -1.9344 | -1.2167 | -3.4118 | -4.2274 | -3.6221 | -1.3836 | -4.1874 | -3.5061 | -4.3019 | -0.0033138 | 0.43611 | 1.5046 | 2.9164 | 7.4838 | 6.8497 | 9.3975 | 8.3452 | 4.2847 | 4.5435 | 4.0235 | 3.9468 | 2.7348 | 2.1748 | 49.1533 | 48.3678 | 47.7746 | 47.3821 | 46.949 | 46.5035 | 46.1853 | 46.1101 | 47.949 | 50.2647 | 52.647 | 54.674 | 55.9581 | 56.9494 | 57.2751 | 57.6394 | 57.3718 | 56.602 | 55.1481 | 53.1766 | 51.8991 | 50.7735 | 49.9496 | 49.1021 | 5.6595 | 5.6117 | 6.1322 | 5.9752 | 5.869 | 5.5784 | 6.5424 | 6.0991 | 7.2311 | 7.0478 | 6.1882 | 5.711 | 5.3759 | 5.4571 | 4.7466 | 3.9551 | 3.3482 | 3.3438 | 3.3376 | 5.677 | 6.2514 | 6.427 | 5.5694 | 5.9356
Program Specific1-in-2Size: Over 200kWOther2021April Monthly Peak | Program Specific | 1-in-2 | Size: Over 200kW | Other | 2021 | April Monthly Peak | 4 | 134.2075 | 130.879 | 126.4598 | 123.6305 | 130.2025 | 148.3408 | 173.883 | 191.286 | 200.829 | 205.3798 | 212.7798 | 215.5722 | 214.4183 | 219.0786 | 214.5453 | 203.2566 | 189.7978 | 177.2371 | 171.8612 | 169.5976 | 166.7307 | 160.4922 | 149.6215 | 143.2886 | -1.7146 | -1.9016 | -1.1907 | -3.3176 | -4.1031 | -3.4957 | -1.3275 | -4.0111 | -3.3935 | -4.2507 | -0.003333 | 0.44618 | 1.5564 | 3.0409 | 7.8568 | 7.1618 | 9.7224 | 8.5254 | 4.3194 | 4.5338 | 4.0061 | 3.9328 | 2.7008 | 2.147 | 62.1784 | 61.1837 | 59.9252 | 58.9067 | 58.1467 | 57.5622 | 57.025 | 57.1373 | 59.3902 | 63.2661 | 67.5743 | 71.5946 | 74.9776 | 77.3906 | 78.6262 | 79.1336 | 79.0163 | 78.845 | 77.4147 | 74.8159 | 71.1411 | 68.3901 | 66.197 | 64.2017 | 5.5497 | 5.5164 | 6.0009 | 5.8102 | 5.6965 | 5.3838 | 6.2769 | 5.8424 | 6.9989 | 6.9638 | 6.2241 | 5.8428 | 5.5613 | 5.6901 | 4.9832 | 4.1353 | 3.4639 | 3.416 | 3.3647 | 5.6648 | 6.2243 | 6.4043 | 5.5001 | 5.8597
Program Specific1-in-2Size: Over 200kWOther2021May Monthly Peak | Program Specific | 1-in-2 | Size: Over 200kW | Other | 2021 | May Monthly Peak | 5 | 136.2503 | 133.4401 | 128.734 | 126.838 | 133.92 | 152.3472 | 176.1677 | 197.8851 | 211.4591 | 217.8892 | 226.1412 | 228.0525 | 225.5013 | 229.5275 | 224.4334 | 211.0205 | 196.4085 | 182.4578 | 175.4117 | 171.0751 | 168.7384 | 163.1176 | 153.0724 | 146.9049 | -1.7407 | -1.9388 | -1.2121 | -3.4036 | -4.2202 | -3.5901 | -1.3449 | -4.1495 | -3.5732 | -4.5096 | -0.0035423 | 0.47201 | 1.6369 | 3.1859 | 8.2189 | 7.4353 | 10.061 | 8.7765 | 4.4086 | 4.5733 | 4.0543 | 3.9972 | 2.7631 | 2.2012 | 62.9704 | 62.307 | 61.8294 | 61.2195 | 60.6221 | 60.199 | 59.9595 | 60.3648 | 61.9993 | 64.9596 | 68.4847 | 71.9747 | 75.2517 | 77.7252 | 78.6766 | 79.024 | 79.0619 | 78.0536 | 76.1237 | 73.5342 | 70.0157 | 67.2295 | 65.3493 | 64.0767 | 5.6341 | 5.6244 | 6.1088 | 5.961 | 5.8591 | 5.5292 | 6.3594 | 6.0439 | 7.3694 | 7.3879 | 6.615 | 6.1811 | 5.8487 | 5.9615 | 5.2128 | 4.2933 | 3.5846 | 3.5166 | 3.4342 | 5.7142 | 6.2992 | 6.509 | 5.627 | 6.0075
Program Specific1-in-2Size: Over 200kWOther2021June Monthly Peak | Program Specific | 1-in-2 | Size: Over 200kW | Other | 2021 | June Monthly Peak | 6 | 143.7205 | 140.7921 | 136.2947 | 134.4091 | 141.1663 | 159.8911 | 183.9008 | 205.4796 | 218.8825 | 227.0797 | 235.8467 | 234.5187 | 228.026 | 231.2803 | 226.1746 | 215.6272 | 201.0223 | 186.9491 | 181.489 | 176.3508 | 175.6447 | 170.1352 | 159.8417 | 153.7221 | -1.4137 | -1.8231 | -1.1015 | -2.7451 | -3.7308 | -3.4091 | -2.2127 | -3.876 | -3.6545 | -4.5842 | -1.2813 | -1.435 | -0.26275 | 0.89202 | 6.3845 | 6.5763 | 8.3203 | 7.5063 | 4.115 | 3.8371 | 3.282 | 3.8533 | 2.8751 | 2.5833 | 67.2901 | 66.2909 | 65.4096 | 64.4115 | 63.624 | 62.9133 | 62.2862 | 62.8899 | 65.632 | 69.9009 | 74.6005 | 78.7611 | 81.3637 | 82.9576 | 84.2836 | 84.688 | 84.9167 | 84.2352 | 83.1032 | 80.6228 | 77.1907 | 73.0991 | 70.779 | 69.1853 | 5.6506 | 5.6422 | 6.1493 | 6.0059 | 5.8722 | 5.5174 | 6.3118 | 5.967 | 7.2527 | 7.3206 | 6.5593 | 6.0435 | 5.6232 | 5.7114 | 4.9948 | 4.1711 | 3.4882 | 3.4258 | 3.3783 | 5.6005 | 6.2344 | 6.4549 | 5.5867 | 5.977
Program Specific1-in-2Size: Over 200kWOther2021July Monthly Peak | Program Specific | 1-in-2 | Size: Over 200kW | Other | 2021 | July Monthly Peak | 7 | 148.9282 | 145.178 | 141.0881 | 140.4767 | 147.8546 | 168.6637 | 193.0682 | 213.9073 | 226.5019 | 235.0107 | 242.3184 | 240.8815 | 234.9998 | 237.6791 | 232.1403 | 222.8778 | 208.937 | 195.122 | 189.6642 | 184.5799 | 183.1921 | 176.4664 | 165.471 | 158.7323 | -0.90192 | -1.5848 | -0.89819 | -1.7107 | -2.9406 | -3.1094 | -3.415 | -3.4555 | -3.723 | -4.5904 | -3.0047 | -4.0107 | -2.8129 | -2.1472 | 4.0474 | 5.4398 | 6.0051 | 5.8394 | 3.7004 | 2.8353 | 2.1645 | 3.5753 | 2.9627 | 3.0393 | 73.965 | 72.8753 | 72.0737 | 71.3914 | 70.6817 | 69.9707 | 69.4409 | 69.9859 | 72.7046 | 76.4254 | 80.0006 | 83.3549 | 86.002 | 87.7512 | 89.0911 | 89.6545 | 89.0175 | 88.0313 | 87.4942 | 86.2904 | 83.6937 | 80.0156 | 77.545 | 75.6518 | 5.8519 | 5.8146 | 6.3619 | 6.2734 | 6.1468 | 5.8167 | 6.6226 | 6.2081 | 7.5008 | 7.5719 | 6.7354 | 6.2039 | 5.7918 | 5.866 | 5.1235 | 4.3088 | 3.6235 | 3.5735 | 3.5284 | 5.8585 | 6.4984 | 6.6912 | 5.7801 | 6.1682
Program Specific1-in-2Size: Over 200kWOther2021August Monthly Peak | Program Specific | 1-in-2 | Size: Over 200kW | Other | 2021 | August Monthly Peak | 8 | 148.598 | 145.0853 | 140.8712 | 140.2006 | 147.8932 | 169.2727 | 195.7094 | 217.5129 | 232.8566 | 242.8479 | 251.4037 | 251.9203 | 246.4622 | 250.4912 | 244.647 | 231.7436 | 214.6535 | 199.1615 | 191.834 | 187.8523 | 185.2052 | 176.6557 | 165.7973 | 158.6837 | -0.93005 | -1.5996 | -0.90976 | -1.7693 | -2.9933 | -3.1468 | -3.4024 | -3.5454 | -3.8307 | -4.752 | -3.0234 | -4.0523 | -2.8071 | -2.0898 | 4.407 | 5.7319 | 6.315 | 6.0695 | 3.7753 | 2.95 | 2.2566 | 3.6018 | 2.9693 | 3.0184 | 73.371 | 72.1374 | 70.9426 | 70.0396 | 69.2611 | 68.5216 | 68.0869 | 67.7466 | 69.853 | 74.6204 | 79.8762 | 84.4542 | 87.7761 | 89.6115 | 90.8378 | 91.047 | 90.7245 | 90.0181 | 88.3311 | 85.3892 | 81.1138 | 77.9597 | 76.1421 | 74.838 | 5.8278 | 5.7998 | 6.34 | 6.2491 | 6.1367 | 5.8266 | 6.7004 | 6.3007 | 7.6965 | 7.8095 | 6.9746 | 6.4758 | 6.0627 | 6.1704 | 5.3893 | 4.4717 | 3.7155 | 3.6405 | 3.562 | 5.951 | 6.5573 | 6.6857 | 5.7804 | 6.1545
Program Specific1-in-2Size: Over 200kWOther2021September Monthly Peak | Program Specific | 1-in-2 | Size: Over 200kW | Other | 2021 | September Monthly Peak | 9 | 149.0381 | 145.2657 | 140.643 | 140.755 | 149.0483 | 170.9763 | 200.0687 | 223.237 | 242.1475 | 252.8124 | 261.6764 | 262.2714 | 256.9612 | 260.9759 | 254.5846 | 239.3712 | 220.3271 | 203.9203 | 196.9353 | 194.2249 | 188.0151 | 178.9785 | 167.2425 | 159.3716 | -0.96717 | -1.6196 | -0.92301 | -1.8471 | -3.0761 | -3.2086 | -3.4091 | -3.6756 | -3.9874 | -4.9571 | -3.0357 | -4.0502 | -2.7571 | -1.972 | 4.7537 | 6.0095 | 6.6519 | 6.3417 | 3.9137 | 3.1259 | 2.3696 | 3.6752 | 2.996 | 3.0087 | 72.2623 | 71.1349 | 70.2401 | 69.3387 | 68.479 | 67.758 | 67.3222 | 67.1889 | 69.4515 | 74.074 | 79.1988 | 83.8325 | 87.9249 | 90.2869 | 91.4782 | 91.6073 | 91.0962 | 89.9161 | 88.456 | 85.5664 | 81.8522 | 79.1504 | 77.2401 | 75.8833 | 5.8339 | 5.7959 | 6.3176 | 6.2619 | 6.1728 | 5.874 | 6.8366 | 6.4542 | 7.9883 | 8.1144 | 7.2458 | 6.729 | 6.3089 | 6.4164 | 5.5975 | 4.6101 | 3.8064 | 3.7204 | 3.6497 | 6.1411 | 6.6441 | 6.7606 | 5.8197 | 6.1694
Program Specific1-in-2Size: Over 200kWOther2021October Monthly Peak | Program Specific | 1-in-2 | Size: Over 200kW | Other | 2021 | October Monthly Peak | 10 | 130.1528 | 127.8181 | 122.7064 | 121.586 | 128.6908 | 148.4925 | 176.9185 | 193.5286 | 202.443 | 208.8521 | 215.6822 | 218.0869 | 217.2862 | 221.1962 | 215.5591 | 203.125 | 189.4884 | 183.04 | 176.3637 | 168.31 | 162.1666 | 155.6506 | 145.2905 | 140.2323 | -1.4241 | -1.7311 | -1.0532 | -2.7764 | -3.6472 | -3.2914 | -1.836 | -3.8039 | -3.3954 | -4.2562 | -0.73226 | -0.66269 | 0.43712 | 1.6871 | 6.7654 | 6.5569 | 8.5439 | 7.8967 | 4.162 | 3.9771 | 3.356 | 3.6339 | 2.6168 | 2.2605 | 64.8914 | 64.0406 | 63.2698 | 62.4549 | 61.7348 | 61.1651 | 60.4897 | 60.2774 | 61.0947 | 64.7043 | 69.9077 | 75.8673 | 81.0401 | 84.2851 | 85.3218 | 85.9529 | 85.8392 | 84.797 | 81.9324 | 77.2498 | 73.7327 | 71.207 | 69.2398 | 67.687 | 5.1912 | 5.1964 | 5.6163 | 5.5115 | 5.4307 | 5.1982 | 6.16 | 5.7013 | 6.805 | 6.8304 | 6.0853 | 5.7014 | 5.4358 | 5.5414 | 4.8292 | 3.9861 | 3.3357 | 3.4027 | 3.3304 | 5.4225 | 5.8392 | 5.9908 | 5.1515 | 5.5313
Program Specific1-in-2Size: Over 200kWOther2021November Monthly Peak | Program Specific | 1-in-2 | Size: Over 200kW | Other | 2021 | November Monthly Peak | 11 | 135.1299 | 132.3623 | 127.8959 | 126.5046 | 133.9977 | 154.1056 | 179.5296 | 197.4903 | 207.3585 | 211.0856 | 216.8615 | 218.1347 | 215.8092 | 218.6578 | 212.7575 | 199.4546 | 187.9173 | 182.6223 | 176.0096 | 168.8955 | 163.5898 | 157.8888 | 147.349 | 142.0528 | -1.7264 | -1.9231 | -1.2042 | -3.3947 | -4.2227 | -3.6316 | -1.3706 | -4.1412 | -3.5039 | -4.3688 | -0.003397 | 0.45148 | 1.5665 | 3.035 | 7.7913 | 7.0278 | 9.6261 | 8.7844 | 4.4237 | 4.515 | 3.9306 | 3.869 | 2.6598 | 2.1285 | 58.5561 | 57.5615 | 56.8117 | 55.9757 | 54.9855 | 54.2502 | 54.0533 | 54.0336 | 56.158 | 60.0377 | 64.6276 | 69.0783 | 71.8241 | 73.3039 | 74.305 | 74.1863 | 72.4853 | 69.4421 | 66.319 | 64.3522 | 62.9391 | 61.8124 | 60.892 | 60.0429 | 5.5878 | 5.5789 | 6.0691 | 5.9453 | 5.8625 | 5.593 | 6.4808 | 6.0319 | 7.2265 | 7.1572 | 6.3435 | 5.9123 | 5.5974 | 5.6792 | 4.9417 | 4.058 | 3.4296 | 3.5198 | 3.4459 | 5.6414 | 6.107 | 6.3004 | 5.4166 | 5.8091
Program Specific1-in-2Size: Over 200kWOther2021December Monthly Peak | Program Specific | 1-in-2 | Size: Over 200kW | Other | 2021 | December Monthly Peak | 12 | 126.3659 | 124.0597 | 120.0784 | 119.3595 | 126.6073 | 145.1953 | 169.8748 | 182.6558 | 188.3779 | 189.7104 | 191.4342 | 189.6302 | 185.4813 | 186.243 | 180.1771 | 171.661 | 165.2331 | 163.2421 | 159.1026 | 153.6958 | 149.3507 | 144.1945 | 136.1448 | 132.3193 | -1.6144 | -1.8025 | -1.1306 | -3.203 | -3.9898 | -3.4216 | -1.2969 | -3.8302 | -3.1831 | -3.9264 | -0.0029987 | 0.39248 | 1.3464 | 2.5851 | 6.5982 | 6.0485 | 8.4641 | 7.8522 | 3.9987 | 4.1087 | 3.5885 | 3.5335 | 2.4575 | 1.9826 | 50.4411 | 49.512 | 49.0096 | 48.5055 | 47.8636 | 47.3657 | 47.1052 | 47.0294 | 47.5636 | 50.68 | 54.3697 | 57.5934 | 59.5078 | 60.5751 | 61.4143 | 61.7287 | 61.0258 | 58.6361 | 55.7938 | 53.7638 | 52.2173 | 50.4149 | 48.7608 | 47.4586 | 5.2254 | 5.229 | 5.6981 | 5.6095 | 5.5392 | 5.2696 | 6.1322 | 5.5788 | 6.565 | 6.4325 | 5.5997 | 5.1397 | 4.8108 | 4.8373 | 4.1849 | 3.4925 | 3.0156 | 3.1462 | 3.1149 | 5.1337 | 5.5755 | 5.7539 | 5.0047 | 5.4111
Program Specific1-in-2Size: Over 200kWOther2021Typical Event Day | Program Specific | 1-in-2 | Size: Over 200kW | Other | 2021 | Typical Event Day | 8 | 147.5527 | 144.0619 | 139.9072 | 139.191 | 146.8428 | 167.9448 | 193.9168 | 214.7778 | 229.2023 | 238.4654 | 246.621 | 247.0437 | 241.4384 | 245.4429 | 239.7681 | 227.3294 | 210.8193 | 195.8182 | 188.8732 | 185.143 | 182.9501 | 174.8497 | 164.2705 | 157.4248 | -1.0565 | -1.6581 | -0.96076 | -2.0302 | -3.201 | -3.2377 | -3.1097 | -3.6395 | -3.7847 | -4.7035 | -2.5562 | -3.3535 | -2.1272 | -1.2932 | 4.9362 | 5.9529 | 6.838 | 6.445 | 3.8595 | 3.1899 | 2.5288 | 3.6645 | 2.9452 | 2.9065 | 71.7221 | 70.6096 | 69.6665 | 68.7953 | 68.0114 | 67.2909 | 66.784 | 66.9528 | 69.4103 | 73.7552 | 78.419 | 82.6007 | 85.7667 | 87.6518 | 88.9227 | 89.2492 | 88.9387 | 88.0502 | 86.8461 | 84.4672 | 80.9626 | 77.5562 | 75.4266 | 73.8896 | 5.7529 | 5.7252 | 6.2598 | 6.1678 | 6.0575 | 5.7471 | 6.6002 | 6.1851 | 7.5314 | 7.6237 | 6.8019 | 6.3133 | 5.9044 | 6.0107 | 5.2509 | 4.3609 | 3.6278 | 3.5585 | 3.4865 | 5.8308 | 6.4396 | 6.5786 | 5.6937 | 6.07
Program Specific1-in-2Size: Over 200kWOther2022January Monthly Peak | Program Specific | 1-in-2 | Size: Over 200kW | Other | 2022 | January Monthly Peak | 1 | 133.5742 | 130.6788 | 126.3188 | 126.2565 | 133.9717 | 155.7103 | 186.8311 | 204.5831 | 210.6132 | 210.6863 | 212.0058 | 209.1194 | 204.961 | 206.2277 | 198.9028 | 188.5726 | 178.7983 | 176.299 | 173.1891 | 167.7568 | 162.3177 | 155.7539 | 147.4032 | 142.4138 | -1.7065 | -1.8987 | -1.1893 | -3.388 | -4.2218 | -3.6694 | -1.4263 | -4.29 | -3.5589 | -4.3605 | -0.0033209 | 0.43282 | 1.4878 | 2.8625 | 7.284 | 6.6444 | 9.159 | 8.4802 | 4.3528 | 4.4846 | 3.9001 | 3.8167 | 2.6608 | 2.1339 | 45.5071 | 44.8603 | 44.2453 | 43.5965 | 43.2469 | 43.1315 | 43.0956 | 42.9399 | 43.3694 | 45.4732 | 48.6713 | 51.4711 | 53.3843 | 54.718 | 55.6814 | 56.2859 | 56.1729 | 54.7694 | 52.7216 | 51.2619 | 50.0683 | 49.0877 | 48.2261 | 47.3534 | 5.5235 | 5.508 | 5.9942 | 5.9337 | 5.8614 | 5.6513 | 6.7443 | 6.2485 | 7.3399 | 7.1437 | 6.2015 | 5.6679 | 5.316 | 5.3563 | 4.6199 | 3.8366 | 3.2632 | 3.3979 | 3.3907 | 5.6034 | 6.0595 | 6.2152 | 5.4186 | 5.8239
Program Specific1-in-2Size: Over 200kWOther2022February Monthly Peak | Program Specific | 1-in-2 | Size: Over 200kW | Other | 2022 | February Monthly Peak | 2 | 131.8693 | 129.101 | 124.6612 | 124.3547 | 131.9145 | 153.0084 | 183.1522 | 199.7296 | 205.3605 | 205.8736 | 207.8135 | 205.819 | 202.1374 | 203.8725 | 197.0353 | 186.7865 | 176.8828 | 174.1471 | 170.7616 | 165.0964 | 159.9891 | 153.8924 | 145.4514 | 140.7224 | -1.6847 | -1.8757 | -1.1737 | -3.337 | -4.157 | -3.6057 | -1.3982 | -4.1882 | -3.4701 | -4.2609 | -0.0032552 | 0.42599 | 1.4673 | 2.8298 | 7.2156 | 6.5814 | 9.0608 | 8.3767 | 4.2918 | 4.4134 | 3.8441 | 3.7711 | 2.6255 | 2.1085 | 49.56 | 49.1471 | 48.8118 | 48.3715 | 47.9816 | 47.7561 | 47.5672 | 47.4323 | 47.9986 | 49.8042 | 51.8124 | 53.706 | 54.4014 | 54.5413 | 54.5449 | 54.035 | 53.8104 | 52.9992 | 51.6756 | 50.5943 | 49.6016 | 48.8041 | 47.4276 | 46.4301 | 5.453 | 5.4415 | 5.9156 | 5.8443 | 5.7714 | 5.5532 | 6.6115 | 6.1002 | 7.1569 | 6.9805 | 6.0788 | 5.5785 | 5.2428 | 5.2952 | 4.5765 | 3.8002 | 3.2282 | 3.3564 | 3.3431 | 5.5145 | 5.9726 | 6.1409 | 5.3469 | 5.7547
Program Specific1-in-2Size: Over 200kWOther2022March Monthly Peak | Program Specific | 1-in-2 | Size: Over 200kW | Other | 2022 | March Monthly Peak | 3 | 136.8637 | 133.141 | 129.2257 | 127.1413 | 134.1472 | 153.7026 | 181.238 | 199.691 | 207.4908 | 207.8567 | 211.5525 | 210.7086 | 207.271 | 210.1085 | 204.3604 | 194.3998 | 183.4546 | 173.4921 | 170.4794 | 169.9611 | 167.4565 | 161.0612 | 151.5044 | 145.1454 | -1.7485 | -1.9344 | -1.2167 | -3.4118 | -4.2274 | -3.6221 | -1.3836 | -4.1874 | -3.5061 | -4.3019 | -0.0033138 | 0.43611 | 1.5046 | 2.9164 | 7.4838 | 6.8497 | 9.3975 | 8.3452 | 4.2847 | 4.5435 | 4.0235 | 3.9468 | 2.7348 | 2.1748 | 49.1533 | 48.3678 | 47.7746 | 47.3821 | 46.949 | 46.5035 | 46.1853 | 46.1101 | 47.949 | 50.2647 | 52.647 | 54.674 | 55.9581 | 56.9494 | 57.2751 | 57.6394 | 57.3718 | 56.602 | 55.1481 | 53.1766 | 51.8991 | 50.7735 | 49.9496 | 49.1021 | 5.6595 | 5.6117 | 6.1322 | 5.9752 | 5.869 | 5.5784 | 6.5424 | 6.0991 | 7.2311 | 7.0478 | 6.1882 | 5.711 | 5.3759 | 5.4571 | 4.7466 | 3.9551 | 3.3482 | 3.3438 | 3.3376 | 5.677 | 6.2514 | 6.427 | 5.5694 | 5.9356
Program Specific1-in-2Size: Over 200kWOther2022April Monthly Peak | Program Specific | 1-in-2 | Size: Over 200kW | Other | 2022 | April Monthly Peak | 4 | 134.2075 | 130.879 | 126.4598 | 123.6305 | 130.2025 | 148.3408 | 173.883 | 191.286 | 200.829 | 205.3798 | 212.7798 | 215.5722 | 214.4183 | 219.0786 | 214.5453 | 203.2566 | 189.7978 | 177.2371 | 171.8611 | 169.5976 | 166.7307 | 160.4922 | 149.6215 | 143.2886 | -1.7146 | -1.9016 | -1.1907 | -3.3176 | -4.1031 | -3.4957 | -1.3275 | -4.0111 | -3.3935 | -4.2507 | -0.003333 | 0.44618 | 1.5564 | 3.0409 | 7.8568 | 7.1618 | 9.7224 | 8.5254 | 4.3194 | 4.5338 | 4.0061 | 3.9328 | 2.7008 | 2.147 | 62.1784 | 61.1837 | 59.9252 | 58.9067 | 58.1467 | 57.5622 | 57.025 | 57.1373 | 59.3902 | 63.2661 | 67.5743 | 71.5946 | 74.9776 | 77.3906 | 78.6262 | 79.1336 | 79.0163 | 78.845 | 77.4147 | 74.8159 | 71.1411 | 68.3901 | 66.197 | 64.2017 | 5.5497 | 5.5164 | 6.0009 | 5.8102 | 5.6965 | 5.3838 | 6.2769 | 5.8424 | 6.9989 | 6.9638 | 6.2241 | 5.8428 | 5.5613 | 5.6901 | 4.9832 | 4.1353 | 3.4639 | 3.416 | 3.3647 | 5.6648 | 6.2243 | 6.4043 | 5.5001 | 5.8597
Program Specific1-in-2Size: Over 200kWOther2022May Monthly Peak | Program Specific | 1-in-2 | Size: Over 200kW | Other | 2022 | May Monthly Peak | 5 | 136.2503 | 133.4401 | 128.734 | 126.838 | 133.92 | 152.3472 | 176.1677 | 197.8851 | 211.4591 | 217.8892 | 226.1412 | 228.0525 | 225.5013 | 229.5275 | 224.4334 | 211.0205 | 196.4085 | 182.4578 | 175.4117 | 171.0751 | 168.7384 | 163.1176 | 153.0724 | 146.9049 | -1.7407 | -1.9388 | -1.2121 | -3.4036 | -4.2202 | -3.5901 | -1.3449 | -4.1495 | -3.5732 | -4.5096 | -0.0035423 | 0.47201 | 1.6369 | 3.1859 | 8.2189 | 7.4353 | 10.061 | 8.7765 | 4.4086 | 4.5733 | 4.0543 | 3.9972 | 2.7631 | 2.2012 | 62.9704 | 62.307 | 61.8294 | 61.2195 | 60.6221 | 60.199 | 59.9595 | 60.3648 | 61.9993 | 64.9596 | 68.4847 | 71.9747 | 75.2517 | 77.7252 | 78.6766 | 79.024 | 79.0619 | 78.0536 | 76.1237 | 73.5342 | 70.0157 | 67.2295 | 65.3493 | 64.0767 | 5.6341 | 5.6244 | 6.1088 | 5.961 | 5.8591 | 5.5292 | 6.3594 | 6.0439 | 7.3694 | 7.3879 | 6.615 | 6.1811 | 5.8487 | 5.9615 | 5.2128 | 4.2933 | 3.5846 | 3.5166 | 3.4342 | 5.7142 | 6.2992 | 6.509 | 5.627 | 6.0075
Program Specific1-in-2Size: Over 200kWOther2022June Monthly Peak | Program Specific | 1-in-2 | Size: Over 200kW | Other | 2022 | June Monthly Peak | 6 | 143.7205 | 140.7921 | 136.2947 | 134.4091 | 141.1663 | 159.8911 | 183.9008 | 205.4796 | 218.8825 | 227.0797 | 235.8467 | 234.5187 | 228.026 | 231.2803 | 226.1746 | 215.6272 | 201.0223 | 186.9491 | 181.489 | 176.3508 | 175.6447 | 170.1352 | 159.8417 | 153.7221 | -1.4137 | -1.8231 | -1.1015 | -2.7451 | -3.7308 | -3.4091 | -2.2127 | -3.876 | -3.6545 | -4.5842 | -1.2813 | -1.435 | -0.26275 | 0.89202 | 6.3845 | 6.5763 | 8.3203 | 7.5063 | 4.115 | 3.8371 | 3.282 | 3.8533 | 2.8751 | 2.5833 | 67.2901 | 66.2909 | 65.4096 | 64.4115 | 63.624 | 62.9133 | 62.2862 | 62.8899 | 65.632 | 69.9009 | 74.6005 | 78.7611 | 81.3636 | 82.9576 | 84.2836 | 84.688 | 84.9167 | 84.2352 | 83.1032 | 80.6228 | 77.1907 | 73.0991 | 70.779 | 69.1853 | 5.6506 | 5.6422 | 6.1493 | 6.0059 | 5.8722 | 5.5174 | 6.3118 | 5.967 | 7.2527 | 7.3206 | 6.5593 | 6.0435 | 5.6232 | 5.7114 | 4.9948 | 4.1711 | 3.4882 | 3.4258 | 3.3783 | 5.6005 | 6.2344 | 6.4549 | 5.5867 | 5.977
Program Specific1-in-2Size: Over 200kWOther2022July Monthly Peak | Program Specific | 1-in-2 | Size: Over 200kW | Other | 2022 | July Monthly Peak | 7 | 148.9282 | 145.178 | 141.0881 | 140.4767 | 147.8546 | 168.6637 | 193.0682 | 213.9073 | 226.5019 | 235.0107 | 242.3184 | 240.8815 | 234.9998 | 237.6791 | 232.1403 | 222.8778 | 208.9369 | 195.122 | 189.6642 | 184.5799 | 183.1921 | 176.4664 | 165.471 | 158.7323 | -0.90192 | -1.5848 | -0.89819 | -1.7107 | -2.9406 | -3.1094 | -3.415 | -3.4555 | -3.723 | -4.5904 | -3.0047 | -4.0107 | -2.8129 | -2.1472 | 4.0474 | 5.4398 | 6.0051 | 5.8394 | 3.7004 | 2.8353 | 2.1645 | 3.5753 | 2.9627 | 3.0393 | 73.965 | 72.8753 | 72.0737 | 71.3914 | 70.6817 | 69.9707 | 69.4409 | 69.9859 | 72.7046 | 76.4254 | 80.0006 | 83.3549 | 86.002 | 87.7512 | 89.0911 | 89.6544 | 89.0175 | 88.0313 | 87.4942 | 86.2904 | 83.6937 | 80.0156 | 77.545 | 75.6518 | 5.8519 | 5.8146 | 6.3619 | 6.2734 | 6.1468 | 5.8167 | 6.6226 | 6.2081 | 7.5008 | 7.5719 | 6.7354 | 6.2039 | 5.7918 | 5.866 | 5.1235 | 4.3088 | 3.6235 | 3.5735 | 3.5284 | 5.8585 | 6.4984 | 6.6912 | 5.7801 | 6.1682
Program Specific1-in-2Size: Over 200kWOther2022August Monthly Peak | Program Specific | 1-in-2 | Size: Over 200kW | Other | 2022 | August Monthly Peak | 8 | 148.598 | 145.0853 | 140.8712 | 140.2006 | 147.8932 | 169.2727 | 195.7094 | 217.5129 | 232.8566 | 242.8478 | 251.4037 | 251.9203 | 246.4622 | 250.4912 | 244.6471 | 231.7436 | 214.6535 | 199.1614 | 191.834 | 187.8523 | 185.2052 | 176.6557 | 165.7973 | 158.6838 | -0.93005 | -1.5996 | -0.90976 | -1.7693 | -2.9933 | -3.1468 | -3.4024 | -3.5454 | -3.8307 | -4.752 | -3.0234 | -4.0523 | -2.8071 | -2.0898 | 4.407 | 5.7319 | 6.315 | 6.0695 | 3.7753 | 2.95 | 2.2566 | 3.6018 | 2.9693 | 3.0184 | 73.371 | 72.1374 | 70.9425 | 70.0396 | 69.2611 | 68.5216 | 68.0869 | 67.7466 | 69.853 | 74.6204 | 79.8762 | 84.4542 | 87.7761 | 89.6115 | 90.8378 | 91.0471 | 90.7245 | 90.0181 | 88.3311 | 85.3892 | 81.1138 | 77.9597 | 76.1421 | 74.838 | 5.8278 | 5.7998 | 6.34 | 6.2491 | 6.1367 | 5.8266 | 6.7004 | 6.3007 | 7.6965 | 7.8095 | 6.9746 | 6.4758 | 6.0627 | 6.1704 | 5.3893 | 4.4717 | 3.7155 | 3.6405 | 3.562 | 5.951 | 6.5573 | 6.6857 | 5.7804 | 6.1545
Program Specific1-in-2Size: Over 200kWOther2022September Monthly Peak | Program Specific | 1-in-2 | Size: Over 200kW | Other | 2022 | September Monthly Peak | 9 | 149.0381 | 145.2657 | 140.643 | 140.755 | 149.0483 | 170.9763 | 200.0686 | 223.237 | 242.1475 | 252.8124 | 261.6764 | 262.2714 | 256.9612 | 260.9759 | 254.5846 | 239.3712 | 220.3271 | 203.9203 | 196.9353 | 194.2249 | 188.0151 | 178.9785 | 167.2425 | 159.3716 | -0.96717 | -1.6196 | -0.92301 | -1.8471 | -3.0761 | -3.2086 | -3.4091 | -3.6756 | -3.9874 | -4.9571 | -3.0357 | -4.0502 | -2.7571 | -1.972 | 4.7537 | 6.0095 | 6.6519 | 6.3417 | 3.9137 | 3.1259 | 2.3696 | 3.6752 | 2.996 | 3.0087 | 72.2623 | 71.1349 | 70.2401 | 69.3387 | 68.479 | 67.758 | 67.3222 | 67.1889 | 69.4515 | 74.074 | 79.1988 | 83.8325 | 87.9249 | 90.2869 | 91.4782 | 91.6073 | 91.0962 | 89.9161 | 88.456 | 85.5664 | 81.8522 | 79.1504 | 77.2401 | 75.8833 | 5.8339 | 5.7959 | 6.3176 | 6.2619 | 6.1728 | 5.874 | 6.8366 | 6.4542 | 7.9883 | 8.1144 | 7.2458 | 6.729 | 6.3089 | 6.4164 | 5.5975 | 4.6101 | 3.8064 | 3.7204 | 3.6497 | 6.1411 | 6.6441 | 6.7606 | 5.8197 | 6.1694
Program Specific1-in-2Size: Over 200kWOther2022October Monthly Peak | Program Specific | 1-in-2 | Size: Over 200kW | Other | 2022 | October Monthly Peak | 10 | 130.1528 | 127.8181 | 122.7064 | 121.586 | 128.6908 | 148.4925 | 176.9186 | 193.5286 | 202.443 | 208.8521 | 215.6822 | 218.0868 | 217.2862 | 221.1963 | 215.5591 | 203.125 | 189.4884 | 183.04 | 176.3637 | 168.31 | 162.1666 | 155.6506 | 145.2905 | 140.2323 | -1.4241 | -1.7311 | -1.0532 | -2.7764 | -3.6472 | -3.2914 | -1.836 | -3.8039 | -3.3954 | -4.2562 | -0.73226 | -0.66269 | 0.43712 | 1.6871 | 6.7654 | 6.5569 | 8.5439 | 7.8967 | 4.162 | 3.9771 | 3.356 | 3.6339 | 2.6168 | 2.2605 | 64.8914 | 64.0407 | 63.2698 | 62.4549 | 61.7348 | 61.1651 | 60.4897 | 60.2774 | 61.0947 | 64.7043 | 69.9077 | 75.8673 | 81.0401 | 84.2851 | 85.3218 | 85.9529 | 85.8392 | 84.797 | 81.9324 | 77.2498 | 73.7327 | 71.207 | 69.2398 | 67.687 | 5.1912 | 5.1964 | 5.6163 | 5.5115 | 5.4307 | 5.1982 | 6.16 | 5.7013 | 6.805 | 6.8304 | 6.0853 | 5.7014 | 5.4358 | 5.5414 | 4.8292 | 3.9861 | 3.3357 | 3.4027 | 3.3304 | 5.4225 | 5.8392 | 5.9908 | 5.1515 | 5.5313
Program Specific1-in-2Size: Over 200kWOther2022November Monthly Peak | Program Specific | 1-in-2 | Size: Over 200kW | Other | 2022 | November Monthly Peak | 11 | 135.1299 | 132.3623 | 127.8959 | 126.5046 | 133.9977 | 154.1056 | 179.5296 | 197.4903 | 207.3586 | 211.0856 | 216.8615 | 218.1347 | 215.8092 | 218.6578 | 212.7575 | 199.4546 | 187.9173 | 182.6223 | 176.0096 | 168.8955 | 163.5898 | 157.8888 | 147.349 | 142.0528 | -1.7264 | -1.9231 | -1.2042 | -3.3947 | -4.2227 | -3.6316 | -1.3706 | -4.1412 | -3.5039 | -4.3688 | -0.003397 | 0.45148 | 1.5665 | 3.035 | 7.7913 | 7.0278 | 9.6261 | 8.7844 | 4.4237 | 4.515 | 3.9306 | 3.869 | 2.6598 | 2.1285 | 58.5561 | 57.5615 | 56.8117 | 55.9757 | 54.9855 | 54.2502 | 54.0534 | 54.0336 | 56.158 | 60.0377 | 64.6275 | 69.0783 | 71.8241 | 73.3039 | 74.305 | 74.1863 | 72.4853 | 69.4421 | 66.319 | 64.3522 | 62.9391 | 61.8124 | 60.892 | 60.0429 | 5.5878 | 5.5789 | 6.0691 | 5.9453 | 5.8625 | 5.593 | 6.4808 | 6.0319 | 7.2265 | 7.1572 | 6.3435 | 5.9123 | 5.5974 | 5.6792 | 4.9417 | 4.058 | 3.4296 | 3.5198 | 3.4459 | 5.6414 | 6.107 | 6.3004 | 5.4166 | 5.8091
Program Specific1-in-2Size: Over 200kWOther2022December Monthly Peak | Program Specific | 1-in-2 | Size: Over 200kW | Other | 2022 | December Monthly Peak | 12 | 126.3659 | 124.0597 | 120.0784 | 119.3595 | 126.6073 | 145.1953 | 169.8748 | 182.6558 | 188.3779 | 189.7104 | 191.4342 | 189.6302 | 185.4813 | 186.243 | 180.1771 | 171.661 | 165.2331 | 163.2421 | 159.1026 | 153.6958 | 149.3507 | 144.1945 | 136.1448 | 132.3193 | -1.6144 | -1.8025 | -1.1306 | -3.203 | -3.9898 | -3.4216 | -1.2969 | -3.8302 | -3.1831 | -3.9264 | -0.0029987 | 0.39248 | 1.3464 | 2.5851 | 6.5982 | 6.0485 | 8.4641 | 7.8522 | 3.9987 | 4.1087 | 3.5885 | 3.5335 | 2.4575 | 1.9826 | 50.4411 | 49.512 | 49.0096 | 48.5055 | 47.8636 | 47.3657 | 47.1052 | 47.0294 | 47.5636 | 50.68 | 54.3697 | 57.5934 | 59.5078 | 60.5751 | 61.4143 | 61.7287 | 61.0258 | 58.6361 | 55.7938 | 53.7638 | 52.2173 | 50.4149 | 48.7608 | 47.4586 | 5.2254 | 5.229 | 5.6981 | 5.6095 | 5.5392 | 5.2696 | 6.1322 | 5.5788 | 6.565 | 6.4325 | 5.5997 | 5.1397 | 4.8108 | 4.8373 | 4.1849 | 3.4925 | 3.0156 | 3.1462 | 3.1149 | 5.1337 | 5.5755 | 5.7539 | 5.0047 | 5.4111
Program Specific1-in-2Size: Over 200kWOther2022Typical Event Day | Program Specific | 1-in-2 | Size: Over 200kW | Other | 2022 | Typical Event Day | 8 | 147.5527 | 144.0619 | 139.9072 | 139.1909 | 146.8428 | 167.9448 | 193.9168 | 214.7778 | 229.2023 | 238.4654 | 246.621 | 247.0437 | 241.4384 | 245.4429 | 239.7681 | 227.3294 | 210.8193 | 195.8182 | 188.8732 | 185.143 | 182.9501 | 174.8497 | 164.2705 | 157.4248 | -1.0565 | -1.6581 | -0.96076 | -2.0302 | -3.201 | -3.2377 | -3.1097 | -3.6395 | -3.7847 | -4.7035 | -2.5562 | -3.3535 | -2.1272 | -1.2932 | 4.9362 | 5.9529 | 6.838 | 6.445 | 3.8595 | 3.1899 | 2.5288 | 3.6645 | 2.9452 | 2.9065 | 71.7221 | 70.6096 | 69.6665 | 68.7953 | 68.0114 | 67.2909 | 66.784 | 66.9528 | 69.4103 | 73.7552 | 78.419 | 82.6007 | 85.7667 | 87.6518 | 88.9227 | 89.2492 | 88.9387 | 88.0502 | 86.8461 | 84.4672 | 80.9626 | 77.5562 | 75.4266 | 73.8896 | 5.7529 | 5.7252 | 6.2598 | 6.1678 | 6.0575 | 5.7471 | 6.6002 | 6.1851 | 7.5314 | 7.6237 | 6.8019 | 6.3133 | 5.9044 | 6.0107 | 5.2509 | 4.3609 | 3.6278 | 3.5585 | 3.4865 | 5.8308 | 6.4396 | 6.5786 | 5.6937 | 6.07
Program Specific1-in-2Size: Over 200kWOther2023January Monthly Peak | Program Specific | 1-in-2 | Size: Over 200kW | Other | 2023 | January Monthly Peak | 1 | 133.5743 | 130.6788 | 126.3188 | 126.2565 | 133.9717 | 155.7103 | 186.8311 | 204.5831 | 210.6132 | 210.6863 | 212.0058 | 209.1194 | 204.961 | 206.2277 | 198.9028 | 188.5726 | 178.7983 | 176.299 | 173.1891 | 167.7568 | 162.3177 | 155.7539 | 147.4032 | 142.4138 | -1.7065 | -1.8987 | -1.1893 | -3.388 | -4.2218 | -3.6694 | -1.4263 | -4.29 | -3.5589 | -4.3605 | -0.0033209 | 0.43282 | 1.4878 | 2.8625 | 7.284 | 6.6444 | 9.159 | 8.4802 | 4.3528 | 4.4846 | 3.9001 | 3.8167 | 2.6608 | 2.1339 | 45.5071 | 44.8603 | 44.2453 | 43.5965 | 43.2469 | 43.1315 | 43.0956 | 42.9399 | 43.3694 | 45.4732 | 48.6713 | 51.4711 | 53.3843 | 54.718 | 55.6814 | 56.2859 | 56.1729 | 54.7694 | 52.7216 | 51.2619 | 50.0683 | 49.0877 | 48.2261 | 47.3534 | 5.5235 | 5.508 | 5.9942 | 5.9337 | 5.8614 | 5.6513 | 6.7443 | 6.2485 | 7.3399 | 7.1437 | 6.2015 | 5.6679 | 5.316 | 5.3563 | 4.6199 | 3.8366 | 3.2632 | 3.3979 | 3.3907 | 5.6034 | 6.0595 | 6.2152 | 5.4186 | 5.8239
Program Specific1-in-2Size: Over 200kWOther2023February Monthly Peak | Program Specific | 1-in-2 | Size: Over 200kW | Other | 2023 | February Monthly Peak | 2 | 131.8693 | 129.1009 | 124.6612 | 124.3548 | 131.9145 | 153.0084 | 183.1522 | 199.7296 | 205.3605 | 205.8736 | 207.8135 | 205.819 | 202.1374 | 203.8725 | 197.0353 | 186.7865 | 176.8828 | 174.1471 | 170.7616 | 165.0964 | 159.9891 | 153.8924 | 145.4514 | 140.7224 | -1.6847 | -1.8757 | -1.1737 | -3.337 | -4.157 | -3.6057 | -1.3982 | -4.1882 | -3.4701 | -4.2609 | -0.0032552 | 0.42599 | 1.4673 | 2.8298 | 7.2156 | 6.5814 | 9.0608 | 8.3767 | 4.2918 | 4.4134 | 3.8441 | 3.7711 | 2.6255 | 2.1085 | 49.56 | 49.1471 | 48.8118 | 48.3715 | 47.9816 | 47.7561 | 47.5672 | 47.4323 | 47.9986 | 49.8042 | 51.8124 | 53.706 | 54.4014 | 54.5413 | 54.5449 | 54.035 | 53.8104 | 52.9992 | 51.6756 | 50.5943 | 49.6016 | 48.8041 | 47.4276 | 46.4301 | 5.453 | 5.4415 | 5.9156 | 5.8443 | 5.7714 | 5.5532 | 6.6115 | 6.1002 | 7.1569 | 6.9805 | 6.0788 | 5.5785 | 5.2428 | 5.2952 | 4.5765 | 3.8002 | 3.2282 | 3.3564 | 3.3431 | 5.5145 | 5.9726 | 6.1409 | 5.3469 | 5.7547
Program Specific1-in-2Size: Over 200kWOther2023March Monthly Peak | Program Specific | 1-in-2 | Size: Over 200kW | Other | 2023 | March Monthly Peak | 3 | 136.8637 | 133.141 | 129.2258 | 127.1413 | 134.1472 | 153.7026 | 181.238 | 199.691 | 207.4907 | 207.8567 | 211.5525 | 210.7086 | 207.271 | 210.1085 | 204.3604 | 194.3998 | 183.4547 | 173.4921 | 170.4794 | 169.9611 | 167.4565 | 161.0612 | 151.5044 | 145.1454 | -1.7485 | -1.9344 | -1.2167 | -3.4118 | -4.2274 | -3.6221 | -1.3836 | -4.1874 | -3.5061 | -4.3019 | -0.0033138 | 0.43611 | 1.5046 | 2.9164 | 7.4838 | 6.8497 | 9.3975 | 8.3452 | 4.2847 | 4.5435 | 4.0235 | 3.9468 | 2.7348 | 2.1748 | 49.1533 | 48.3678 | 47.7746 | 47.3821 | 46.949 | 46.5035 | 46.1853 | 46.1101 | 47.949 | 50.2647 | 52.647 | 54.674 | 55.9581 | 56.9494 | 57.2751 | 57.6394 | 57.3718 | 56.602 | 55.1481 | 53.1766 | 51.8991 | 50.7735 | 49.9496 | 49.1021 | 5.6595 | 5.6117 | 6.1322 | 5.9752 | 5.869 | 5.5784 | 6.5424 | 6.0991 | 7.2311 | 7.0478 | 6.1882 | 5.711 | 5.3759 | 5.4571 | 4.7466 | 3.9551 | 3.3482 | 3.3438 | 3.3376 | 5.677 | 6.2514 | 6.427 | 5.5694 | 5.9356
Program Specific1-in-2Size: Over 200kWOther2023April Monthly Peak | Program Specific | 1-in-2 | Size: Over 200kW | Other | 2023 | April Monthly Peak | 4 | 134.2075 | 130.879 | 126.4598 | 123.6305 | 130.2025 | 148.3408 | 173.883 | 191.286 | 200.829 | 205.3798 | 212.7798 | 215.5722 | 214.4183 | 219.0786 | 214.5453 | 203.2566 | 189.7978 | 177.2371 | 171.8611 | 169.5976 | 166.7307 | 160.4922 | 149.6215 | 143.2886 | -1.7146 | -1.9016 | -1.1907 | -3.3176 | -4.1031 | -3.4957 | -1.3275 | -4.0111 | -3.3935 | -4.2507 | -0.003333 | 0.44618 | 1.5564 | 3.0409 | 7.8568 | 7.1618 | 9.7224 | 8.5254 | 4.3194 | 4.5338 | 4.0061 | 3.9328 | 2.7008 | 2.147 | 62.1784 | 61.1837 | 59.9252 | 58.9068 | 58.1467 | 57.5622 | 57.025 | 57.1373 | 59.3902 | 63.2661 | 67.5743 | 71.5946 | 74.9776 | 77.3906 | 78.6262 | 79.1336 | 79.0163 | 78.845 | 77.4147 | 74.8159 | 71.1411 | 68.3901 | 66.197 | 64.2017 | 5.5497 | 5.5164 | 6.0009 | 5.8102 | 5.6965 | 5.3838 | 6.2769 | 5.8424 | 6.9989 | 6.9638 | 6.2241 | 5.8428 | 5.5613 | 5.6901 | 4.9832 | 4.1353 | 3.4639 | 3.416 | 3.3647 | 5.6648 | 6.2243 | 6.4043 | 5.5001 | 5.8597
Program Specific1-in-2Size: Over 200kWOther2023May Monthly Peak | Program Specific | 1-in-2 | Size: Over 200kW | Other | 2023 | May Monthly Peak | 5 | 136.2503 | 133.4401 | 128.734 | 126.838 | 133.92 | 152.3472 | 176.1677 | 197.8851 | 211.4591 | 217.8892 | 226.1412 | 228.0525 | 225.5013 | 229.5275 | 224.4334 | 211.0205 | 196.4085 | 182.4578 | 175.4117 | 171.0751 | 168.7384 | 163.1176 | 153.0724 | 146.9049 | -1.7407 | -1.9388 | -1.2121 | -3.4036 | -4.2202 | -3.5901 | -1.3449 | -4.1495 | -3.5732 | -4.5096 | -0.0035423 | 0.47201 | 1.6369 | 3.1859 | 8.2189 | 7.4353 | 10.061 | 8.7765 | 4.4086 | 4.5733 | 4.0543 | 3.9972 | 2.7631 | 2.2012 | 62.9704 | 62.307 | 61.8294 | 61.2195 | 60.6221 | 60.199 | 59.9595 | 60.3648 | 61.9993 | 64.9596 | 68.4847 | 71.9747 | 75.2517 | 77.7252 | 78.6766 | 79.024 | 79.0619 | 78.0536 | 76.1237 | 73.5342 | 70.0157 | 67.2295 | 65.3493 | 64.0768 | 5.6341 | 5.6244 | 6.1088 | 5.961 | 5.8591 | 5.5292 | 6.3594 | 6.0439 | 7.3694 | 7.3879 | 6.615 | 6.1811 | 5.8487 | 5.9615 | 5.2128 | 4.2933 | 3.5846 | 3.5166 | 3.4342 | 5.7142 | 6.2992 | 6.509 | 5.627 | 6.0075
Program Specific1-in-2Size: Over 200kWOther2023June Monthly Peak | Program Specific | 1-in-2 | Size: Over 200kW | Other | 2023 | June Monthly Peak | 6 | 143.7205 | 140.7921 | 136.2947 | 134.4091 | 141.1663 | 159.8911 | 183.9008 | 205.4796 | 218.8825 | 227.0797 | 235.8467 | 234.5187 | 228.026 | 231.2803 | 226.1746 | 215.6272 | 201.0223 | 186.9491 | 181.489 | 176.3507 | 175.6447 | 170.1352 | 159.8417 | 153.7221 | -1.4137 | -1.8231 | -1.1015 | -2.7451 | -3.7308 | -3.4091 | -2.2127 | -3.876 | -3.6545 | -4.5842 | -1.2813 | -1.435 | -0.26275 | 0.89202 | 6.3845 | 6.5763 | 8.3203 | 7.5063 | 4.115 | 3.8371 | 3.282 | 3.8533 | 2.8751 | 2.5833 | 67.2901 | 66.2909 | 65.4096 | 64.4115 | 63.624 | 62.9133 | 62.2862 | 62.8899 | 65.632 | 69.9009 | 74.6005 | 78.7611 | 81.3637 | 82.9576 | 84.2836 | 84.688 | 84.9167 | 84.2352 | 83.1032 | 80.6228 | 77.1907 | 73.0991 | 70.779 | 69.1853 | 5.6506 | 5.6422 | 6.1493 | 6.0059 | 5.8722 | 5.5174 | 6.3118 | 5.967 | 7.2527 | 7.3206 | 6.5593 | 6.0435 | 5.6232 | 5.7114 | 4.9948 | 4.1711 | 3.4882 | 3.4258 | 3.3783 | 5.6005 | 6.2344 | 6.4549 | 5.5867 | 5.977
Program Specific1-in-2Size: Over 200kWOther2023July Monthly Peak | Program Specific | 1-in-2 | Size: Over 200kW | Other | 2023 | July Monthly Peak | 7 | 148.9282 | 145.178 | 141.0881 | 140.4767 | 147.8546 | 168.6637 | 193.0682 | 213.9073 | 226.5019 | 235.0107 | 242.3184 | 240.8815 | 234.9998 | 237.6791 | 232.1403 | 222.8778 | 208.9369 | 195.122 | 189.6642 | 184.5799 | 183.1921 | 176.4664 | 165.471 | 158.7323 | -0.90192 | -1.5848 | -0.89819 | -1.7107 | -2.9406 | -3.1094 | -3.415 | -3.4555 | -3.723 | -4.5904 | -3.0047 | -4.0107 | -2.8129 | -2.1472 | 4.0474 | 5.4398 | 6.0051 | 5.8394 | 3.7004 | 2.8353 | 2.1645 | 3.5753 | 2.9627 | 3.0393 | 73.965 | 72.8753 | 72.0737 | 71.3914 | 70.6817 | 69.9707 | 69.4409 | 69.9859 | 72.7046 | 76.4254 | 80.0006 | 83.3549 | 86.002 | 87.7512 | 89.0911 | 89.6544 | 89.0175 | 88.0313 | 87.4942 | 86.2904 | 83.6937 | 80.0156 | 77.545 | 75.6519 | 5.8519 | 5.8146 | 6.3619 | 6.2734 | 6.1468 | 5.8167 | 6.6226 | 6.2081 | 7.5008 | 7.5719 | 6.7354 | 6.2039 | 5.7918 | 5.866 | 5.1235 | 4.3088 | 3.6235 | 3.5735 | 3.5284 | 5.8585 | 6.4984 | 6.6912 | 5.7801 | 6.1682
Program Specific1-in-2Size: Over 200kWOther2023August Monthly Peak | Program Specific | 1-in-2 | Size: Over 200kW | Other | 2023 | August Monthly Peak | 8 | 148.598 | 145.0853 | 140.8712 | 140.2006 | 147.8932 | 169.2727 | 195.7094 | 217.5129 | 232.8566 | 242.8479 | 251.4037 | 251.9203 | 246.4622 | 250.4912 | 244.647 | 231.7436 | 214.6535 | 199.1615 | 191.834 | 187.8523 | 185.2052 | 176.6557 | 165.7973 | 158.6837 | -0.93005 | -1.5996 | -0.90976 | -1.7693 | -2.9933 | -3.1468 | -3.4024 | -3.5454 | -3.8307 | -4.752 | -3.0234 | -4.0523 | -2.8071 | -2.0898 | 4.407 | 5.7319 | 6.315 | 6.0695 | 3.7753 | 2.95 | 2.2566 | 3.6018 | 2.9693 | 3.0184 | 73.371 | 72.1374 | 70.9426 | 70.0396 | 69.2611 | 68.5216 | 68.0869 | 67.7466 | 69.853 | 74.6204 | 79.8762 | 84.4542 | 87.7761 | 89.6115 | 90.8378 | 91.047 | 90.7245 | 90.0181 | 88.3311 | 85.3892 | 81.1138 | 77.9597 | 76.1421 | 74.838 | 5.8278 | 5.7998 | 6.34 | 6.2491 | 6.1367 | 5.8266 | 6.7004 | 6.3007 | 7.6965 | 7.8095 | 6.9746 | 6.4758 | 6.0627 | 6.1704 | 5.3893 | 4.4717 | 3.7155 | 3.6405 | 3.562 | 5.951 | 6.5573 | 6.6857 | 5.7804 | 6.1545
Program Specific1-in-2Size: Over 200kWOther2023September Monthly Peak | Program Specific | 1-in-2 | Size: Over 200kW | Other | 2023 | September Monthly Peak | 9 | 149.0381 | 145.2657 | 140.643 | 140.755 | 149.0483 | 170.9763 | 200.0687 | 223.237 | 242.1475 | 252.8124 | 261.6764 | 262.2714 | 256.9612 | 260.9759 | 254.5846 | 239.3712 | 220.3271 | 203.9203 | 196.9353 | 194.2249 | 188.0151 | 178.9785 | 167.2425 | 159.3716 | -0.96717 | -1.6196 | -0.92301 | -1.8471 | -3.0761 | -3.2086 | -3.4091 | -3.6756 | -3.9874 | -4.9571 | -3.0357 | -4.0502 | -2.7571 | -1.972 | 4.7537 | 6.0095 | 6.6519 | 6.3417 | 3.9137 | 3.1259 | 2.3696 | 3.6752 | 2.996 | 3.0087 | 72.2623 | 71.1349 | 70.2401 | 69.3387 | 68.479 | 67.758 | 67.3222 | 67.1889 | 69.4515 | 74.074 | 79.1988 | 83.8325 | 87.9249 | 90.2869 | 91.4781 | 91.6073 | 91.0962 | 89.9161 | 88.456 | 85.5663 | 81.8522 | 79.1504 | 77.2401 | 75.8833 | 5.8339 | 5.7959 | 6.3176 | 6.2619 | 6.1728 | 5.874 | 6.8366 | 6.4542 | 7.9883 | 8.1144 | 7.2458 | 6.729 | 6.3089 | 6.4164 | 5.5975 | 4.6101 | 3.8064 | 3.7204 | 3.6497 | 6.1411 | 6.6441 | 6.7606 | 5.8197 | 6.1694
Program Specific1-in-2Size: Over 200kWOther2023October Monthly Peak | Program Specific | 1-in-2 | Size: Over 200kW | Other | 2023 | October Monthly Peak | 10 | 130.1528 | 127.8181 | 122.7064 | 121.586 | 128.6908 | 148.4925 | 176.9186 | 193.5286 | 202.443 | 208.8521 | 215.6822 | 218.0869 | 217.2862 | 221.1962 | 215.5591 | 203.125 | 189.4884 | 183.04 | 176.3637 | 168.31 | 162.1666 | 155.6506 | 145.2905 | 140.2323 | -1.4241 | -1.7311 | -1.0532 | -2.7764 | -3.6472 | -3.2914 | -1.836 | -3.8039 | -3.3954 | -4.2562 | -0.73226 | -0.66269 | 0.43712 | 1.6871 | 6.7654 | 6.5569 | 8.5439 | 7.8967 | 4.162 | 3.9771 | 3.356 | 3.6339 | 2.6168 | 2.2605 | 64.8914 | 64.0406 | 63.2698 | 62.4549 | 61.7348 | 61.1651 | 60.4897 | 60.2774 | 61.0947 | 64.7043 | 69.9077 | 75.8673 | 81.0401 | 84.2851 | 85.3218 | 85.9529 | 85.8392 | 84.797 | 81.9324 | 77.2498 | 73.7327 | 71.207 | 69.2398 | 67.687 | 5.1912 | 5.1964 | 5.6163 | 5.5115 | 5.4307 | 5.1982 | 6.16 | 5.7013 | 6.805 | 6.8304 | 6.0853 | 5.7014 | 5.4358 | 5.5414 | 4.8292 | 3.9861 | 3.3357 | 3.4027 | 3.3304 | 5.4225 | 5.8392 | 5.9908 | 5.1515 | 5.5313
Program Specific1-in-2Size: Over 200kWOther2023November Monthly Peak | Program Specific | 1-in-2 | Size: Over 200kW | Other | 2023 | November Monthly Peak | 11 | 135.1299 | 132.3624 | 127.8959 | 126.5046 | 133.9977 | 154.1056 | 179.5296 | 197.4903 | 207.3586 | 211.0856 | 216.8615 | 218.1347 | 215.8092 | 218.6578 | 212.7575 | 199.4546 | 187.9173 | 182.6223 | 176.0096 | 168.8955 | 163.5898 | 157.8888 | 147.349 | 142.0528 | -1.7264 | -1.9231 | -1.2042 | -3.3947 | -4.2227 | -3.6316 | -1.3706 | -4.1412 | -3.5039 | -4.3688 | -0.003397 | 0.45148 | 1.5665 | 3.035 | 7.7913 | 7.0278 | 9.6261 | 8.7844 | 4.4237 | 4.515 | 3.9306 | 3.869 | 2.6598 | 2.1285 | 58.5561 | 57.5615 | 56.8117 | 55.9757 | 54.9855 | 54.2502 | 54.0534 | 54.0336 | 56.158 | 60.0377 | 64.6275 | 69.0783 | 71.8241 | 73.3039 | 74.305 | 74.1863 | 72.4853 | 69.4421 | 66.319 | 64.3522 | 62.9391 | 61.8124 | 60.892 | 60.0429 | 5.5878 | 5.5789 | 6.0691 | 5.9453 | 5.8625 | 5.593 | 6.4807 | 6.0319 | 7.2265 | 7.1572 | 6.3435 | 5.9123 | 5.5974 | 5.6792 | 4.9417 | 4.058 | 3.4296 | 3.5198 | 3.4459 | 5.6414 | 6.107 | 6.3004 | 5.4166 | 5.8091
Program Specific1-in-2Size: Over 200kWOther2023December Monthly Peak | Program Specific | 1-in-2 | Size: Over 200kW | Other | 2023 | December Monthly Peak | 12 | 126.3659 | 124.0597 | 120.0784 | 119.3595 | 126.6073 | 145.1953 | 169.8748 | 182.6558 | 188.3779 | 189.7104 | 191.4342 | 189.6302 | 185.4813 | 186.243 | 180.1771 | 171.661 | 165.2331 | 163.2421 | 159.1026 | 153.6958 | 149.3507 | 144.1945 | 136.1448 | 132.3193 | -1.6144 | -1.8025 | -1.1306 | -3.203 | -3.9898 | -3.4216 | -1.2969 | -3.8302 | -3.1831 | -3.9264 | -0.0029987 | 0.39248 | 1.3464 | 2.5851 | 6.5982 | 6.0485 | 8.4641 | 7.8522 | 3.9987 | 4.1087 | 3.5885 | 3.5335 | 2.4575 | 1.9826 | 50.4411 | 49.512 | 49.0096 | 48.5055 | 47.8636 | 47.3657 | 47.1052 | 47.0294 | 47.5636 | 50.68 | 54.3697 | 57.5934 | 59.5078 | 60.5751 | 61.4143 | 61.7287 | 61.0258 | 58.6361 | 55.7938 | 53.7638 | 52.2173 | 50.4149 | 48.7608 | 47.4586 | 5.2254 | 5.229 | 5.6981 | 5.6095 | 5.5392 | 5.2696 | 6.1322 | 5.5788 | 6.565 | 6.4325 | 5.5997 | 5.1397 | 4.8108 | 4.8373 | 4.1849 | 3.4925 | 3.0156 | 3.1462 | 3.1149 | 5.1337 | 5.5755 | 5.7539 | 5.0047 | 5.4111
Program Specific1-in-2Size: Over 200kWOther2023Typical Event Day | Program Specific | 1-in-2 | Size: Over 200kW | Other | 2023 | Typical Event Day | 8 | 147.5527 | 144.0619 | 139.9072 | 139.1909 | 146.8428 | 167.9448 | 193.9168 | 214.7778 | 229.2023 | 238.4654 | 246.621 | 247.0437 | 241.4384 | 245.443 | 239.7681 | 227.3294 | 210.8193 | 195.8182 | 188.8732 | 185.143 | 182.9501 | 174.8497 | 164.2705 | 157.4248 | -1.0565 | -1.6581 | -0.96076 | -2.0302 | -3.201 | -3.2377 | -3.1097 | -3.6395 | -3.7847 | -4.7035 | -2.5562 | -3.3535 | -2.1272 | -1.2932 | 4.9362 | 5.9529 | 6.838 | 6.445 | 3.8595 | 3.1899 | 2.5288 | 3.6645 | 2.9452 | 2.9065 | 71.7221 | 70.6096 | 69.6665 | 68.7953 | 68.0114 | 67.2909 | 66.784 | 66.9528 | 69.4103 | 73.7552 | 78.419 | 82.6007 | 85.7667 | 87.6518 | 88.9227 | 89.2492 | 88.9387 | 88.0502 | 86.8461 | 84.4672 | 80.9626 | 77.5562 | 75.4266 | 73.8896 | 5.7529 | 5.7252 | 6.2598 | 6.1678 | 6.0575 | 5.7471 | 6.6002 | 6.1851 | 7.5314 | 7.6237 | 6.8019 | 6.3133 | 5.9044 | 6.0107 | 5.2509 | 4.3609 | 3.6278 | 3.5585 | 3.4865 | 5.8308 | 6.4396 | 6.5786 | 5.6937 | 6.07
Program Specific1-in-2Size: Over 200kWOther2024January Monthly Peak | Program Specific | 1-in-2 | Size: Over 200kW | Other | 2024 | January Monthly Peak | 1 | 133.5742 | 130.6788 | 126.3188 | 126.2565 | 133.9717 | 155.7103 | 186.8311 | 204.5831 | 210.6132 | 210.6863 | 212.0058 | 209.1194 | 204.961 | 206.2277 | 198.9028 | 188.5726 | 178.7983 | 176.299 | 173.1891 | 167.7568 | 162.3177 | 155.7539 | 147.4032 | 142.4138 | -1.7065 | -1.8987 | -1.1893 | -3.388 | -4.2218 | -3.6694 | -1.4263 | -4.29 | -3.5589 | -4.3605 | -0.0033209 | 0.43282 | 1.4878 | 2.8625 | 7.284 | 6.6444 | 9.159 | 8.4802 | 4.3528 | 4.4846 | 3.9001 | 3.8167 | 2.6608 | 2.1339 | 45.5071 | 44.8603 | 44.2453 | 43.5965 | 43.2469 | 43.1315 | 43.0956 | 42.9399 | 43.3694 | 45.4732 | 48.6713 | 51.4711 | 53.3843 | 54.718 | 55.6814 | 56.2859 | 56.1729 | 54.7694 | 52.7216 | 51.2619 | 50.0683 | 49.0877 | 48.2261 | 47.3534 | 5.5235 | 5.508 | 5.9942 | 5.9337 | 5.8614 | 5.6513 | 6.7443 | 6.2485 | 7.3399 | 7.1437 | 6.2015 | 5.6679 | 5.316 | 5.3563 | 4.6199 | 3.8366 | 3.2632 | 3.3979 | 3.3907 | 5.6034 | 6.0595 | 6.2152 | 5.4186 | 5.8239
Program Specific1-in-2Size: Over 200kWOther2024February Monthly Peak | Program Specific | 1-in-2 | Size: Over 200kW | Other | 2024 | February Monthly Peak | 2 | 131.8693 | 129.1009 | 124.6612 | 124.3548 | 131.9145 | 153.0084 | 183.1522 | 199.7296 | 205.3605 | 205.8736 | 207.8135 | 205.819 | 202.1374 | 203.8725 | 197.0353 | 186.7865 | 176.8828 | 174.1471 | 170.7616 | 165.0964 | 159.9891 | 153.8924 | 145.4514 | 140.7224 | -1.6847 | -1.8757 | -1.1737 | -3.337 | -4.157 | -3.6057 | -1.3982 | -4.1882 | -3.4701 | -4.2609 | -0.0032552 | 0.42599 | 1.4673 | 2.8298 | 7.2156 | 6.5814 | 9.0608 | 8.3767 | 4.2918 | 4.4134 | 3.8441 | 3.7711 | 2.6255 | 2.1085 | 49.56 | 49.1471 | 48.8118 | 48.3715 | 47.9816 | 47.7561 | 47.5672 | 47.4323 | 47.9986 | 49.8042 | 51.8124 | 53.706 | 54.4014 | 54.5413 | 54.5449 | 54.035 | 53.8104 | 52.9992 | 51.6756 | 50.5943 | 49.6016 | 48.8041 | 47.4276 | 46.4301 | 5.453 | 5.4415 | 5.9156 | 5.8443 | 5.7714 | 5.5532 | 6.6115 | 6.1002 | 7.1569 | 6.9805 | 6.0788 | 5.5785 | 5.2428 | 5.2952 | 4.5765 | 3.8002 | 3.2282 | 3.3564 | 3.3431 | 5.5145 | 5.9726 | 6.1409 | 5.3469 | 5.7547
Program Specific1-in-2Size: Over 200kWOther2024March Monthly Peak | Program Specific | 1-in-2 | Size: Over 200kW | Other | 2024 | March Monthly Peak | 3 | 136.8637 | 133.141 | 129.2258 | 127.1413 | 134.1472 | 153.7026 | 181.238 | 199.691 | 207.4908 | 207.8567 | 211.5525 | 210.7086 | 207.271 | 210.1085 | 204.3604 | 194.3998 | 183.4546 | 173.4921 | 170.4794 | 169.9611 | 167.4565 | 161.0612 | 151.5044 | 145.1454 | -1.7485 | -1.9344 | -1.2167 | -3.4118 | -4.2274 | -3.6221 | -1.3836 | -4.1874 | -3.5061 | -4.3019 | -0.0033138 | 0.43611 | 1.5046 | 2.9164 | 7.4838 | 6.8497 | 9.3975 | 8.3452 | 4.2847 | 4.5435 | 4.0235 | 3.9468 | 2.7348 | 2.1748 | 49.1533 | 48.3678 | 47.7745 | 47.3821 | 46.949 | 46.5035 | 46.1853 | 46.1101 | 47.949 | 50.2647 | 52.647 | 54.674 | 55.9581 | 56.9494 | 57.2751 | 57.6394 | 57.3718 | 56.602 | 55.1481 | 53.1766 | 51.8991 | 50.7735 | 49.9496 | 49.1021 | 5.6595 | 5.6117 | 6.1322 | 5.9752 | 5.869 | 5.5784 | 6.5424 | 6.0991 | 7.2311 | 7.0478 | 6.1882 | 5.711 | 5.3759 | 5.4571 | 4.7466 | 3.9551 | 3.3482 | 3.3438 | 3.3376 | 5.677 | 6.2514 | 6.427 | 5.5694 | 5.9356
Program Specific1-in-2Size: Over 200kWOther2024April Monthly Peak | Program Specific | 1-in-2 | Size: Over 200kW | Other | 2024 | April Monthly Peak | 4 | 134.2075 | 130.879 | 126.4598 | 123.6305 | 130.2025 | 148.3408 | 173.883 | 191.286 | 200.829 | 205.3798 | 212.7798 | 215.5722 | 214.4183 | 219.0786 | 214.5453 | 203.2566 | 189.7978 | 177.2371 | 171.8611 | 169.5976 | 166.7307 | 160.4922 | 149.6215 | 143.2886 | -1.7146 | -1.9016 | -1.1907 | -3.3176 | -4.1031 | -3.4957 | -1.3275 | -4.0111 | -3.3935 | -4.2507 | -0.003333 | 0.44618 | 1.5564 | 3.0409 | 7.8568 | 7.1618 | 9.7224 | 8.5254 | 4.3194 | 4.5338 | 4.0061 | 3.9328 | 2.7008 | 2.147 | 62.1784 | 61.1837 | 59.9252 | 58.9068 | 58.1467 | 57.5622 | 57.025 | 57.1373 | 59.3902 | 63.2661 | 67.5743 | 71.5946 | 74.9776 | 77.3906 | 78.6262 | 79.1336 | 79.0163 | 78.845 | 77.4147 | 74.8159 | 71.1411 | 68.3901 | 66.197 | 64.2017 | 5.5497 | 5.5164 | 6.0009 | 5.8102 | 5.6965 | 5.3838 | 6.2769 | 5.8424 | 6.9989 | 6.9638 | 6.2241 | 5.8428 | 5.5613 | 5.6901 | 4.9832 | 4.1353 | 3.4639 | 3.416 | 3.3647 | 5.6648 | 6.2243 | 6.4043 | 5.5001 | 5.8597
Program Specific1-in-2Size: Over 200kWOther2024May Monthly Peak | Program Specific | 1-in-2 | Size: Over 200kW | Other | 2024 | May Monthly Peak | 5 | 136.2503 | 133.4401 | 128.734 | 126.838 | 133.92 | 152.3472 | 176.1677 | 197.8851 | 211.4591 | 217.8892 | 226.1412 | 228.0525 | 225.5013 | 229.5275 | 224.4334 | 211.0205 | 196.4085 | 182.4578 | 175.4117 | 171.0751 | 168.7384 | 163.1176 | 153.0724 | 146.9049 | -1.7407 | -1.9388 | -1.2121 | -3.4036 | -4.2202 | -3.5901 | -1.3449 | -4.1495 | -3.5732 | -4.5096 | -0.0035423 | 0.47201 | 1.6369 | 3.1859 | 8.2189 | 7.4353 | 10.061 | 8.7765 | 4.4086 | 4.5733 | 4.0543 | 3.9972 | 2.7631 | 2.2012 | 62.9704 | 62.3069 | 61.8294 | 61.2195 | 60.6221 | 60.199 | 59.9595 | 60.3648 | 61.9993 | 64.9596 | 68.4847 | 71.9747 | 75.2517 | 77.7252 | 78.6766 | 79.024 | 79.0619 | 78.0536 | 76.1237 | 73.5342 | 70.0157 | 67.2295 | 65.3493 | 64.0767 | 5.6341 | 5.6244 | 6.1088 | 5.961 | 5.8591 | 5.5292 | 6.3594 | 6.0439 | 7.3694 | 7.3879 | 6.615 | 6.1811 | 5.8487 | 5.9615 | 5.2128 | 4.2933 | 3.5846 | 3.5166 | 3.4342 | 5.7142 | 6.2992 | 6.509 | 5.627 | 6.0075
Program Specific1-in-2Size: Over 200kWOther2024June Monthly Peak | Program Specific | 1-in-2 | Size: Over 200kW | Other | 2024 | June Monthly Peak | 6 | 143.7205 | 140.7921 | 136.2947 | 134.4091 | 141.1663 | 159.8911 | 183.9008 | 205.4796 | 218.8825 | 227.0797 | 235.8466 | 234.5187 | 228.026 | 231.2803 | 226.1746 | 215.6272 | 201.0223 | 186.9491 | 181.489 | 176.3508 | 175.6447 | 170.1352 | 159.8417 | 153.7221 | -1.4137 | -1.8231 | -1.1015 | -2.7451 | -3.7308 | -3.4091 | -2.2127 | -3.876 | -3.6545 | -4.5842 | -1.2813 | -1.435 | -0.26275 | 0.89202 | 6.3845 | 6.5763 | 8.3203 | 7.5063 | 4.115 | 3.8371 | 3.282 | 3.8533 | 2.8751 | 2.5833 | 67.2901 | 66.2909 | 65.4096 | 64.4115 | 63.624 | 62.9133 | 62.2862 | 62.8899 | 65.632 | 69.9009 | 74.6005 | 78.7611 | 81.3637 | 82.9576 | 84.2836 | 84.688 | 84.9167 | 84.2352 | 83.1032 | 80.6228 | 77.1907 | 73.0991 | 70.779 | 69.1853 | 5.6506 | 5.6422 | 6.1493 | 6.0059 | 5.8722 | 5.5174 | 6.3118 | 5.967 | 7.2527 | 7.3206 | 6.5593 | 6.0435 | 5.6232 | 5.7114 | 4.9948 | 4.1711 | 3.4882 | 3.4258 | 3.3783 | 5.6005 | 6.2344 | 6.4549 | 5.5867 | 5.977
Program Specific1-in-2Size: Over 200kWOther2024July Monthly Peak | Program Specific | 1-in-2 | Size: Over 200kW | Other | 2024 | July Monthly Peak | 7 | 148.9282 | 145.178 | 141.0881 | 140.4767 | 147.8546 | 168.6637 | 193.0682 | 213.9073 | 226.5019 | 235.0107 | 242.3184 | 240.8815 | 234.9998 | 237.6791 | 232.1403 | 222.8778 | 208.937 | 195.122 | 189.6642 | 184.5799 | 183.1921 | 176.4664 | 165.471 | 158.7323 | -0.90192 | -1.5848 | -0.89819 | -1.7107 | -2.9406 | -3.1094 | -3.415 | -3.4555 | -3.723 | -4.5904 | -3.0047 | -4.0107 | -2.8129 | -2.1472 | 4.0474 | 5.4398 | 6.0051 | 5.8394 | 3.7004 | 2.8353 | 2.1645 | 3.5753 | 2.9627 | 3.0393 | 73.965 | 72.8753 | 72.0737 | 71.3914 | 70.6816 | 69.9707 | 69.4409 | 69.9859 | 72.7046 | 76.4254 | 80.0006 | 83.3549 | 86.002 | 87.7512 | 89.0911 | 89.6544 | 89.0175 | 88.0313 | 87.4942 | 86.2904 | 83.6937 | 80.0156 | 77.545 | 75.6518 | 5.8519 | 5.8146 | 6.3619 | 6.2734 | 6.1468 | 5.8167 | 6.6226 | 6.2081 | 7.5008 | 7.5719 | 6.7354 | 6.2039 | 5.7918 | 5.866 | 5.1235 | 4.3088 | 3.6235 | 3.5735 | 3.5284 | 5.8585 | 6.4984 | 6.6912 | 5.7801 | 6.1682
Program Specific1-in-2Size: Over 200kWOther2024August Monthly Peak | Program Specific | 1-in-2 | Size: Over 200kW | Other | 2024 | August Monthly Peak | 8 | 148.598 | 145.0853 | 140.8712 | 140.2006 | 147.8932 | 169.2727 | 195.7094 | 217.5129 | 232.8566 | 242.8479 | 251.4037 | 251.9203 | 246.4622 | 250.4912 | 244.647 | 231.7436 | 214.6535 | 199.1615 | 191.834 | 187.8523 | 185.2052 | 176.6557 | 165.7973 | 158.6837 | -0.93005 | -1.5996 | -0.90976 | -1.7693 | -2.9933 | -3.1468 | -3.4024 | -3.5454 | -3.8307 | -4.752 | -3.0234 | -4.0523 | -2.8071 | -2.0898 | 4.407 | 5.7319 | 6.315 | 6.0695 | 3.7753 | 2.95 | 2.2566 | 3.6018 | 2.9693 | 3.0184 | 73.371 | 72.1374 | 70.9425 | 70.0396 | 69.2611 | 68.5216 | 68.0869 | 67.7466 | 69.853 | 74.6204 | 79.8762 | 84.4542 | 87.7761 | 89.6115 | 90.8378 | 91.0471 | 90.7244 | 90.0181 | 88.3311 | 85.3892 | 81.1138 | 77.9597 | 76.1421 | 74.838 | 5.8278 | 5.7998 | 6.34 | 6.2491 | 6.1367 | 5.8266 | 6.7004 | 6.3007 | 7.6965 | 7.8095 | 6.9746 | 6.4758 | 6.0627 | 6.1704 | 5.3893 | 4.4717 | 3.7155 | 3.6405 | 3.562 | 5.951 | 6.5573 | 6.6857 | 5.7804 | 6.1545
Program Specific1-in-2Size: Over 200kWOther2024September Monthly Peak | Program Specific | 1-in-2 | Size: Over 200kW | Other | 2024 | September Monthly Peak | 9 | 149.0381 | 145.2657 | 140.643 | 140.755 | 149.0482 | 170.9763 | 200.0687 | 223.237 | 242.1475 | 252.8124 | 261.6764 | 262.2714 | 256.9612 | 260.9759 | 254.5846 | 239.3712 | 220.3271 | 203.9203 | 196.9353 | 194.2249 | 188.0151 | 178.9785 | 167.2425 | 159.3716 | -0.96717 | -1.6196 | -0.92301 | -1.8471 | -3.0761 | -3.2086 | -3.4091 | -3.6756 | -3.9874 | -4.9571 | -3.0357 | -4.0502 | -2.7571 | -1.972 | 4.7537 | 6.0095 | 6.6519 | 6.3417 | 3.9137 | 3.1259 | 2.3696 | 3.6752 | 2.996 | 3.0087 | 72.2623 | 71.1349 | 70.2401 | 69.3387 | 68.479 | 67.758 | 67.3222 | 67.1889 | 69.4515 | 74.074 | 79.1988 | 83.8325 | 87.9249 | 90.2869 | 91.4781 | 91.6073 | 91.0962 | 89.9161 | 88.456 | 85.5664 | 81.8522 | 79.1504 | 77.2401 | 75.8833 | 5.8339 | 5.7959 | 6.3176 | 6.2619 | 6.1728 | 5.874 | 6.8366 | 6.4542 | 7.9883 | 8.1144 | 7.2458 | 6.729 | 6.3089 | 6.4164 | 5.5975 | 4.6101 | 3.8064 | 3.7204 | 3.6497 | 6.1411 | 6.6441 | 6.7606 | 5.8197 | 6.1694
Program Specific1-in-2Size: Over 200kWOther2024October Monthly Peak | Program Specific | 1-in-2 | Size: Over 200kW | Other | 2024 | October Monthly Peak | 10 | 130.1528 | 127.8181 | 122.7064 | 121.586 | 128.6908 | 148.4925 | 176.9185 | 193.5286 | 202.443 | 208.8521 | 215.6822 | 218.0868 | 217.2862 | 221.1962 | 215.5591 | 203.125 | 189.4884 | 183.04 | 176.3637 | 168.31 | 162.1666 | 155.6506 | 145.2905 | 140.2323 | -1.4241 | -1.7311 | -1.0532 | -2.7764 | -3.6472 | -3.2914 | -1.836 | -3.8039 | -3.3954 | -4.2562 | -0.73226 | -0.66269 | 0.43712 | 1.6871 | 6.7654 | 6.5569 | 8.5439 | 7.8967 | 4.162 | 3.9771 | 3.356 | 3.6339 | 2.6168 | 2.2605 | 64.8914 | 64.0407 | 63.2698 | 62.4549 | 61.7348 | 61.1651 | 60.4897 | 60.2774 | 61.0947 | 64.7043 | 69.9077 | 75.8673 | 81.0401 | 84.2851 | 85.3218 | 85.9529 | 85.8392 | 84.797 | 81.9324 | 77.2498 | 73.7327 | 71.207 | 69.2398 | 67.687 | 5.1912 | 5.1964 | 5.6163 | 5.5115 | 5.4307 | 5.1982 | 6.16 | 5.7013 | 6.805 | 6.8304 | 6.0853 | 5.7014 | 5.4358 | 5.5414 | 4.8292 | 3.9861 | 3.3357 | 3.4027 | 3.3304 | 5.4225 | 5.8392 | 5.9908 | 5.1515 | 5.5313
Program Specific1-in-2Size: Over 200kWOther2024November Monthly Peak | Program Specific | 1-in-2 | Size: Over 200kW | Other | 2024 | November Monthly Peak | 11 | 135.1299 | 132.3624 | 127.8959 | 126.5046 | 133.9977 | 154.1056 | 179.5296 | 197.4903 | 207.3586 | 211.0856 | 216.8615 | 218.1347 | 215.8092 | 218.6578 | 212.7575 | 199.4546 | 187.9173 | 182.6223 | 176.0096 | 168.8955 | 163.5898 | 157.8888 | 147.349 | 142.0528 | -1.7264 | -1.9231 | -1.2042 | -3.3947 | -4.2227 | -3.6316 | -1.3706 | -4.1412 | -3.5039 | -4.3688 | -0.003397 | 0.45148 | 1.5665 | 3.035 | 7.7913 | 7.0278 | 9.6261 | 8.7844 | 4.4237 | 4.515 | 3.9306 | 3.869 | 2.6598 | 2.1285 | 58.5561 | 57.5615 | 56.8117 | 55.9757 | 54.9855 | 54.2502 | 54.0534 | 54.0336 | 56.158 | 60.0377 | 64.6275 | 69.0783 | 71.8241 | 73.3039 | 74.305 | 74.1863 | 72.4853 | 69.4421 | 66.319 | 64.3522 | 62.9391 | 61.8124 | 60.892 | 60.0429 | 5.5878 | 5.5789 | 6.0691 | 5.9453 | 5.8625 | 5.593 | 6.4808 | 6.0319 | 7.2265 | 7.1572 | 6.3435 | 5.9123 | 5.5974 | 5.6792 | 4.9417 | 4.058 | 3.4296 | 3.5198 | 3.4459 | 5.6414 | 6.107 | 6.3004 | 5.4166 | 5.8091
Program Specific1-in-2Size: Over 200kWOther2024December Monthly Peak | Program Specific | 1-in-2 | Size: Over 200kW | Other | 2024 | December Monthly Peak | 12 | 126.3659 | 124.0597 | 120.0784 | 119.3595 | 126.6073 | 145.1953 | 169.8748 | 182.6558 | 188.3779 | 189.7104 | 191.4342 | 189.6302 | 185.4813 | 186.243 | 180.1771 | 171.661 | 165.2331 | 163.2421 | 159.1026 | 153.6958 | 149.3507 | 144.1945 | 136.1448 | 132.3193 | -1.6144 | -1.8025 | -1.1306 | -3.203 | -3.9898 | -3.4216 | -1.2969 | -3.8302 | -3.1831 | -3.9264 | -0.0029987 | 0.39248 | 1.3464 | 2.5851 | 6.5982 | 6.0485 | 8.4641 | 7.8522 | 3.9987 | 4.1087 | 3.5885 | 3.5335 | 2.4575 | 1.9826 | 50.4411 | 49.512 | 49.0096 | 48.5055 | 47.8636 | 47.3657 | 47.1052 | 47.0294 | 47.5636 | 50.68 | 54.3697 | 57.5934 | 59.5078 | 60.5751 | 61.4143 | 61.7287 | 61.0258 | 58.6361 | 55.7938 | 53.7638 | 52.2173 | 50.4149 | 48.7608 | 47.4586 | 5.2254 | 5.229 | 5.6981 | 5.6095 | 5.5392 | 5.2696 | 6.1322 | 5.5788 | 6.565 | 6.4325 | 5.5997 | 5.1397 | 4.8108 | 4.8373 | 4.1849 | 3.4925 | 3.0156 | 3.1462 | 3.1149 | 5.1337 | 5.5755 | 5.7539 | 5.0047 | 5.4111
Program Specific1-in-2Size: Over 200kWOther2024Typical Event Day | Program Specific | 1-in-2 | Size: Over 200kW | Other | 2024 | Typical Event Day | 8 | 147.5527 | 144.0619 | 139.9072 | 139.1909 | 146.8428 | 167.9448 | 193.9168 | 214.7778 | 229.2023 | 238.4654 | 246.621 | 247.0437 | 241.4384 | 245.443 | 239.7681 | 227.3294 | 210.8193 | 195.8182 | 188.8732 | 185.143 | 182.9501 | 174.8497 | 164.2705 | 157.4248 | -1.0565 | -1.6581 | -0.96076 | -2.0302 | -3.201 | -3.2377 | -3.1097 | -3.6395 | -3.7847 | -4.7035 | -2.5562 | -3.3535 | -2.1272 | -1.2932 | 4.9362 | 5.9529 | 6.838 | 6.445 | 3.8595 | 3.1899 | 2.5288 | 3.6645 | 2.9452 | 2.9065 | 71.7221 | 70.6096 | 69.6665 | 68.7953 | 68.0114 | 67.2909 | 66.784 | 66.9528 | 69.4103 | 73.7552 | 78.419 | 82.6007 | 85.7666 | 87.6518 | 88.9227 | 89.2492 | 88.9387 | 88.0502 | 86.8461 | 84.4672 | 80.9626 | 77.5562 | 75.4266 | 73.8896 | 5.7529 | 5.7252 | 6.2598 | 6.1678 | 6.0575 | 5.7471 | 6.6002 | 6.1851 | 7.5314 | 7.6237 | 6.8019 | 6.3133 | 5.9044 | 6.0107 | 5.2509 | 4.3609 | 3.6278 | 3.5585 | 3.4865 | 5.8308 | 6.4396 | 6.5786 | 5.6937 | 6.07
Program Specific1-in-2Size: Over 200kWOther2025January Monthly Peak | Program Specific | 1-in-2 | Size: Over 200kW | Other | 2025 | January Monthly Peak | 1 | 133.5743 | 130.6788 | 126.3188 | 126.2565 | 133.9717 | 155.7103 | 186.8311 | 204.5831 | 210.6132 | 210.6863 | 212.0058 | 209.1194 | 204.961 | 206.2277 | 198.9028 | 188.5726 | 178.7983 | 176.2989 | 173.1891 | 167.7568 | 162.3177 | 155.7539 | 147.4032 | 142.4138 | -1.7065 | -1.8987 | -1.1893 | -3.388 | -4.2218 | -3.6694 | -1.4263 | -4.29 | -3.5589 | -4.3605 | -0.0033209 | 0.43282 | 1.4878 | 2.8625 | 7.284 | 6.6444 | 9.159 | 8.4802 | 4.3528 | 4.4846 | 3.9001 | 3.8167 | 2.6608 | 2.1339 | 45.5071 | 44.8603 | 44.2453 | 43.5965 | 43.2469 | 43.1315 | 43.0956 | 42.9399 | 43.3694 | 45.4732 | 48.6713 | 51.4711 | 53.3843 | 54.718 | 55.6814 | 56.2859 | 56.1729 | 54.7694 | 52.7216 | 51.2619 | 50.0683 | 49.0877 | 48.2261 | 47.3534 | 5.5235 | 5.508 | 5.9942 | 5.9337 | 5.8614 | 5.6513 | 6.7443 | 6.2485 | 7.3399 | 7.1437 | 6.2015 | 5.6679 | 5.316 | 5.3563 | 4.6199 | 3.8366 | 3.2632 | 3.3979 | 3.3907 | 5.6034 | 6.0595 | 6.2152 | 5.4186 | 5.8239
Program Specific1-in-2Size: Over 200kWOther2025February Monthly Peak | Program Specific | 1-in-2 | Size: Over 200kW | Other | 2025 | February Monthly Peak | 2 | 131.8693 | 129.1009 | 124.6612 | 124.3547 | 131.9145 | 153.0084 | 183.1522 | 199.7296 | 205.3605 | 205.8736 | 207.8135 | 205.819 | 202.1374 | 203.8725 | 197.0353 | 186.7865 | 176.8828 | 174.1471 | 170.7616 | 165.0964 | 159.9891 | 153.8924 | 145.4514 | 140.7224 | -1.6847 | -1.8757 | -1.1737 | -3.337 | -4.157 | -3.6057 | -1.3982 | -4.1882 | -3.4701 | -4.2609 | -0.0032552 | 0.42599 | 1.4673 | 2.8298 | 7.2156 | 6.5814 | 9.0608 | 8.3767 | 4.2918 | 4.4134 | 3.8441 | 3.7711 | 2.6255 | 2.1085 | 49.56 | 49.1471 | 48.8118 | 48.3715 | 47.9816 | 47.7561 | 47.5672 | 47.4323 | 47.9986 | 49.8042 | 51.8124 | 53.706 | 54.4014 | 54.5413 | 54.5449 | 54.035 | 53.8104 | 52.9992 | 51.6756 | 50.5943 | 49.6016 | 48.8041 | 47.4276 | 46.4301 | 5.453 | 5.4415 | 5.9156 | 5.8443 | 5.7714 | 5.5532 | 6.6115 | 6.1002 | 7.1569 | 6.9805 | 6.0788 | 5.5785 | 5.2428 | 5.2952 | 4.5765 | 3.8002 | 3.2282 | 3.3564 | 3.3431 | 5.5145 | 5.9726 | 6.1409 | 5.3469 | 5.7547
Program Specific1-in-2Size: Over 200kWOther2025March Monthly Peak | Program Specific | 1-in-2 | Size: Over 200kW | Other | 2025 | March Monthly Peak | 3 | 136.8637 | 133.141 | 129.2258 | 127.1413 | 134.1472 | 153.7026 | 181.238 | 199.691 | 207.4908 | 207.8567 | 211.5525 | 210.7086 | 207.271 | 210.1085 | 204.3604 | 194.3998 | 183.4547 | 173.4921 | 170.4794 | 169.9611 | 167.4565 | 161.0612 | 151.5044 | 145.1454 | -1.7485 | -1.9344 | -1.2167 | -3.4118 | -4.2274 | -3.6221 | -1.3836 | -4.1874 | -3.5061 | -4.3019 | -0.0033138 | 0.43611 | 1.5046 | 2.9164 | 7.4838 | 6.8497 | 9.3975 | 8.3452 | 4.2847 | 4.5435 | 4.0235 | 3.9468 | 2.7348 | 2.1748 | 49.1533 | 48.3678 | 47.7746 | 47.3821 | 46.949 | 46.5035 | 46.1853 | 46.1101 | 47.949 | 50.2647 | 52.647 | 54.674 | 55.9581 | 56.9494 | 57.2751 | 57.6394 | 57.3718 | 56.602 | 55.1481 | 53.1766 | 51.8991 | 50.7735 | 49.9496 | 49.1021 | 5.6595 | 5.6117 | 6.1322 | 5.9752 | 5.869 | 5.5784 | 6.5424 | 6.0991 | 7.2311 | 7.0478 | 6.1882 | 5.711 | 5.3759 | 5.4571 | 4.7466 | 3.9551 | 3.3482 | 3.3438 | 3.3376 | 5.677 | 6.2514 | 6.427 | 5.5694 | 5.9356
Program Specific1-in-2Size: Over 200kWOther2025April Monthly Peak | Program Specific | 1-in-2 | Size: Over 200kW | Other | 2025 | April Monthly Peak | 4 | 134.2075 | 130.879 | 126.4598 | 123.6305 | 130.2025 | 148.3408 | 173.883 | 191.286 | 200.829 | 205.3798 | 212.7798 | 215.5722 | 214.4183 | 219.0786 | 214.5453 | 203.2566 | 189.7978 | 177.2371 | 171.8611 | 169.5976 | 166.7307 | 160.4922 | 149.6215 | 143.2886 | -1.7146 | -1.9016 | -1.1907 | -3.3176 | -4.1031 | -3.4957 | -1.3275 | -4.0111 | -3.3935 | -4.2507 | -0.003333 | 0.44618 | 1.5564 | 3.0409 | 7.8568 | 7.1618 | 9.7224 | 8.5254 | 4.3194 | 4.5338 | 4.0061 | 3.9328 | 2.7008 | 2.147 | 62.1784 | 61.1837 | 59.9252 | 58.9067 | 58.1467 | 57.5622 | 57.025 | 57.1373 | 59.3902 | 63.2661 | 67.5743 | 71.5946 | 74.9776 | 77.3906 | 78.6262 | 79.1336 | 79.0163 | 78.845 | 77.4147 | 74.8159 | 71.1411 | 68.3901 | 66.197 | 64.2017 | 5.5497 | 5.5164 | 6.0009 | 5.8102 | 5.6965 | 5.3838 | 6.2769 | 5.8424 | 6.9989 | 6.9638 | 6.2241 | 5.8428 | 5.5613 | 5.6901 | 4.9832 | 4.1353 | 3.4639 | 3.416 | 3.3647 | 5.6648 | 6.2243 | 6.4043 | 5.5001 | 5.8597
Program Specific1-in-2Size: Over 200kWOther2025May Monthly Peak | Program Specific | 1-in-2 | Size: Over 200kW | Other | 2025 | May Monthly Peak | 5 | 136.2503 | 133.4401 | 128.734 | 126.838 | 133.92 | 152.3472 | 176.1677 | 197.8851 | 211.4591 | 217.8892 | 226.1412 | 228.0525 | 225.5013 | 229.5275 | 224.4334 | 211.0205 | 196.4085 | 182.4578 | 175.4117 | 171.0751 | 168.7384 | 163.1176 | 153.0724 | 146.9049 | -1.7407 | -1.9388 | -1.2121 | -3.4036 | -4.2202 | -3.5901 | -1.3449 | -4.1495 | -3.5732 | -4.5096 | -0.0035423 | 0.47201 | 1.6369 | 3.1859 | 8.2189 | 7.4353 | 10.061 | 8.7765 | 4.4086 | 4.5733 | 4.0543 | 3.9972 | 2.7631 | 2.2012 | 62.9704 | 62.307 | 61.8294 | 61.2195 | 60.6221 | 60.199 | 59.9595 | 60.3648 | 61.9993 | 64.9596 | 68.4847 | 71.9747 | 75.2517 | 77.7252 | 78.6766 | 79.024 | 79.0619 | 78.0536 | 76.1237 | 73.5342 | 70.0157 | 67.2295 | 65.3493 | 64.0767 | 5.6341 | 5.6244 | 6.1088 | 5.961 | 5.8591 | 5.5292 | 6.3594 | 6.0439 | 7.3694 | 7.3879 | 6.615 | 6.1811 | 5.8487 | 5.9615 | 5.2128 | 4.2933 | 3.5846 | 3.5166 | 3.4342 | 5.7142 | 6.2992 | 6.509 | 5.627 | 6.0075
Program Specific1-in-2Size: Over 200kWOther2025June Monthly Peak | Program Specific | 1-in-2 | Size: Over 200kW | Other | 2025 | June Monthly Peak | 6 | 143.7205 | 140.7921 | 136.2947 | 134.4091 | 141.1663 | 159.8911 | 183.9008 | 205.4796 | 218.8825 | 227.0797 | 235.8467 | 234.5187 | 228.026 | 231.2803 | 226.1746 | 215.6272 | 201.0223 | 186.9491 | 181.489 | 176.3508 | 175.6447 | 170.1352 | 159.8417 | 153.7221 | -1.4137 | -1.8231 | -1.1015 | -2.7451 | -3.7308 | -3.4091 | -2.2127 | -3.876 | -3.6545 | -4.5842 | -1.2813 | -1.435 | -0.26275 | 0.89202 | 6.3845 | 6.5763 | 8.3203 | 7.5063 | 4.115 | 3.8371 | 3.282 | 3.8533 | 2.8751 | 2.5833 | 67.2901 | 66.2909 | 65.4096 | 64.4115 | 63.624 | 62.9133 | 62.2862 | 62.8899 | 65.632 | 69.9009 | 74.6005 | 78.7611 | 81.3636 | 82.9576 | 84.2836 | 84.688 | 84.9167 | 84.2352 | 83.1032 | 80.6228 | 77.1907 | 73.0991 | 70.779 | 69.1853 | 5.6506 | 5.6422 | 6.1493 | 6.0059 | 5.8722 | 5.5174 | 6.3118 | 5.967 | 7.2527 | 7.3206 | 6.5593 | 6.0435 | 5.6232 | 5.7114 | 4.9948 | 4.1711 | 3.4882 | 3.4258 | 3.3783 | 5.6005 | 6.2344 | 6.4549 | 5.5867 | 5.977
Program Specific1-in-2Size: Over 200kWOther2025July Monthly Peak | Program Specific | 1-in-2 | Size: Over 200kW | Other | 2025 | July Monthly Peak | 7 | 148.9282 | 145.178 | 141.0881 | 140.4767 | 147.8546 | 168.6637 | 193.0682 | 213.9073 | 226.5019 | 235.0107 | 242.3184 | 240.8815 | 234.9998 | 237.6791 | 232.1403 | 222.8778 | 208.9369 | 195.122 | 189.6642 | 184.5799 | 183.1921 | 176.4664 | 165.471 | 158.7323 | -0.90192 | -1.5848 | -0.89819 | -1.7107 | -2.9406 | -3.1094 | -3.415 | -3.4555 | -3.723 | -4.5904 | -3.0047 | -4.0107 | -2.8129 | -2.1472 | 4.0474 | 5.4398 | 6.0051 | 5.8394 | 3.7004 | 2.8353 | 2.1645 | 3.5753 | 2.9627 | 3.0393 | 73.965 | 72.8753 | 72.0737 | 71.3914 | 70.6817 | 69.9707 | 69.4409 | 69.9859 | 72.7046 | 76.4254 | 80.0006 | 83.3549 | 86.002 | 87.7512 | 89.0911 | 89.6544 | 89.0175 | 88.0313 | 87.4942 | 86.2904 | 83.6937 | 80.0156 | 77.545 | 75.6519 | 5.8519 | 5.8146 | 6.3619 | 6.2734 | 6.1468 | 5.8167 | 6.6226 | 6.2081 | 7.5008 | 7.5719 | 6.7354 | 6.2039 | 5.7918 | 5.866 | 5.1235 | 4.3088 | 3.6235 | 3.5735 | 3.5284 | 5.8585 | 6.4984 | 6.6912 | 5.7801 | 6.1682
Program Specific1-in-2Size: Over 200kWOther2025August Monthly Peak | Program Specific | 1-in-2 | Size: Over 200kW | Other | 2025 | August Monthly Peak | 8 | 148.598 | 145.0853 | 140.8712 | 140.2006 | 147.8932 | 169.2727 | 195.7094 | 217.5129 | 232.8566 | 242.8479 | 251.4037 | 251.9203 | 246.4622 | 250.4912 | 244.6471 | 231.7436 | 214.6535 | 199.1614 | 191.834 | 187.8523 | 185.2052 | 176.6557 | 165.7973 | 158.6838 | -0.93005 | -1.5996 | -0.90976 | -1.7693 | -2.9933 | -3.1468 | -3.4024 | -3.5454 | -3.8307 | -4.752 | -3.0234 | -4.0523 | -2.8071 | -2.0898 | 4.407 | 5.7319 | 6.315 | 6.0695 | 3.7753 | 2.95 | 2.2566 | 3.6018 | 2.9693 | 3.0184 | 73.371 | 72.1374 | 70.9426 | 70.0396 | 69.2611 | 68.5216 | 68.0869 | 67.7466 | 69.853 | 74.6204 | 79.8762 | 84.4542 | 87.7761 | 89.6115 | 90.8378 | 91.047 | 90.7245 | 90.0181 | 88.3311 | 85.3892 | 81.1138 | 77.9597 | 76.1421 | 74.838 | 5.8278 | 5.7998 | 6.34 | 6.2491 | 6.1367 | 5.8266 | 6.7004 | 6.3007 | 7.6965 | 7.8095 | 6.9746 | 6.4758 | 6.0627 | 6.1704 | 5.3893 | 4.4717 | 3.7155 | 3.6405 | 3.562 | 5.951 | 6.5573 | 6.6857 | 5.7804 | 6.1545
Program Specific1-in-2Size: Over 200kWOther2025September Monthly Peak | Program Specific | 1-in-2 | Size: Over 200kW | Other | 2025 | September Monthly Peak | 9 | 149.0381 | 145.2657 | 140.643 | 140.755 | 149.0482 | 170.9763 | 200.0686 | 223.237 | 242.1475 | 252.8124 | 261.6764 | 262.2714 | 256.9612 | 260.9759 | 254.5846 | 239.3712 | 220.3271 | 203.9203 | 196.9353 | 194.2249 | 188.0151 | 178.9785 | 167.2425 | 159.3716 | -0.96717 | -1.6196 | -0.92301 | -1.8471 | -3.0761 | -3.2086 | -3.4091 | -3.6756 | -3.9874 | -4.9571 | -3.0357 | -4.0502 | -2.7571 | -1.972 | 4.7537 | 6.0095 | 6.6519 | 6.3417 | 3.9137 | 3.1259 | 2.3696 | 3.6752 | 2.996 | 3.0087 | 72.2623 | 71.1349 | 70.2401 | 69.3387 | 68.479 | 67.758 | 67.3222 | 67.1889 | 69.4515 | 74.074 | 79.1988 | 83.8325 | 87.9249 | 90.2869 | 91.4781 | 91.6073 | 91.0962 | 89.9161 | 88.456 | 85.5663 | 81.8522 | 79.1504 | 77.2401 | 75.8833 | 5.8339 | 5.7959 | 6.3176 | 6.2619 | 6.1728 | 5.874 | 6.8366 | 6.4542 | 7.9883 | 8.1144 | 7.2458 | 6.729 | 6.3089 | 6.4164 | 5.5975 | 4.6101 | 3.8064 | 3.7204 | 3.6497 | 6.1411 | 6.6441 | 6.7606 | 5.8197 | 6.1694
Program Specific1-in-2Size: Over 200kWOther2025October Monthly Peak | Program Specific | 1-in-2 | Size: Over 200kW | Other | 2025 | October Monthly Peak | 10 | 130.1528 | 127.8181 | 122.7064 | 121.586 | 128.6908 | 148.4925 | 176.9185 | 193.5286 | 202.443 | 208.8521 | 215.6822 | 218.0868 | 217.2862 | 221.1962 | 215.5591 | 203.125 | 189.4884 | 183.04 | 176.3636 | 168.31 | 162.1666 | 155.6506 | 145.2905 | 140.2323 | -1.4241 | -1.7311 | -1.0532 | -2.7764 | -3.6472 | -3.2914 | -1.836 | -3.8039 | -3.3954 | -4.2562 | -0.73226 | -0.66269 | 0.43712 | 1.6871 | 6.7654 | 6.5569 | 8.5439 | 7.8967 | 4.162 | 3.9771 | 3.356 | 3.6339 | 2.6168 | 2.2605 | 64.8914 | 64.0406 | 63.2698 | 62.4549 | 61.7348 | 61.1651 | 60.4897 | 60.2774 | 61.0947 | 64.7043 | 69.9077 | 75.8673 | 81.0401 | 84.2851 | 85.3218 | 85.9529 | 85.8392 | 84.797 | 81.9324 | 77.2498 | 73.7327 | 71.207 | 69.2398 | 67.687 | 5.1912 | 5.1964 | 5.6163 | 5.5115 | 5.4307 | 5.1982 | 6.16 | 5.7013 | 6.805 | 6.8304 | 6.0853 | 5.7014 | 5.4358 | 5.5414 | 4.8292 | 3.9861 | 3.3357 | 3.4027 | 3.3304 | 5.4225 | 5.8392 | 5.9908 | 5.1515 | 5.5313
Program Specific1-in-2Size: Over 200kWOther2025November Monthly Peak | Program Specific | 1-in-2 | Size: Over 200kW | Other | 2025 | November Monthly Peak | 11 | 135.1299 | 132.3624 | 127.8959 | 126.5046 | 133.9977 | 154.1056 | 179.5295 | 197.4903 | 207.3585 | 211.0856 | 216.8615 | 218.1347 | 215.8092 | 218.6578 | 212.7575 | 199.4546 | 187.9173 | 182.6223 | 176.0096 | 168.8955 | 163.5898 | 157.8888 | 147.349 | 142.0528 | -1.7264 | -1.9231 | -1.2042 | -3.3947 | -4.2227 | -3.6316 | -1.3706 | -4.1412 | -3.5039 | -4.3688 | -0.003397 | 0.45148 | 1.5665 | 3.035 | 7.7913 | 7.0278 | 9.6261 | 8.7844 | 4.4237 | 4.515 | 3.9306 | 3.869 | 2.6598 | 2.1285 | 58.5561 | 57.5615 | 56.8117 | 55.9757 | 54.9855 | 54.2502 | 54.0534 | 54.0336 | 56.158 | 60.0377 | 64.6275 | 69.0783 | 71.8241 | 73.3039 | 74.305 | 74.1863 | 72.4853 | 69.4421 | 66.319 | 64.3522 | 62.9391 | 61.8124 | 60.892 | 60.0429 | 5.5878 | 5.5789 | 6.0691 | 5.9453 | 5.8625 | 5.593 | 6.4807 | 6.0319 | 7.2265 | 7.1572 | 6.3435 | 5.9123 | 5.5974 | 5.6792 | 4.9417 | 4.058 | 3.4296 | 3.5198 | 3.4459 | 5.6414 | 6.107 | 6.3004 | 5.4166 | 5.8091
Program Specific1-in-2Size: Over 200kWOther2025December Monthly Peak | Program Specific | 1-in-2 | Size: Over 200kW | Other | 2025 | December Monthly Peak | 12 | 126.3659 | 124.0597 | 120.0784 | 119.3595 | 126.6073 | 145.1953 | 169.8748 | 182.6558 | 188.3779 | 189.7104 | 191.4342 | 189.6302 | 185.4813 | 186.243 | 180.1771 | 171.661 | 165.2331 | 163.2421 | 159.1026 | 153.6958 | 149.3507 | 144.1945 | 136.1448 | 132.3193 | -1.6144 | -1.8025 | -1.1306 | -3.203 | -3.9898 | -3.4216 | -1.2969 | -3.8302 | -3.1831 | -3.9264 | -0.0029987 | 0.39248 | 1.3464 | 2.5851 | 6.5982 | 6.0485 | 8.4641 | 7.8522 | 3.9987 | 4.1087 | 3.5885 | 3.5335 | 2.4575 | 1.9826 | 50.4411 | 49.512 | 49.0096 | 48.5055 | 47.8636 | 47.3657 | 47.1052 | 47.0294 | 47.5636 | 50.68 | 54.3697 | 57.5934 | 59.5078 | 60.5751 | 61.4143 | 61.7287 | 61.0258 | 58.6361 | 55.7938 | 53.7638 | 52.2173 | 50.4149 | 48.7608 | 47.4586 | 5.2254 | 5.229 | 5.6981 | 5.6095 | 5.5392 | 5.2696 | 6.1322 | 5.5788 | 6.565 | 6.4325 | 5.5997 | 5.1397 | 4.8108 | 4.8373 | 4.1849 | 3.4925 | 3.0156 | 3.1462 | 3.1149 | 5.1337 | 5.5755 | 5.7539 | 5.0047 | 5.4111
Program Specific1-in-2Size: Over 200kWOther2025Typical Event Day | Program Specific | 1-in-2 | Size: Over 200kW | Other | 2025 | Typical Event Day | 8 | 147.5527 | 144.0619 | 139.9072 | 139.1909 | 146.8428 | 167.9448 | 193.9168 | 214.7778 | 229.2023 | 238.4654 | 246.621 | 247.0437 | 241.4384 | 245.443 | 239.7681 | 227.3294 | 210.8193 | 195.8182 | 188.8732 | 185.143 | 182.9501 | 174.8497 | 164.2705 | 157.4248 | -1.0565 | -1.6581 | -0.96076 | -2.0302 | -3.201 | -3.2377 | -3.1097 | -3.6395 | -3.7847 | -4.7035 | -2.5562 | -3.3535 | -2.1272 | -1.2932 | 4.9362 | 5.9529 | 6.838 | 6.445 | 3.8595 | 3.1899 | 2.5288 | 3.6645 | 2.9452 | 2.9065 | 71.7221 | 70.6096 | 69.6665 | 68.7953 | 68.0114 | 67.2909 | 66.784 | 66.9528 | 69.4103 | 73.7552 | 78.419 | 82.6007 | 85.7667 | 87.6518 | 88.9227 | 89.2492 | 88.9387 | 88.0502 | 86.8461 | 84.4672 | 80.9626 | 77.5562 | 75.4266 | 73.8896 | 5.7529 | 5.7252 | 6.2598 | 6.1678 | 6.0575 | 5.7471 | 6.6002 | 6.1851 | 7.5314 | 7.6237 | 6.8019 | 6.3133 | 5.9044 | 6.0107 | 5.2509 | 4.3609 | 3.6278 | 3.5585 | 3.4865 | 5.8308 | 6.4396 | 6.5786 | 5.6937 | 6.07

## Enrollments
concat | portfoliotype | dmdrflg | lca | year | daytype | month | accts
Portfolio AdjustedAllAll2015April Monthly Peak | Portfolio Adjusted | All | All | 2015 | April Monthly Peak | 4 | 2545.8999
Portfolio AdjustedAllAll2015August Monthly Peak | Portfolio Adjusted | All | All | 2015 | August Monthly Peak | 8 | 2559.8999
Portfolio AdjustedAllAll2015December Monthly Peak | Portfolio Adjusted | All | All | 2015 | December Monthly Peak | 12 | 2573.8999
Portfolio AdjustedAllAll2015February Monthly Peak | Portfolio Adjusted | All | All | 2015 | February Monthly Peak | 2 | 2538.8999
Portfolio AdjustedAllAll2015January Monthly Peak | Portfolio Adjusted | All | All | 2015 | January Monthly Peak | 1 | 2538.8999
Portfolio AdjustedAllAll2015July Monthly Peak | Portfolio Adjusted | All | All | 2015 | July Monthly Peak | 7 | 2556.3999
Portfolio AdjustedAllAll2015June Monthly Peak | Portfolio Adjusted | All | All | 2015 | June Monthly Peak | 6 | 2552.8999
Portfolio AdjustedAllAll2015March Monthly Peak | Portfolio Adjusted | All | All | 2015 | March Monthly Peak | 3 | 2542.3999
Portfolio AdjustedAllAll2015May Monthly Peak | Portfolio Adjusted | All | All | 2015 | May Monthly Peak | 5 | 2549.3999
Portfolio AdjustedAllAll2015November Monthly Peak | Portfolio Adjusted | All | All | 2015 | November Monthly Peak | 11 | 2570.3999
Portfolio AdjustedAllAll2015October Monthly Peak | Portfolio Adjusted | All | All | 2015 | October Monthly Peak | 10 | 2566.8999
Portfolio AdjustedAllAll2015September Monthly Peak | Portfolio Adjusted | All | All | 2015 | September Monthly Peak | 9 | 2563.3999
Portfolio AdjustedAllAll2015Typical Event Day | Portfolio Adjusted | All | All | 2015 | Typical Event Day | 8 | 2559.8999
Portfolio AdjustedAllAll2016April Monthly Peak | Portfolio Adjusted | All | All | 2016 | April Monthly Peak | 4 | 2573.8999
Portfolio AdjustedAllAll2016August Monthly Peak | Portfolio Adjusted | All | All | 2016 | August Monthly Peak | 8 | 2573.8999
Portfolio AdjustedAllAll2016December Monthly Peak | Portfolio Adjusted | All | All | 2016 | December Monthly Peak | 12 | 2656.7851
Portfolio AdjustedAllAll2016February Monthly Peak | Portfolio Adjusted | All | All | 2016 | February Monthly Peak | 2 | 2573.8999
Portfolio AdjustedAllAll2016January Monthly Peak | Portfolio Adjusted | All | All | 2016 | January Monthly Peak | 1 | 2573.8999
Portfolio AdjustedAllAll2016July Monthly Peak | Portfolio Adjusted | All | All | 2016 | July Monthly Peak | 7 | 2573.8999
Portfolio AdjustedAllAll2016June Monthly Peak | Portfolio Adjusted | All | All | 2016 | June Monthly Peak | 6 | 2573.8999
Portfolio AdjustedAllAll2016March Monthly Peak | Portfolio Adjusted | All | All | 2016 | March Monthly Peak | 3 | 2573.8999
Portfolio AdjustedAllAll2016May Monthly Peak | Portfolio Adjusted | All | All | 2016 | May Monthly Peak | 5 | 2573.8999
Portfolio AdjustedAllAll2016November Monthly Peak | Portfolio Adjusted | All | All | 2016 | November Monthly Peak | 11 | 2573.8999
Portfolio AdjustedAllAll2016October Monthly Peak | Portfolio Adjusted | All | All | 2016 | October Monthly Peak | 10 | 2573.8999
Portfolio AdjustedAllAll2016September Monthly Peak | Portfolio Adjusted | All | All | 2016 | September Monthly Peak | 9 | 2573.8999
Portfolio AdjustedAllAll2016Typical Event Day | Portfolio Adjusted | All | All | 2016 | Typical Event Day | 8 | 2573.8999
Portfolio AdjustedAllAll2017April Monthly Peak | Portfolio Adjusted | All | All | 2017 | April Monthly Peak | 4 | 252656.7791
Portfolio AdjustedAllAll2017August Monthly Peak | Portfolio Adjusted | All | All | 2017 | August Monthly Peak | 8 | 252656.7791
Portfolio AdjustedAllAll2017December Monthly Peak | Portfolio Adjusted | All | All | 2017 | December Monthly Peak | 12 | 252742.3334
Portfolio AdjustedAllAll2017February Monthly Peak | Portfolio Adjusted | All | All | 2017 | February Monthly Peak | 2 | 2656.7851
Portfolio AdjustedAllAll2017January Monthly Peak | Portfolio Adjusted | All | All | 2017 | January Monthly Peak | 1 | 2656.7851
Portfolio AdjustedAllAll2017July Monthly Peak | Portfolio Adjusted | All | All | 2017 | July Monthly Peak | 7 | 252656.7791
Portfolio AdjustedAllAll2017June Monthly Peak | Portfolio Adjusted | All | All | 2017 | June Monthly Peak | 6 | 252656.7791
Portfolio AdjustedAllAll2017March Monthly Peak | Portfolio Adjusted | All | All | 2017 | March Monthly Peak | 3 | 2656.7851
Portfolio AdjustedAllAll2017May Monthly Peak | Portfolio Adjusted | All | All | 2017 | May Monthly Peak | 5 | 252656.7791
Portfolio AdjustedAllAll2017November Monthly Peak | Portfolio Adjusted | All | All | 2017 | November Monthly Peak | 11 | 252656.7791
Portfolio AdjustedAllAll2017October Monthly Peak | Portfolio Adjusted | All | All | 2017 | October Monthly Peak | 10 | 252656.7791
Portfolio AdjustedAllAll2017September Monthly Peak | Portfolio Adjusted | All | All | 2017 | September Monthly Peak | 9 | 252656.7791
Portfolio AdjustedAllAll2017Typical Event Day | Portfolio Adjusted | All | All | 2017 | Typical Event Day | 8 | 252656.7791
Portfolio AdjustedAllAll2018April Monthly Peak | Portfolio Adjusted | All | All | 2018 | April Monthly Peak | 4 | 102742.337
Portfolio AdjustedAllAll2018August Monthly Peak | Portfolio Adjusted | All | All | 2018 | August Monthly Peak | 8 | 102742.337
Portfolio AdjustedAllAll2018December Monthly Peak | Portfolio Adjusted | All | All | 2018 | December Monthly Peak | 12 | 102830.6463
Portfolio AdjustedAllAll2018February Monthly Peak | Portfolio Adjusted | All | All | 2018 | February Monthly Peak | 2 | 252742.3334
Portfolio AdjustedAllAll2018January Monthly Peak | Portfolio Adjusted | All | All | 2018 | January Monthly Peak | 1 | 252742.3334
Portfolio AdjustedAllAll2018July Monthly Peak | Portfolio Adjusted | All | All | 2018 | July Monthly Peak | 7 | 102742.337
Portfolio AdjustedAllAll2018June Monthly Peak | Portfolio Adjusted | All | All | 2018 | June Monthly Peak | 6 | 102742.337
Portfolio AdjustedAllAll2018March Monthly Peak | Portfolio Adjusted | All | All | 2018 | March Monthly Peak | 3 | 252742.3334
Portfolio AdjustedAllAll2018May Monthly Peak | Portfolio Adjusted | All | All | 2018 | May Monthly Peak | 5 | 102742.337
Portfolio AdjustedAllAll2018November Monthly Peak | Portfolio Adjusted | All | All | 2018 | November Monthly Peak | 11 | 102742.337
Portfolio AdjustedAllAll2018October Monthly Peak | Portfolio Adjusted | All | All | 2018 | October Monthly Peak | 10 | 102742.337
Portfolio AdjustedAllAll2018September Monthly Peak | Portfolio Adjusted | All | All | 2018 | September Monthly Peak | 9 | 102742.337
Portfolio AdjustedAllAll2018Typical Event Day | Portfolio Adjusted | All | All | 2018 | Typical Event Day | 8 | 102742.337
Portfolio AdjustedAllAll2019April Monthly Peak | Portfolio Adjusted | All | All | 2019 | April Monthly Peak | 4 | 106050.8643
Portfolio AdjustedAllAll2019August Monthly Peak | Portfolio Adjusted | All | All | 2019 | August Monthly Peak | 8 | 106050.8643
Portfolio AdjustedAllAll2019December Monthly Peak | Portfolio Adjusted | All | All | 2019 | December Monthly Peak | 12 | 106142.0174
Portfolio AdjustedAllAll2019February Monthly Peak | Portfolio Adjusted | All | All | 2019 | February Monthly Peak | 2 | 102830.6463
Portfolio AdjustedAllAll2019January Monthly Peak | Portfolio Adjusted | All | All | 2019 | January Monthly Peak | 1 | 102830.6463
Portfolio AdjustedAllAll2019July Monthly Peak | Portfolio Adjusted | All | All | 2019 | July Monthly Peak | 7 | 106050.8643
Portfolio AdjustedAllAll2019June Monthly Peak | Portfolio Adjusted | All | All | 2019 | June Monthly Peak | 6 | 106050.8643
Portfolio AdjustedAllAll2019March Monthly Peak | Portfolio Adjusted | All | All | 2019 | March Monthly Peak | 3 | 102830.6463
Portfolio AdjustedAllAll2019May Monthly Peak | Portfolio Adjusted | All | All | 2019 | May Monthly Peak | 5 | 106050.8643
Portfolio AdjustedAllAll2019November Monthly Peak | Portfolio Adjusted | All | All | 2019 | November Monthly Peak | 11 | 106050.8643
Portfolio AdjustedAllAll2019October Monthly Peak | Portfolio Adjusted | All | All | 2019 | October Monthly Peak | 10 | 106050.8643
Portfolio AdjustedAllAll2019September Monthly Peak | Portfolio Adjusted | All | All | 2019 | September Monthly Peak | 9 | 106050.8643
Portfolio AdjustedAllAll2019Typical Event Day | Portfolio Adjusted | All | All | 2019 | Typical Event Day | 8 | 106050.8643
Portfolio AdjustedAllAll2020April Monthly Peak | Portfolio Adjusted | All | All | 2020 | April Monthly Peak | 4 | 109465.9334
Portfolio AdjustedAllAll2020August Monthly Peak | Portfolio Adjusted | All | All | 2020 | August Monthly Peak | 8 | 109465.9334
Portfolio AdjustedAllAll2020December Monthly Peak | Portfolio Adjusted | All | All | 2020 | December Monthly Peak | 12 | 109560.0218
Portfolio AdjustedAllAll2020February Monthly Peak | Portfolio Adjusted | All | All | 2020 | February Monthly Peak | 2 | 106142.0174
Portfolio AdjustedAllAll2020January Monthly Peak | Portfolio Adjusted | All | All | 2020 | January Monthly Peak | 1 | 106142.0174
Portfolio AdjustedAllAll2020July Monthly Peak | Portfolio Adjusted | All | All | 2020 | July Monthly Peak | 7 | 109465.9334
Portfolio AdjustedAllAll2020June Monthly Peak | Portfolio Adjusted | All | All | 2020 | June Monthly Peak | 6 | 109465.9334
Portfolio AdjustedAllAll2020March Monthly Peak | Portfolio Adjusted | All | All | 2020 | March Monthly Peak | 3 | 106142.0174
Portfolio AdjustedAllAll2020May Monthly Peak | Portfolio Adjusted | All | All | 2020 | May Monthly Peak | 5 | 109465.9334
Portfolio AdjustedAllAll2020November Monthly Peak | Portfolio Adjusted | All | All | 2020 | November Monthly Peak | 11 | 109465.9334
Portfolio AdjustedAllAll2020October Monthly Peak | Portfolio Adjusted | All | All | 2020 | October Monthly Peak | 10 | 109465.9334
Portfolio AdjustedAllAll2020September Monthly Peak | Portfolio Adjusted | All | All | 2020 | September Monthly Peak | 9 | 109465.9334
Portfolio AdjustedAllAll2020Typical Event Day | Portfolio Adjusted | All | All | 2020 | Typical Event Day | 8 | 109465.9334
Portfolio AdjustedAllAll2021April Monthly Peak | Portfolio Adjusted | All | All | 2021 | April Monthly Peak | 4 | 112990.9752
Portfolio AdjustedAllAll2021August Monthly Peak | Portfolio Adjusted | All | All | 2021 | August Monthly Peak | 8 | 112990.9752
Portfolio AdjustedAllAll2021December Monthly Peak | Portfolio Adjusted | All | All | 2021 | December Monthly Peak | 12 | 113088.0934
Portfolio AdjustedAllAll2021February Monthly Peak | Portfolio Adjusted | All | All | 2021 | February Monthly Peak | 2 | 109560.0218
Portfolio AdjustedAllAll2021January Monthly Peak | Portfolio Adjusted | All | All | 2021 | January Monthly Peak | 1 | 109560.0218
Portfolio AdjustedAllAll2021July Monthly Peak | Portfolio Adjusted | All | All | 2021 | July Monthly Peak | 7 | 112990.9752
Portfolio AdjustedAllAll2021June Monthly Peak | Portfolio Adjusted | All | All | 2021 | June Monthly Peak | 6 | 112990.9752
Portfolio AdjustedAllAll2021March Monthly Peak | Portfolio Adjusted | All | All | 2021 | March Monthly Peak | 3 | 109560.0218
Portfolio AdjustedAllAll2021May Monthly Peak | Portfolio Adjusted | All | All | 2021 | May Monthly Peak | 5 | 112990.9752
Portfolio AdjustedAllAll2021November Monthly Peak | Portfolio Adjusted | All | All | 2021 | November Monthly Peak | 11 | 112990.9752
Portfolio AdjustedAllAll2021October Monthly Peak | Portfolio Adjusted | All | All | 2021 | October Monthly Peak | 10 | 112990.9752
Portfolio AdjustedAllAll2021September Monthly Peak | Portfolio Adjusted | All | All | 2021 | September Monthly Peak | 9 | 112990.9752
Portfolio AdjustedAllAll2021Typical Event Day | Portfolio Adjusted | All | All | 2021 | Typical Event Day | 8 | 112990.9752
Portfolio AdjustedAllAll2022April Monthly Peak | Portfolio Adjusted | All | All | 2022 | April Monthly Peak | 4 | 116629.531
Portfolio AdjustedAllAll2022August Monthly Peak | Portfolio Adjusted | All | All | 2022 | August Monthly Peak | 8 | 116629.531
Portfolio AdjustedAllAll2022December Monthly Peak | Portfolio Adjusted | All | All | 2022 | December Monthly Peak | 12 | 116729.7766
Portfolio AdjustedAllAll2022February Monthly Peak | Portfolio Adjusted | All | All | 2022 | February Monthly Peak | 2 | 113088.0934
Portfolio AdjustedAllAll2022January Monthly Peak | Portfolio Adjusted | All | All | 2022 | January Monthly Peak | 1 | 113088.0934
Portfolio AdjustedAllAll2022July Monthly Peak | Portfolio Adjusted | All | All | 2022 | July Monthly Peak | 7 | 116629.531
Portfolio AdjustedAllAll2022June Monthly Peak | Portfolio Adjusted | All | All | 2022 | June Monthly Peak | 6 | 116629.531
Portfolio AdjustedAllAll2022March Monthly Peak | Portfolio Adjusted | All | All | 2022 | March Monthly Peak | 3 | 113088.0934
Portfolio AdjustedAllAll2022May Monthly Peak | Portfolio Adjusted | All | All | 2022 | May Monthly Peak | 5 | 116629.531
Portfolio AdjustedAllAll2022November Monthly Peak | Portfolio Adjusted | All | All | 2022 | November Monthly Peak | 11 | 116629.531
Portfolio AdjustedAllAll2022October Monthly Peak | Portfolio Adjusted | All | All | 2022 | October Monthly Peak | 10 | 116629.531
Portfolio AdjustedAllAll2022September Monthly Peak | Portfolio Adjusted | All | All | 2022 | September Monthly Peak | 9 | 116629.531
Portfolio AdjustedAllAll2022Typical Event Day | Portfolio Adjusted | All | All | 2022 | Typical Event Day | 8 | 116629.531
Portfolio AdjustedAllAll2023April Monthly Peak | Portfolio Adjusted | All | All | 2023 | April Monthly Peak | 4 | 120385.2562
Portfolio AdjustedAllAll2023August Monthly Peak | Portfolio Adjusted | All | All | 2023 | August Monthly Peak | 8 | 120385.2562
Portfolio AdjustedAllAll2023December Monthly Peak | Portfolio Adjusted | All | All | 2023 | December Monthly Peak | 12 | 120488.73
Portfolio AdjustedAllAll2023February Monthly Peak | Portfolio Adjusted | All | All | 2023 | February Monthly Peak | 2 | 116729.7766
Portfolio AdjustedAllAll2023January Monthly Peak | Portfolio Adjusted | All | All | 2023 | January Monthly Peak | 1 | 116729.7766
Portfolio AdjustedAllAll2023July Monthly Peak | Portfolio Adjusted | All | All | 2023 | July Monthly Peak | 7 | 120385.2562
Portfolio AdjustedAllAll2023June Monthly Peak | Portfolio Adjusted | All | All | 2023 | June Monthly Peak | 6 | 120385.2562
Portfolio AdjustedAllAll2023March Monthly Peak | Portfolio Adjusted | All | All | 2023 | March Monthly Peak | 3 | 116729.7766
Portfolio AdjustedAllAll2023May Monthly Peak | Portfolio Adjusted | All | All | 2023 | May Monthly Peak | 5 | 120385.2562
Portfolio AdjustedAllAll2023November Monthly Peak | Portfolio Adjusted | All | All | 2023 | November Monthly Peak | 11 | 120385.2562
Portfolio AdjustedAllAll2023October Monthly Peak | Portfolio Adjusted | All | All | 2023 | October Monthly Peak | 10 | 120385.2562
Portfolio AdjustedAllAll2023September Monthly Peak | Portfolio Adjusted | All | All | 2023 | September Monthly Peak | 9 | 120385.2562
Portfolio AdjustedAllAll2023Typical Event Day | Portfolio Adjusted | All | All | 2023 | Typical Event Day | 8 | 120385.2562
Portfolio AdjustedAllAll2024April Monthly Peak | Portfolio Adjusted | All | All | 2024 | April Monthly Peak | 4 | 124261.924
Portfolio AdjustedAllAll2024August Monthly Peak | Portfolio Adjusted | All | All | 2024 | August Monthly Peak | 8 | 124261.924
Portfolio AdjustedAllAll2024December Monthly Peak | Portfolio Adjusted | All | All | 2024 | December Monthly Peak | 12 | 124368.7299
Portfolio AdjustedAllAll2024February Monthly Peak | Portfolio Adjusted | All | All | 2024 | February Monthly Peak | 2 | 120488.73
Portfolio AdjustedAllAll2024January Monthly Peak | Portfolio Adjusted | All | All | 2024 | January Monthly Peak | 1 | 120488.73
Portfolio AdjustedAllAll2024July Monthly Peak | Portfolio Adjusted | All | All | 2024 | July Monthly Peak | 7 | 124261.924
Portfolio AdjustedAllAll2024June Monthly Peak | Portfolio Adjusted | All | All | 2024 | June Monthly Peak | 6 | 124261.924
Portfolio AdjustedAllAll2024March Monthly Peak | Portfolio Adjusted | All | All | 2024 | March Monthly Peak | 3 | 120488.73
Portfolio AdjustedAllAll2024May Monthly Peak | Portfolio Adjusted | All | All | 2024 | May Monthly Peak | 5 | 124261.924
Portfolio AdjustedAllAll2024November Monthly Peak | Portfolio Adjusted | All | All | 2024 | November Monthly Peak | 11 | 124261.924
Portfolio AdjustedAllAll2024October Monthly Peak | Portfolio Adjusted | All | All | 2024 | October Monthly Peak | 10 | 124261.924
Portfolio AdjustedAllAll2024September Monthly Peak | Portfolio Adjusted | All | All | 2024 | September Monthly Peak | 9 | 124261.924
Portfolio AdjustedAllAll2024Typical Event Day | Portfolio Adjusted | All | All | 2024 | Typical Event Day | 8 | 124261.924
Portfolio AdjustedAllAll2025April Monthly Peak | Portfolio Adjusted | All | All | 2025 | April Monthly Peak | 4 | 128263.429
Portfolio AdjustedAllAll2025August Monthly Peak | Portfolio Adjusted | All | All | 2025 | August Monthly Peak | 8 | 128263.429
Portfolio AdjustedAllAll2025December Monthly Peak | Portfolio Adjusted | All | All | 2025 | December Monthly Peak | 12 | 128373.6742
Portfolio AdjustedAllAll2025February Monthly Peak | Portfolio Adjusted | All | All | 2025 | February Monthly Peak | 2 | 124368.7299
Portfolio AdjustedAllAll2025January Monthly Peak | Portfolio Adjusted | All | All | 2025 | January Monthly Peak | 1 | 124368.7299
Portfolio AdjustedAllAll2025July Monthly Peak | Portfolio Adjusted | All | All | 2025 | July Monthly Peak | 7 | 128263.429
Portfolio AdjustedAllAll2025June Monthly Peak | Portfolio Adjusted | All | All | 2025 | June Monthly Peak | 6 | 128263.429
Portfolio AdjustedAllAll2025March Monthly Peak | Portfolio Adjusted | All | All | 2025 | March Monthly Peak | 3 | 124368.7299
Portfolio AdjustedAllAll2025May Monthly Peak | Portfolio Adjusted | All | All | 2025 | May Monthly Peak | 5 | 128263.429
Portfolio AdjustedAllAll2025November Monthly Peak | Portfolio Adjusted | All | All | 2025 | November Monthly Peak | 11 | 128263.429
Portfolio AdjustedAllAll2025October Monthly Peak | Portfolio Adjusted | All | All | 2025 | October Monthly Peak | 10 | 128263.429
Portfolio AdjustedAllAll2025September Monthly Peak | Portfolio Adjusted | All | All | 2025 | September Monthly Peak | 9 | 128263.429
Portfolio AdjustedAllAll2025Typical Event Day | Portfolio Adjusted | All | All | 2025 | Typical Event Day | 8 | 128263.429
Portfolio AdjustedAllOrange County2015April Monthly Peak | Portfolio Adjusted | All | Orange County | 2015 | April Monthly Peak | 4 | 856.202
Portfolio AdjustedAllOrange County2015August Monthly Peak | Portfolio Adjusted | All | Orange County | 2015 | August Monthly Peak | 8 | 860.9103
Portfolio AdjustedAllOrange County2015December Monthly Peak | Portfolio Adjusted | All | Orange County | 2015 | December Monthly Peak | 12 | 865.6186
Portfolio AdjustedAllOrange County2015February Monthly Peak | Portfolio Adjusted | All | Orange County | 2015 | February Monthly Peak | 2 | 853.8478
Portfolio AdjustedAllOrange County2015January Monthly Peak | Portfolio Adjusted | All | Orange County | 2015 | January Monthly Peak | 1 | 853.8478
Portfolio AdjustedAllOrange County2015July Monthly Peak | Portfolio Adjusted | All | Orange County | 2015 | July Monthly Peak | 7 | 859.7332
Portfolio AdjustedAllOrange County2015June Monthly Peak | Portfolio Adjusted | All | Orange County | 2015 | June Monthly Peak | 6 | 858.5561
Portfolio AdjustedAllOrange County2015March Monthly Peak | Portfolio Adjusted | All | Orange County | 2015 | March Monthly Peak | 3 | 855.0249
Portfolio AdjustedAllOrange County2015May Monthly Peak | Portfolio Adjusted | All | Orange County | 2015 | May Monthly Peak | 5 | 857.3791
Portfolio AdjustedAllOrange County2015November Monthly Peak | Portfolio Adjusted | All | Orange County | 2015 | November Monthly Peak | 11 | 864.4415
Portfolio AdjustedAllOrange County2015October Monthly Peak | Portfolio Adjusted | All | Orange County | 2015 | October Monthly Peak | 10 | 863.2644
Portfolio AdjustedAllOrange County2015September Monthly Peak | Portfolio Adjusted | All | Orange County | 2015 | September Monthly Peak | 9 | 862.0873
Portfolio AdjustedAllOrange County2015Typical Event Day | Portfolio Adjusted | All | Orange County | 2015 | Typical Event Day | 8 | 860.9103
Portfolio AdjustedAllOrange County2016April Monthly Peak | Portfolio Adjusted | All | Orange County | 2016 | April Monthly Peak | 4 | 865.6186
Portfolio AdjustedAllOrange County2016August Monthly Peak | Portfolio Adjusted | All | Orange County | 2016 | August Monthly Peak | 8 | 865.6186
Portfolio AdjustedAllOrange County2016December Monthly Peak | Portfolio Adjusted | All | Orange County | 2016 | December Monthly Peak | 12 | 893.4934
Portfolio AdjustedAllOrange County2016February Monthly Peak | Portfolio Adjusted | All | Orange County | 2016 | February Monthly Peak | 2 | 865.6186
Portfolio AdjustedAllOrange County2016January Monthly Peak | Portfolio Adjusted | All | Orange County | 2016 | January Monthly Peak | 1 | 865.6186
Portfolio AdjustedAllOrange County2016July Monthly Peak | Portfolio Adjusted | All | Orange County | 2016 | July Monthly Peak | 7 | 865.6186
Portfolio AdjustedAllOrange County2016June Monthly Peak | Portfolio Adjusted | All | Orange County | 2016 | June Monthly Peak | 6 | 865.6186
Portfolio AdjustedAllOrange County2016March Monthly Peak | Portfolio Adjusted | All | Orange County | 2016 | March Monthly Peak | 3 | 865.6186
Portfolio AdjustedAllOrange County2016May Monthly Peak | Portfolio Adjusted | All | Orange County | 2016 | May Monthly Peak | 5 | 865.6186
Portfolio AdjustedAllOrange County2016November Monthly Peak | Portfolio Adjusted | All | Orange County | 2016 | November Monthly Peak | 11 | 865.6186
Portfolio AdjustedAllOrange County2016October Monthly Peak | Portfolio Adjusted | All | Orange County | 2016 | October Monthly Peak | 10 | 865.6186
Portfolio AdjustedAllOrange County2016September Monthly Peak | Portfolio Adjusted | All | Orange County | 2016 | September Monthly Peak | 9 | 865.6186
Portfolio AdjustedAllOrange County2016Typical Event Day | Portfolio Adjusted | All | Orange County | 2016 | Typical Event Day | 8 | 865.6186
Portfolio AdjustedAllOrange County2017April Monthly Peak | Portfolio Adjusted | All | Orange County | 2017 | April Monthly Peak | 4 | 62130.6609
Portfolio AdjustedAllOrange County2017August Monthly Peak | Portfolio Adjusted | All | Orange County | 2017 | August Monthly Peak | 8 | 62130.6609
Portfolio AdjustedAllOrange County2017December Monthly Peak | Portfolio Adjusted | All | Orange County | 2017 | December Monthly Peak | 12 | 62159.4334
Portfolio AdjustedAllOrange County2017February Monthly Peak | Portfolio Adjusted | All | Orange County | 2017 | February Monthly Peak | 2 | 893.4934
Portfolio AdjustedAllOrange County2017January Monthly Peak | Portfolio Adjusted | All | Orange County | 2017 | January Monthly Peak | 1 | 893.4934
Portfolio AdjustedAllOrange County2017July Monthly Peak | Portfolio Adjusted | All | Orange County | 2017 | July Monthly Peak | 7 | 62130.6609
Portfolio AdjustedAllOrange County2017June Monthly Peak | Portfolio Adjusted | All | Orange County | 2017 | June Monthly Peak | 6 | 62130.6609
Portfolio AdjustedAllOrange County2017March Monthly Peak | Portfolio Adjusted | All | Orange County | 2017 | March Monthly Peak | 3 | 893.4934
Portfolio AdjustedAllOrange County2017May Monthly Peak | Portfolio Adjusted | All | Orange County | 2017 | May Monthly Peak | 5 | 62130.6609
Portfolio AdjustedAllOrange County2017November Monthly Peak | Portfolio Adjusted | All | Orange County | 2017 | November Monthly Peak | 11 | 62130.6609
Portfolio AdjustedAllOrange County2017October Monthly Peak | Portfolio Adjusted | All | Orange County | 2017 | October Monthly Peak | 10 | 62130.6609
Portfolio AdjustedAllOrange County2017September Monthly Peak | Portfolio Adjusted | All | Orange County | 2017 | September Monthly Peak | 9 | 62130.6609
Portfolio AdjustedAllOrange County2017Typical Event Day | Portfolio Adjusted | All | Orange County | 2017 | Typical Event Day | 8 | 62130.6609
Portfolio AdjustedAllOrange County2018April Monthly Peak | Portfolio Adjusted | All | Orange County | 2018 | April Monthly Peak | 4 | 25417.1328
Portfolio AdjustedAllOrange County2018August Monthly Peak | Portfolio Adjusted | All | Orange County | 2018 | August Monthly Peak | 8 | 25417.1328
Portfolio AdjustedAllOrange County2018December Monthly Peak | Portfolio Adjusted | All | Orange County | 2018 | December Monthly Peak | 12 | 25446.8318
Portfolio AdjustedAllOrange County2018February Monthly Peak | Portfolio Adjusted | All | Orange County | 2018 | February Monthly Peak | 2 | 62159.4334
Portfolio AdjustedAllOrange County2018January Monthly Peak | Portfolio Adjusted | All | Orange County | 2018 | January Monthly Peak | 1 | 62159.4334
Portfolio AdjustedAllOrange County2018July Monthly Peak | Portfolio Adjusted | All | Orange County | 2018 | July Monthly Peak | 7 | 25417.1328
Portfolio AdjustedAllOrange County2018June Monthly Peak | Portfolio Adjusted | All | Orange County | 2018 | June Monthly Peak | 6 | 25417.1328
Portfolio AdjustedAllOrange County2018March Monthly Peak | Portfolio Adjusted | All | Orange County | 2018 | March Monthly Peak | 3 | 62159.4334
Portfolio AdjustedAllOrange County2018May Monthly Peak | Portfolio Adjusted | All | Orange County | 2018 | May Monthly Peak | 5 | 25417.1328
Portfolio AdjustedAllOrange County2018November Monthly Peak | Portfolio Adjusted | All | Orange County | 2018 | November Monthly Peak | 11 | 25417.1328
Portfolio AdjustedAllOrange County2018October Monthly Peak | Portfolio Adjusted | All | Orange County | 2018 | October Monthly Peak | 10 | 25417.1328
Portfolio AdjustedAllOrange County2018September Monthly Peak | Portfolio Adjusted | All | Orange County | 2018 | September Monthly Peak | 9 | 25417.1328
Portfolio AdjustedAllOrange County2018Typical Event Day | Portfolio Adjusted | All | Orange County | 2018 | Typical Event Day | 8 | 25417.1328
Portfolio AdjustedAllOrange County2019April Monthly Peak | Portfolio Adjusted | All | Orange County | 2019 | April Monthly Peak | 4 | 26235.6199
Portfolio AdjustedAllOrange County2019August Monthly Peak | Portfolio Adjusted | All | Orange County | 2019 | August Monthly Peak | 8 | 26235.6199
Portfolio AdjustedAllOrange County2019December Monthly Peak | Portfolio Adjusted | All | Orange County | 2019 | December Monthly Peak | 12 | 26266.2753
Portfolio AdjustedAllOrange County2019February Monthly Peak | Portfolio Adjusted | All | Orange County | 2019 | February Monthly Peak | 2 | 25446.8318
Portfolio AdjustedAllOrange County2019January Monthly Peak | Portfolio Adjusted | All | Orange County | 2019 | January Monthly Peak | 1 | 25446.8318
Portfolio AdjustedAllOrange County2019July Monthly Peak | Portfolio Adjusted | All | Orange County | 2019 | July Monthly Peak | 7 | 26235.6199
Portfolio AdjustedAllOrange County2019June Monthly Peak | Portfolio Adjusted | All | Orange County | 2019 | June Monthly Peak | 6 | 26235.6199
Portfolio AdjustedAllOrange County2019March Monthly Peak | Portfolio Adjusted | All | Orange County | 2019 | March Monthly Peak | 3 | 25446.8318
Portfolio AdjustedAllOrange County2019May Monthly Peak | Portfolio Adjusted | All | Orange County | 2019 | May Monthly Peak | 5 | 26235.6199
Portfolio AdjustedAllOrange County2019November Monthly Peak | Portfolio Adjusted | All | Orange County | 2019 | November Monthly Peak | 11 | 26235.6199
Portfolio AdjustedAllOrange County2019October Monthly Peak | Portfolio Adjusted | All | Orange County | 2019 | October Monthly Peak | 10 | 26235.6199
Portfolio AdjustedAllOrange County2019September Monthly Peak | Portfolio Adjusted | All | Orange County | 2019 | September Monthly Peak | 9 | 26235.6199
Portfolio AdjustedAllOrange County2019Typical Event Day | Portfolio Adjusted | All | Orange County | 2019 | Typical Event Day | 8 | 26235.6199
Portfolio AdjustedAllOrange County2020April Monthly Peak | Portfolio Adjusted | All | Orange County | 2020 | April Monthly Peak | 4 | 27080.4641
Portfolio AdjustedAllOrange County2020August Monthly Peak | Portfolio Adjusted | All | Orange County | 2020 | August Monthly Peak | 8 | 27080.4641
Portfolio AdjustedAllOrange County2020December Monthly Peak | Portfolio Adjusted | All | Orange County | 2020 | December Monthly Peak | 12 | 27112.1066
Portfolio AdjustedAllOrange County2020February Monthly Peak | Portfolio Adjusted | All | Orange County | 2020 | February Monthly Peak | 2 | 26266.2753
Portfolio AdjustedAllOrange County2020January Monthly Peak | Portfolio Adjusted | All | Orange County | 2020 | January Monthly Peak | 1 | 26266.2753
Portfolio AdjustedAllOrange County2020July Monthly Peak | Portfolio Adjusted | All | Orange County | 2020 | July Monthly Peak | 7 | 27080.4641
Portfolio AdjustedAllOrange County2020June Monthly Peak | Portfolio Adjusted | All | Orange County | 2020 | June Monthly Peak | 6 | 27080.4641
Portfolio AdjustedAllOrange County2020March Monthly Peak | Portfolio Adjusted | All | Orange County | 2020 | March Monthly Peak | 3 | 26266.2753
Portfolio AdjustedAllOrange County2020May Monthly Peak | Portfolio Adjusted | All | Orange County | 2020 | May Monthly Peak | 5 | 27080.4641
Portfolio AdjustedAllOrange County2020November Monthly Peak | Portfolio Adjusted | All | Orange County | 2020 | November Monthly Peak | 11 | 27080.4641
Portfolio AdjustedAllOrange County2020October Monthly Peak | Portfolio Adjusted | All | Orange County | 2020 | October Monthly Peak | 10 | 27080.4641
Portfolio AdjustedAllOrange County2020September Monthly Peak | Portfolio Adjusted | All | Orange County | 2020 | September Monthly Peak | 9 | 27080.4641
Portfolio AdjustedAllOrange County2020Typical Event Day | Portfolio Adjusted | All | Orange County | 2020 | Typical Event Day | 8 | 27080.4641
Portfolio AdjustedAllOrange County2021April Monthly Peak | Portfolio Adjusted | All | Orange County | 2021 | April Monthly Peak | 4 | 27952.5141
Portfolio AdjustedAllOrange County2021August Monthly Peak | Portfolio Adjusted | All | Orange County | 2021 | August Monthly Peak | 8 | 27952.5141
Portfolio AdjustedAllOrange County2021December Monthly Peak | Portfolio Adjusted | All | Orange County | 2021 | December Monthly Peak | 12 | 27985.1756
Portfolio AdjustedAllOrange County2021February Monthly Peak | Portfolio Adjusted | All | Orange County | 2021 | February Monthly Peak | 2 | 27112.1066
Portfolio AdjustedAllOrange County2021January Monthly Peak | Portfolio Adjusted | All | Orange County | 2021 | January Monthly Peak | 1 | 27112.1066
Portfolio AdjustedAllOrange County2021July Monthly Peak | Portfolio Adjusted | All | Orange County | 2021 | July Monthly Peak | 7 | 27952.5141
Portfolio AdjustedAllOrange County2021June Monthly Peak | Portfolio Adjusted | All | Orange County | 2021 | June Monthly Peak | 6 | 27952.5141
Portfolio AdjustedAllOrange County2021March Monthly Peak | Portfolio Adjusted | All | Orange County | 2021 | March Monthly Peak | 3 | 27112.1066
Portfolio AdjustedAllOrange County2021May Monthly Peak | Portfolio Adjusted | All | Orange County | 2021 | May Monthly Peak | 5 | 27952.5141
Portfolio AdjustedAllOrange County2021November Monthly Peak | Portfolio Adjusted | All | Orange County | 2021 | November Monthly Peak | 11 | 27952.5141
Portfolio AdjustedAllOrange County2021October Monthly Peak | Portfolio Adjusted | All | Orange County | 2021 | October Monthly Peak | 10 | 27952.5141
Portfolio AdjustedAllOrange County2021September Monthly Peak | Portfolio Adjusted | All | Orange County | 2021 | September Monthly Peak | 9 | 27952.5141
Portfolio AdjustedAllOrange County2021Typical Event Day | Portfolio Adjusted | All | Orange County | 2021 | Typical Event Day | 8 | 27952.5141
Portfolio AdjustedAllOrange County2022April Monthly Peak | Portfolio Adjusted | All | Orange County | 2022 | April Monthly Peak | 4 | 28852.646
Portfolio AdjustedAllOrange County2022August Monthly Peak | Portfolio Adjusted | All | Orange County | 2022 | August Monthly Peak | 8 | 28852.646
Portfolio AdjustedAllOrange County2022December Monthly Peak | Portfolio Adjusted | All | Orange County | 2022 | December Monthly Peak | 12 | 28886.3593
Portfolio AdjustedAllOrange County2022February Monthly Peak | Portfolio Adjusted | All | Orange County | 2022 | February Monthly Peak | 2 | 27985.1756
Portfolio AdjustedAllOrange County2022January Monthly Peak | Portfolio Adjusted | All | Orange County | 2022 | January Monthly Peak | 1 | 27985.1756
Portfolio AdjustedAllOrange County2022July Monthly Peak | Portfolio Adjusted | All | Orange County | 2022 | July Monthly Peak | 7 | 28852.646
Portfolio AdjustedAllOrange County2022June Monthly Peak | Portfolio Adjusted | All | Orange County | 2022 | June Monthly Peak | 6 | 28852.646
Portfolio AdjustedAllOrange County2022March Monthly Peak | Portfolio Adjusted | All | Orange County | 2022 | March Monthly Peak | 3 | 27985.1756
Portfolio AdjustedAllOrange County2022May Monthly Peak | Portfolio Adjusted | All | Orange County | 2022 | May Monthly Peak | 5 | 28852.646
Portfolio AdjustedAllOrange County2022November Monthly Peak | Portfolio Adjusted | All | Orange County | 2022 | November Monthly Peak | 11 | 28852.646
Portfolio AdjustedAllOrange County2022October Monthly Peak | Portfolio Adjusted | All | Orange County | 2022 | October Monthly Peak | 10 | 28852.646
Portfolio AdjustedAllOrange County2022September Monthly Peak | Portfolio Adjusted | All | Orange County | 2022 | September Monthly Peak | 9 | 28852.646
Portfolio AdjustedAllOrange County2022Typical Event Day | Portfolio Adjusted | All | Orange County | 2022 | Typical Event Day | 8 | 28852.646
Portfolio AdjustedAllOrange County2023April Monthly Peak | Portfolio Adjusted | All | Orange County | 2023 | April Monthly Peak | 4 | 29781.7642
Portfolio AdjustedAllOrange County2023August Monthly Peak | Portfolio Adjusted | All | Orange County | 2023 | August Monthly Peak | 8 | 29781.7642
Portfolio AdjustedAllOrange County2023December Monthly Peak | Portfolio Adjusted | All | Orange County | 2023 | December Monthly Peak | 12 | 29816.563
Portfolio AdjustedAllOrange County2023February Monthly Peak | Portfolio Adjusted | All | Orange County | 2023 | February Monthly Peak | 2 | 28886.3593
Portfolio AdjustedAllOrange County2023January Monthly Peak | Portfolio Adjusted | All | Orange County | 2023 | January Monthly Peak | 1 | 28886.3593
Portfolio AdjustedAllOrange County2023July Monthly Peak | Portfolio Adjusted | All | Orange County | 2023 | July Monthly Peak | 7 | 29781.7642
Portfolio AdjustedAllOrange County2023June Monthly Peak | Portfolio Adjusted | All | Orange County | 2023 | June Monthly Peak | 6 | 29781.7642
Portfolio AdjustedAllOrange County2023March Monthly Peak | Portfolio Adjusted | All | Orange County | 2023 | March Monthly Peak | 3 | 28886.3593
Portfolio AdjustedAllOrange County2023May Monthly Peak | Portfolio Adjusted | All | Orange County | 2023 | May Monthly Peak | 5 | 29781.7642
Portfolio AdjustedAllOrange County2023November Monthly Peak | Portfolio Adjusted | All | Orange County | 2023 | November Monthly Peak | 11 | 29781.7642
Portfolio AdjustedAllOrange County2023October Monthly Peak | Portfolio Adjusted | All | Orange County | 2023 | October Monthly Peak | 10 | 29781.7642
Portfolio AdjustedAllOrange County2023September Monthly Peak | Portfolio Adjusted | All | Orange County | 2023 | September Monthly Peak | 9 | 29781.7642
Portfolio AdjustedAllOrange County2023Typical Event Day | Portfolio Adjusted | All | Orange County | 2023 | Typical Event Day | 8 | 29781.7642
Portfolio AdjustedAllOrange County2024April Monthly Peak | Portfolio Adjusted | All | Orange County | 2024 | April Monthly Peak | 4 | 30740.8019
Portfolio AdjustedAllOrange County2024August Monthly Peak | Portfolio Adjusted | All | Orange County | 2024 | August Monthly Peak | 8 | 30740.8019
Portfolio AdjustedAllOrange County2024December Monthly Peak | Portfolio Adjusted | All | Orange County | 2024 | December Monthly Peak | 12 | 30776.7214
Portfolio AdjustedAllOrange County2024February Monthly Peak | Portfolio Adjusted | All | Orange County | 2024 | February Monthly Peak | 2 | 29816.563
Portfolio AdjustedAllOrange County2024January Monthly Peak | Portfolio Adjusted | All | Orange County | 2024 | January Monthly Peak | 1 | 29816.563
Portfolio AdjustedAllOrange County2024July Monthly Peak | Portfolio Adjusted | All | Orange County | 2024 | July Monthly Peak | 7 | 30740.8019
Portfolio AdjustedAllOrange County2024June Monthly Peak | Portfolio Adjusted | All | Orange County | 2024 | June Monthly Peak | 6 | 30740.8019
Portfolio AdjustedAllOrange County2024March Monthly Peak | Portfolio Adjusted | All | Orange County | 2024 | March Monthly Peak | 3 | 29816.563
Portfolio AdjustedAllOrange County2024May Monthly Peak | Portfolio Adjusted | All | Orange County | 2024 | May Monthly Peak | 5 | 30740.8019
Portfolio AdjustedAllOrange County2024November Monthly Peak | Portfolio Adjusted | All | Orange County | 2024 | November Monthly Peak | 11 | 30740.8019
Portfolio AdjustedAllOrange County2024October Monthly Peak | Portfolio Adjusted | All | Orange County | 2024 | October Monthly Peak | 10 | 30740.8019
Portfolio AdjustedAllOrange County2024September Monthly Peak | Portfolio Adjusted | All | Orange County | 2024 | September Monthly Peak | 9 | 30740.8019
Portfolio AdjustedAllOrange County2024Typical Event Day | Portfolio Adjusted | All | Orange County | 2024 | Typical Event Day | 8 | 30740.8019
Portfolio AdjustedAllOrange County2025April Monthly Peak | Portfolio Adjusted | All | Orange County | 2025 | April Monthly Peak | 4 | 31730.7228
Portfolio AdjustedAllOrange County2025August Monthly Peak | Portfolio Adjusted | All | Orange County | 2025 | August Monthly Peak | 8 | 31730.7228
Portfolio AdjustedAllOrange County2025December Monthly Peak | Portfolio Adjusted | All | Orange County | 2025 | December Monthly Peak | 12 | 31767.7989
Portfolio AdjustedAllOrange County2025February Monthly Peak | Portfolio Adjusted | All | Orange County | 2025 | February Monthly Peak | 2 | 30776.7214
Portfolio AdjustedAllOrange County2025January Monthly Peak | Portfolio Adjusted | All | Orange County | 2025 | January Monthly Peak | 1 | 30776.7214
Portfolio AdjustedAllOrange County2025July Monthly Peak | Portfolio Adjusted | All | Orange County | 2025 | July Monthly Peak | 7 | 31730.7228
Portfolio AdjustedAllOrange County2025June Monthly Peak | Portfolio Adjusted | All | Orange County | 2025 | June Monthly Peak | 6 | 31730.7228
Portfolio AdjustedAllOrange County2025March Monthly Peak | Portfolio Adjusted | All | Orange County | 2025 | March Monthly Peak | 3 | 30776.7214
Portfolio AdjustedAllOrange County2025May Monthly Peak | Portfolio Adjusted | All | Orange County | 2025 | May Monthly Peak | 5 | 31730.7228
Portfolio AdjustedAllOrange County2025November Monthly Peak | Portfolio Adjusted | All | Orange County | 2025 | November Monthly Peak | 11 | 31730.7228
Portfolio AdjustedAllOrange County2025October Monthly Peak | Portfolio Adjusted | All | Orange County | 2025 | October Monthly Peak | 10 | 31730.7228
Portfolio AdjustedAllOrange County2025September Monthly Peak | Portfolio Adjusted | All | Orange County | 2025 | September Monthly Peak | 9 | 31730.7228
Portfolio AdjustedAllOrange County2025Typical Event Day | Portfolio Adjusted | All | Orange County | 2025 | Typical Event Day | 8 | 31730.7228
Portfolio AdjustedAllOther2015April Monthly Peak | Portfolio Adjusted | All | Other | 2015 | April Monthly Peak | 4 | 1427.6339
Portfolio AdjustedAllOther2015August Monthly Peak | Portfolio Adjusted | All | Other | 2015 | August Monthly Peak | 8 | 1435.4845
Portfolio AdjustedAllOther2015December Monthly Peak | Portfolio Adjusted | All | Other | 2015 | December Monthly Peak | 12 | 1443.3352
Portfolio AdjustedAllOther2015February Monthly Peak | Portfolio Adjusted | All | Other | 2015 | February Monthly Peak | 2 | 1423.7086
Portfolio AdjustedAllOther2015January Monthly Peak | Portfolio Adjusted | All | Other | 2015 | January Monthly Peak | 1 | 1423.7086
Portfolio AdjustedAllOther2015July Monthly Peak | Portfolio Adjusted | All | Other | 2015 | July Monthly Peak | 7 | 1433.5219
Portfolio AdjustedAllOther2015June Monthly Peak | Portfolio Adjusted | All | Other | 2015 | June Monthly Peak | 6 | 1431.5592
Portfolio AdjustedAllOther2015March Monthly Peak | Portfolio Adjusted | All | Other | 2015 | March Monthly Peak | 3 | 1425.6713
Portfolio AdjustedAllOther2015May Monthly Peak | Portfolio Adjusted | All | Other | 2015 | May Monthly Peak | 5 | 1429.5966
Portfolio AdjustedAllOther2015November Monthly Peak | Portfolio Adjusted | All | Other | 2015 | November Monthly Peak | 11 | 1441.3725
Portfolio AdjustedAllOther2015October Monthly Peak | Portfolio Adjusted | All | Other | 2015 | October Monthly Peak | 10 | 1439.4098
Portfolio AdjustedAllOther2015September Monthly Peak | Portfolio Adjusted | All | Other | 2015 | September Monthly Peak | 9 | 1437.4472
Portfolio AdjustedAllOther2015Typical Event Day | Portfolio Adjusted | All | Other | 2015 | Typical Event Day | 8 | 1435.4845
Portfolio AdjustedAllOther2016April Monthly Peak | Portfolio Adjusted | All | Other | 2016 | April Monthly Peak | 4 | 1443.3352
Portfolio AdjustedAllOther2016August Monthly Peak | Portfolio Adjusted | All | Other | 2016 | August Monthly Peak | 8 | 1443.3352
Portfolio AdjustedAllOther2016December Monthly Peak | Portfolio Adjusted | All | Other | 2016 | December Monthly Peak | 12 | 1489.8137
Portfolio AdjustedAllOther2016February Monthly Peak | Portfolio Adjusted | All | Other | 2016 | February Monthly Peak | 2 | 1443.3352
Portfolio AdjustedAllOther2016January Monthly Peak | Portfolio Adjusted | All | Other | 2016 | January Monthly Peak | 1 | 1443.3352
Portfolio AdjustedAllOther2016July Monthly Peak | Portfolio Adjusted | All | Other | 2016 | July Monthly Peak | 7 | 1443.3352
Portfolio AdjustedAllOther2016June Monthly Peak | Portfolio Adjusted | All | Other | 2016 | June Monthly Peak | 6 | 1443.3352
Portfolio AdjustedAllOther2016March Monthly Peak | Portfolio Adjusted | All | Other | 2016 | March Monthly Peak | 3 | 1443.3352
Portfolio AdjustedAllOther2016May Monthly Peak | Portfolio Adjusted | All | Other | 2016 | May Monthly Peak | 5 | 1443.3352
Portfolio AdjustedAllOther2016November Monthly Peak | Portfolio Adjusted | All | Other | 2016 | November Monthly Peak | 11 | 1443.3352
Portfolio AdjustedAllOther2016October Monthly Peak | Portfolio Adjusted | All | Other | 2016 | October Monthly Peak | 10 | 1443.3352
Portfolio AdjustedAllOther2016September Monthly Peak | Portfolio Adjusted | All | Other | 2016 | September Monthly Peak | 9 | 1443.3352
Portfolio AdjustedAllOther2016Typical Event Day | Portfolio Adjusted | All | Other | 2016 | Typical Event Day | 8 | 1443.3352
Portfolio AdjustedAllOther2017April Monthly Peak | Portfolio Adjusted | All | Other | 2017 | April Monthly Peak | 4 | 161309.5806
Portfolio AdjustedAllOther2017August Monthly Peak | Portfolio Adjusted | All | Other | 2017 | August Monthly Peak | 8 | 161309.5806
Portfolio AdjustedAllOther2017December Monthly Peak | Portfolio Adjusted | All | Other | 2017 | December Monthly Peak | 12 | 161357.5558
Portfolio AdjustedAllOther2017February Monthly Peak | Portfolio Adjusted | All | Other | 2017 | February Monthly Peak | 2 | 1489.8137
Portfolio AdjustedAllOther2017January Monthly Peak | Portfolio Adjusted | All | Other | 2017 | January Monthly Peak | 1 | 1489.8137
Portfolio AdjustedAllOther2017July Monthly Peak | Portfolio Adjusted | All | Other | 2017 | July Monthly Peak | 7 | 161309.5806
Portfolio AdjustedAllOther2017June Monthly Peak | Portfolio Adjusted | All | Other | 2017 | June Monthly Peak | 6 | 161309.5806
Portfolio AdjustedAllOther2017March Monthly Peak | Portfolio Adjusted | All | Other | 2017 | March Monthly Peak | 3 | 1489.8137
Portfolio AdjustedAllOther2017May Monthly Peak | Portfolio Adjusted | All | Other | 2017 | May Monthly Peak | 5 | 161309.5806
Portfolio AdjustedAllOther2017November Monthly Peak | Portfolio Adjusted | All | Other | 2017 | November Monthly Peak | 11 | 161309.5806
Portfolio AdjustedAllOther2017October Monthly Peak | Portfolio Adjusted | All | Other | 2017 | October Monthly Peak | 10 | 161309.5806
Portfolio AdjustedAllOther2017September Monthly Peak | Portfolio Adjusted | All | Other | 2017 | September Monthly Peak | 9 | 161309.5806
Portfolio AdjustedAllOther2017Typical Event Day | Portfolio Adjusted | All | Other | 2017 | Typical Event Day | 8 | 161309.5806
Portfolio AdjustedAllOther2018April Monthly Peak | Portfolio Adjusted | All | Other | 2018 | April Monthly Peak | 4 | 65465.6957
Portfolio AdjustedAllOther2018August Monthly Peak | Portfolio Adjusted | All | Other | 2018 | August Monthly Peak | 8 | 65465.6957
Portfolio AdjustedAllOther2018December Monthly Peak | Portfolio Adjusted | All | Other | 2018 | December Monthly Peak | 12 | 65515.2159
Portfolio AdjustedAllOther2018February Monthly Peak | Portfolio Adjusted | All | Other | 2018 | February Monthly Peak | 2 | 161357.5558
Portfolio AdjustedAllOther2018January Monthly Peak | Portfolio Adjusted | All | Other | 2018 | January Monthly Peak | 1 | 161357.5558
Portfolio AdjustedAllOther2018July Monthly Peak | Portfolio Adjusted | All | Other | 2018 | July Monthly Peak | 7 | 65465.6957
Portfolio AdjustedAllOther2018June Monthly Peak | Portfolio Adjusted | All | Other | 2018 | June Monthly Peak | 6 | 65465.6957
Portfolio AdjustedAllOther2018March Monthly Peak | Portfolio Adjusted | All | Other | 2018 | March Monthly Peak | 3 | 161357.5558
Portfolio AdjustedAllOther2018May Monthly Peak | Portfolio Adjusted | All | Other | 2018 | May Monthly Peak | 5 | 65465.6957
Portfolio AdjustedAllOther2018November Monthly Peak | Portfolio Adjusted | All | Other | 2018 | November Monthly Peak | 11 | 65465.6957
Portfolio AdjustedAllOther2018October Monthly Peak | Portfolio Adjusted | All | Other | 2018 | October Monthly Peak | 10 | 65465.6957
Portfolio AdjustedAllOther2018September Monthly Peak | Portfolio Adjusted | All | Other | 2018 | September Monthly Peak | 9 | 65465.6957
Portfolio AdjustedAllOther2018Typical Event Day | Portfolio Adjusted | All | Other | 2018 | Typical Event Day | 8 | 65465.6957
Portfolio AdjustedAllOther2019April Monthly Peak | Portfolio Adjusted | All | Other | 2019 | April Monthly Peak | 4 | 67573.8339
Portfolio AdjustedAllOther2019August Monthly Peak | Portfolio Adjusted | All | Other | 2019 | August Monthly Peak | 8 | 67573.8339
Portfolio AdjustedAllOther2019December Monthly Peak | Portfolio Adjusted | All | Other | 2019 | December Monthly Peak | 12 | 67624.9487
Portfolio AdjustedAllOther2019February Monthly Peak | Portfolio Adjusted | All | Other | 2019 | February Monthly Peak | 2 | 65515.2159
Portfolio AdjustedAllOther2019January Monthly Peak | Portfolio Adjusted | All | Other | 2019 | January Monthly Peak | 1 | 65515.2159
Portfolio AdjustedAllOther2019July Monthly Peak | Portfolio Adjusted | All | Other | 2019 | July Monthly Peak | 7 | 67573.8339
Portfolio AdjustedAllOther2019June Monthly Peak | Portfolio Adjusted | All | Other | 2019 | June Monthly Peak | 6 | 67573.8339
Portfolio AdjustedAllOther2019March Monthly Peak | Portfolio Adjusted | All | Other | 2019 | March Monthly Peak | 3 | 65515.2159
Portfolio AdjustedAllOther2019May Monthly Peak | Portfolio Adjusted | All | Other | 2019 | May Monthly Peak | 5 | 67573.8339
Portfolio AdjustedAllOther2019November Monthly Peak | Portfolio Adjusted | All | Other | 2019 | November Monthly Peak | 11 | 67573.8339
Portfolio AdjustedAllOther2019October Monthly Peak | Portfolio Adjusted | All | Other | 2019 | October Monthly Peak | 10 | 67573.8339
Portfolio AdjustedAllOther2019September Monthly Peak | Portfolio Adjusted | All | Other | 2019 | September Monthly Peak | 9 | 67573.8339
Portfolio AdjustedAllOther2019Typical Event Day | Portfolio Adjusted | All | Other | 2019 | Typical Event Day | 8 | 67573.8339
Portfolio AdjustedAllOther2020April Monthly Peak | Portfolio Adjusted | All | Other | 2020 | April Monthly Peak | 4 | 69749.8587
Portfolio AdjustedAllOther2020August Monthly Peak | Portfolio Adjusted | All | Other | 2020 | August Monthly Peak | 8 | 69749.8587
Portfolio AdjustedAllOther2020December Monthly Peak | Portfolio Adjusted | All | Other | 2020 | December Monthly Peak | 12 | 69802.6195
Portfolio AdjustedAllOther2020February Monthly Peak | Portfolio Adjusted | All | Other | 2020 | February Monthly Peak | 2 | 67624.9487
Portfolio AdjustedAllOther2020January Monthly Peak | Portfolio Adjusted | All | Other | 2020 | January Monthly Peak | 1 | 67624.9487
Portfolio AdjustedAllOther2020July Monthly Peak | Portfolio Adjusted | All | Other | 2020 | July Monthly Peak | 7 | 69749.8587
Portfolio AdjustedAllOther2020June Monthly Peak | Portfolio Adjusted | All | Other | 2020 | June Monthly Peak | 6 | 69749.8587
Portfolio AdjustedAllOther2020March Monthly Peak | Portfolio Adjusted | All | Other | 2020 | March Monthly Peak | 3 | 67624.9487
Portfolio AdjustedAllOther2020May Monthly Peak | Portfolio Adjusted | All | Other | 2020 | May Monthly Peak | 5 | 69749.8587
Portfolio AdjustedAllOther2020November Monthly Peak | Portfolio Adjusted | All | Other | 2020 | November Monthly Peak | 11 | 69749.8587
Portfolio AdjustedAllOther2020October Monthly Peak | Portfolio Adjusted | All | Other | 2020 | October Monthly Peak | 10 | 69749.8587
Portfolio AdjustedAllOther2020September Monthly Peak | Portfolio Adjusted | All | Other | 2020 | September Monthly Peak | 9 | 69749.8587
Portfolio AdjustedAllOther2020Typical Event Day | Portfolio Adjusted | All | Other | 2020 | Typical Event Day | 8 | 69749.8587
Portfolio AdjustedAllOther2021April Monthly Peak | Portfolio Adjusted | All | Other | 2021 | April Monthly Peak | 4 | 71995.9562
Portfolio AdjustedAllOther2021August Monthly Peak | Portfolio Adjusted | All | Other | 2021 | August Monthly Peak | 8 | 71995.9562
Portfolio AdjustedAllOther2021December Monthly Peak | Portfolio Adjusted | All | Other | 2021 | December Monthly Peak | 12 | 72050.4161
Portfolio AdjustedAllOther2021February Monthly Peak | Portfolio Adjusted | All | Other | 2021 | February Monthly Peak | 2 | 69802.6195
Portfolio AdjustedAllOther2021January Monthly Peak | Portfolio Adjusted | All | Other | 2021 | January Monthly Peak | 1 | 69802.6195
Portfolio AdjustedAllOther2021July Monthly Peak | Portfolio Adjusted | All | Other | 2021 | July Monthly Peak | 7 | 71995.9562
Portfolio AdjustedAllOther2021June Monthly Peak | Portfolio Adjusted | All | Other | 2021 | June Monthly Peak | 6 | 71995.9562
Portfolio AdjustedAllOther2021March Monthly Peak | Portfolio Adjusted | All | Other | 2021 | March Monthly Peak | 3 | 69802.6195
Portfolio AdjustedAllOther2021May Monthly Peak | Portfolio Adjusted | All | Other | 2021 | May Monthly Peak | 5 | 71995.9562
Portfolio AdjustedAllOther2021November Monthly Peak | Portfolio Adjusted | All | Other | 2021 | November Monthly Peak | 11 | 71995.9562
Portfolio AdjustedAllOther2021October Monthly Peak | Portfolio Adjusted | All | Other | 2021 | October Monthly Peak | 10 | 71995.9562
Portfolio AdjustedAllOther2021September Monthly Peak | Portfolio Adjusted | All | Other | 2021 | September Monthly Peak | 9 | 71995.9562
Portfolio AdjustedAllOther2021Typical Event Day | Portfolio Adjusted | All | Other | 2021 | Typical Event Day | 8 | 71995.9562
Portfolio AdjustedAllOther2022April Monthly Peak | Portfolio Adjusted | All | Other | 2022 | April Monthly Peak | 4 | 74314.383
Portfolio AdjustedAllOther2022August Monthly Peak | Portfolio Adjusted | All | Other | 2022 | August Monthly Peak | 8 | 74314.383
Portfolio AdjustedAllOther2022December Monthly Peak | Portfolio Adjusted | All | Other | 2022 | December Monthly Peak | 12 | 74370.5966
Portfolio AdjustedAllOther2022February Monthly Peak | Portfolio Adjusted | All | Other | 2022 | February Monthly Peak | 2 | 72050.4161
Portfolio AdjustedAllOther2022January Monthly Peak | Portfolio Adjusted | All | Other | 2022 | January Monthly Peak | 1 | 72050.4161
Portfolio AdjustedAllOther2022July Monthly Peak | Portfolio Adjusted | All | Other | 2022 | July Monthly Peak | 7 | 74314.383
Portfolio AdjustedAllOther2022June Monthly Peak | Portfolio Adjusted | All | Other | 2022 | June Monthly Peak | 6 | 74314.383
Portfolio AdjustedAllOther2022March Monthly Peak | Portfolio Adjusted | All | Other | 2022 | March Monthly Peak | 3 | 72050.4161
Portfolio AdjustedAllOther2022May Monthly Peak | Portfolio Adjusted | All | Other | 2022 | May Monthly Peak | 5 | 74314.383
Portfolio AdjustedAllOther2022November Monthly Peak | Portfolio Adjusted | All | Other | 2022 | November Monthly Peak | 11 | 74314.383
Portfolio AdjustedAllOther2022October Monthly Peak | Portfolio Adjusted | All | Other | 2022 | October Monthly Peak | 10 | 74314.383
Portfolio AdjustedAllOther2022September Monthly Peak | Portfolio Adjusted | All | Other | 2022 | September Monthly Peak | 9 | 74314.383
Portfolio AdjustedAllOther2022Typical Event Day | Portfolio Adjusted | All | Other | 2022 | Typical Event Day | 8 | 74314.383
Portfolio AdjustedAllOther2023April Monthly Peak | Portfolio Adjusted | All | Other | 2023 | April Monthly Peak | 4 | 76707.4682
Portfolio AdjustedAllOther2023August Monthly Peak | Portfolio Adjusted | All | Other | 2023 | August Monthly Peak | 8 | 76707.4682
Portfolio AdjustedAllOther2023December Monthly Peak | Portfolio Adjusted | All | Other | 2023 | December Monthly Peak | 12 | 76765.492
Portfolio AdjustedAllOther2023February Monthly Peak | Portfolio Adjusted | All | Other | 2023 | February Monthly Peak | 2 | 74370.5966
Portfolio AdjustedAllOther2023January Monthly Peak | Portfolio Adjusted | All | Other | 2023 | January Monthly Peak | 1 | 74370.5966
Portfolio AdjustedAllOther2023July Monthly Peak | Portfolio Adjusted | All | Other | 2023 | July Monthly Peak | 7 | 76707.4682
Portfolio AdjustedAllOther2023June Monthly Peak | Portfolio Adjusted | All | Other | 2023 | June Monthly Peak | 6 | 76707.4682
Portfolio AdjustedAllOther2023March Monthly Peak | Portfolio Adjusted | All | Other | 2023 | March Monthly Peak | 3 | 74370.5966
Portfolio AdjustedAllOther2023May Monthly Peak | Portfolio Adjusted | All | Other | 2023 | May Monthly Peak | 5 | 76707.4682
Portfolio AdjustedAllOther2023November Monthly Peak | Portfolio Adjusted | All | Other | 2023 | November Monthly Peak | 11 | 76707.4682
Portfolio AdjustedAllOther2023October Monthly Peak | Portfolio Adjusted | All | Other | 2023 | October Monthly Peak | 10 | 76707.4682
Portfolio AdjustedAllOther2023September Monthly Peak | Portfolio Adjusted | All | Other | 2023 | September Monthly Peak | 9 | 76707.4682
Portfolio AdjustedAllOther2023Typical Event Day | Portfolio Adjusted | All | Other | 2023 | Typical Event Day | 8 | 76707.4682
Portfolio AdjustedAllOther2024April Monthly Peak | Portfolio Adjusted | All | Other | 2024 | April Monthly Peak | 4 | 79177.616
Portfolio AdjustedAllOther2024August Monthly Peak | Portfolio Adjusted | All | Other | 2024 | August Monthly Peak | 8 | 79177.616
Portfolio AdjustedAllOther2024December Monthly Peak | Portfolio Adjusted | All | Other | 2024 | December Monthly Peak | 12 | 79237.5082
Portfolio AdjustedAllOther2024February Monthly Peak | Portfolio Adjusted | All | Other | 2024 | February Monthly Peak | 2 | 76765.492
Portfolio AdjustedAllOther2024January Monthly Peak | Portfolio Adjusted | All | Other | 2024 | January Monthly Peak | 1 | 76765.492
Portfolio AdjustedAllOther2024July Monthly Peak | Portfolio Adjusted | All | Other | 2024 | July Monthly Peak | 7 | 79177.616
Portfolio AdjustedAllOther2024June Monthly Peak | Portfolio Adjusted | All | Other | 2024 | June Monthly Peak | 6 | 79177.616
Portfolio AdjustedAllOther2024March Monthly Peak | Portfolio Adjusted | All | Other | 2024 | March Monthly Peak | 3 | 76765.492
Portfolio AdjustedAllOther2024May Monthly Peak | Portfolio Adjusted | All | Other | 2024 | May Monthly Peak | 5 | 79177.616
Portfolio AdjustedAllOther2024November Monthly Peak | Portfolio Adjusted | All | Other | 2024 | November Monthly Peak | 11 | 79177.616
Portfolio AdjustedAllOther2024October Monthly Peak | Portfolio Adjusted | All | Other | 2024 | October Monthly Peak | 10 | 79177.616
Portfolio AdjustedAllOther2024September Monthly Peak | Portfolio Adjusted | All | Other | 2024 | September Monthly Peak | 9 | 79177.616
Portfolio AdjustedAllOther2024Typical Event Day | Portfolio Adjusted | All | Other | 2024 | Typical Event Day | 8 | 79177.616
Portfolio AdjustedAllOther2025April Monthly Peak | Portfolio Adjusted | All | Other | 2025 | April Monthly Peak | 4 | 81727.3079
Portfolio AdjustedAllOther2025August Monthly Peak | Portfolio Adjusted | All | Other | 2025 | August Monthly Peak | 8 | 81727.3079
Portfolio AdjustedAllOther2025December Monthly Peak | Portfolio Adjusted | All | Other | 2025 | December Monthly Peak | 12 | 81789.1288
Portfolio AdjustedAllOther2025February Monthly Peak | Portfolio Adjusted | All | Other | 2025 | February Monthly Peak | 2 | 79237.5082
Portfolio AdjustedAllOther2025January Monthly Peak | Portfolio Adjusted | All | Other | 2025 | January Monthly Peak | 1 | 79237.5082
Portfolio AdjustedAllOther2025July Monthly Peak | Portfolio Adjusted | All | Other | 2025 | July Monthly Peak | 7 | 81727.3079
Portfolio AdjustedAllOther2025June Monthly Peak | Portfolio Adjusted | All | Other | 2025 | June Monthly Peak | 6 | 81727.3079
Portfolio AdjustedAllOther2025March Monthly Peak | Portfolio Adjusted | All | Other | 2025 | March Monthly Peak | 3 | 79237.5082
Portfolio AdjustedAllOther2025May Monthly Peak | Portfolio Adjusted | All | Other | 2025 | May Monthly Peak | 5 | 81727.3079
Portfolio AdjustedAllOther2025November Monthly Peak | Portfolio Adjusted | All | Other | 2025 | November Monthly Peak | 11 | 81727.3079
Portfolio AdjustedAllOther2025October Monthly Peak | Portfolio Adjusted | All | Other | 2025 | October Monthly Peak | 10 | 81727.3079
Portfolio AdjustedAllOther2025September Monthly Peak | Portfolio Adjusted | All | Other | 2025 | September Monthly Peak | 9 | 81727.3079
Portfolio AdjustedAllOther2025Typical Event Day | Portfolio Adjusted | All | Other | 2025 | Typical Event Day | 8 | 81727.3079
Portfolio AdjustedAllSouth of Lugo2015April Monthly Peak | Portfolio Adjusted | All | South of Lugo | 2015 | April Monthly Peak | 4 | 262.064
Portfolio AdjustedAllSouth of Lugo2015August Monthly Peak | Portfolio Adjusted | All | South of Lugo | 2015 | August Monthly Peak | 8 | 263.5051
Portfolio AdjustedAllSouth of Lugo2015December Monthly Peak | Portfolio Adjusted | All | South of Lugo | 2015 | December Monthly Peak | 12 | 264.9462
Portfolio AdjustedAllSouth of Lugo2015February Monthly Peak | Portfolio Adjusted | All | South of Lugo | 2015 | February Monthly Peak | 2 | 261.3435
Portfolio AdjustedAllSouth of Lugo2015January Monthly Peak | Portfolio Adjusted | All | South of Lugo | 2015 | January Monthly Peak | 1 | 261.3435
Portfolio AdjustedAllSouth of Lugo2015July Monthly Peak | Portfolio Adjusted | All | South of Lugo | 2015 | July Monthly Peak | 7 | 263.1448
Portfolio AdjustedAllSouth of Lugo2015June Monthly Peak | Portfolio Adjusted | All | South of Lugo | 2015 | June Monthly Peak | 6 | 262.7846
Portfolio AdjustedAllSouth of Lugo2015March Monthly Peak | Portfolio Adjusted | All | South of Lugo | 2015 | March Monthly Peak | 3 | 261.7037
Portfolio AdjustedAllSouth of Lugo2015May Monthly Peak | Portfolio Adjusted | All | South of Lugo | 2015 | May Monthly Peak | 5 | 262.4243
Portfolio AdjustedAllSouth of Lugo2015November Monthly Peak | Portfolio Adjusted | All | South of Lugo | 2015 | November Monthly Peak | 11 | 264.5859
Portfolio AdjustedAllSouth of Lugo2015October Monthly Peak | Portfolio Adjusted | All | South of Lugo | 2015 | October Monthly Peak | 10 | 264.2257
Portfolio AdjustedAllSouth of Lugo2015September Monthly Peak | Portfolio Adjusted | All | South of Lugo | 2015 | September Monthly Peak | 9 | 263.8654
Portfolio AdjustedAllSouth of Lugo2015Typical Event Day | Portfolio Adjusted | All | South of Lugo | 2015 | Typical Event Day | 8 | 263.5051
Portfolio AdjustedAllSouth of Lugo2016April Monthly Peak | Portfolio Adjusted | All | South of Lugo | 2016 | April Monthly Peak | 4 | 264.9462
Portfolio AdjustedAllSouth of Lugo2016August Monthly Peak | Portfolio Adjusted | All | South of Lugo | 2016 | August Monthly Peak | 8 | 264.9462
Portfolio AdjustedAllSouth of Lugo2016December Monthly Peak | Portfolio Adjusted | All | South of Lugo | 2016 | December Monthly Peak | 12 | 273.4781
Portfolio AdjustedAllSouth of Lugo2016February Monthly Peak | Portfolio Adjusted | All | South of Lugo | 2016 | February Monthly Peak | 2 | 264.9462
Portfolio AdjustedAllSouth of Lugo2016January Monthly Peak | Portfolio Adjusted | All | South of Lugo | 2016 | January Monthly Peak | 1 | 264.9462
Portfolio AdjustedAllSouth of Lugo2016July Monthly Peak | Portfolio Adjusted | All | South of Lugo | 2016 | July Monthly Peak | 7 | 264.9462
Portfolio AdjustedAllSouth of Lugo2016June Monthly Peak | Portfolio Adjusted | All | South of Lugo | 2016 | June Monthly Peak | 6 | 264.9462
Portfolio AdjustedAllSouth of Lugo2016March Monthly Peak | Portfolio Adjusted | All | South of Lugo | 2016 | March Monthly Peak | 3 | 264.9462
Portfolio AdjustedAllSouth of Lugo2016May Monthly Peak | Portfolio Adjusted | All | South of Lugo | 2016 | May Monthly Peak | 5 | 264.9462
Portfolio AdjustedAllSouth of Lugo2016November Monthly Peak | Portfolio Adjusted | All | South of Lugo | 2016 | November Monthly Peak | 11 | 264.9462
Portfolio AdjustedAllSouth of Lugo2016October Monthly Peak | Portfolio Adjusted | All | South of Lugo | 2016 | October Monthly Peak | 10 | 264.9462
Portfolio AdjustedAllSouth of Lugo2016September Monthly Peak | Portfolio Adjusted | All | South of Lugo | 2016 | September Monthly Peak | 9 | 264.9462
Portfolio AdjustedAllSouth of Lugo2016Typical Event Day | Portfolio Adjusted | All | South of Lugo | 2016 | Typical Event Day | 8 | 264.9462
Portfolio AdjustedAllSouth of Lugo2017April Monthly Peak | Portfolio Adjusted | All | South of Lugo | 2017 | April Monthly Peak | 4 | 29216.5376
Portfolio AdjustedAllSouth of Lugo2017August Monthly Peak | Portfolio Adjusted | All | South of Lugo | 2017 | August Monthly Peak | 8 | 29216.5376
Portfolio AdjustedAllSouth of Lugo2017December Monthly Peak | Portfolio Adjusted | All | South of Lugo | 2017 | December Monthly Peak | 12 | 29225.3442
Portfolio AdjustedAllSouth of Lugo2017February Monthly Peak | Portfolio Adjusted | All | South of Lugo | 2017 | February Monthly Peak | 2 | 273.4781
Portfolio AdjustedAllSouth of Lugo2017January Monthly Peak | Portfolio Adjusted | All | South of Lugo | 2017 | January Monthly Peak | 1 | 273.4781
Portfolio AdjustedAllSouth of Lugo2017July Monthly Peak | Portfolio Adjusted | All | South of Lugo | 2017 | July Monthly Peak | 7 | 29216.5376
Portfolio AdjustedAllSouth of Lugo2017June Monthly Peak | Portfolio Adjusted | All | South of Lugo | 2017 | June Monthly Peak | 6 | 29216.5376
Portfolio AdjustedAllSouth of Lugo2017March Monthly Peak | Portfolio Adjusted | All | South of Lugo | 2017 | March Monthly Peak | 3 | 273.4781
Portfolio AdjustedAllSouth of Lugo2017May Monthly Peak | Portfolio Adjusted | All | South of Lugo | 2017 | May Monthly Peak | 5 | 29216.5376
Portfolio AdjustedAllSouth of Lugo2017November Monthly Peak | Portfolio Adjusted | All | South of Lugo | 2017 | November Monthly Peak | 11 | 29216.5376
Portfolio AdjustedAllSouth of Lugo2017October Monthly Peak | Portfolio Adjusted | All | South of Lugo | 2017 | October Monthly Peak | 10 | 29216.5376
Portfolio AdjustedAllSouth of Lugo2017September Monthly Peak | Portfolio Adjusted | All | South of Lugo | 2017 | September Monthly Peak | 9 | 29216.5376
Portfolio AdjustedAllSouth of Lugo2017Typical Event Day | Portfolio Adjusted | All | South of Lugo | 2017 | Typical Event Day | 8 | 29216.5376
Portfolio AdjustedAllSouth of Lugo2018April Monthly Peak | Portfolio Adjusted | All | South of Lugo | 2018 | April Monthly Peak | 4 | 11859.5085
Portfolio AdjustedAllSouth of Lugo2018August Monthly Peak | Portfolio Adjusted | All | South of Lugo | 2018 | August Monthly Peak | 8 | 11859.5085
Portfolio AdjustedAllSouth of Lugo2018December Monthly Peak | Portfolio Adjusted | All | South of Lugo | 2018 | December Monthly Peak | 12 | 11868.5986
Portfolio AdjustedAllSouth of Lugo2018February Monthly Peak | Portfolio Adjusted | All | South of Lugo | 2018 | February Monthly Peak | 2 | 29225.3442
Portfolio AdjustedAllSouth of Lugo2018January Monthly Peak | Portfolio Adjusted | All | South of Lugo | 2018 | January Monthly Peak | 1 | 29225.3442
Portfolio AdjustedAllSouth of Lugo2018July Monthly Peak | Portfolio Adjusted | All | South of Lugo | 2018 | July Monthly Peak | 7 | 11859.5085
Portfolio AdjustedAllSouth of Lugo2018June Monthly Peak | Portfolio Adjusted | All | South of Lugo | 2018 | June Monthly Peak | 6 | 11859.5085
Portfolio AdjustedAllSouth of Lugo2018March Monthly Peak | Portfolio Adjusted | All | South of Lugo | 2018 | March Monthly Peak | 3 | 29225.3442
Portfolio AdjustedAllSouth of Lugo2018May Monthly Peak | Portfolio Adjusted | All | South of Lugo | 2018 | May Monthly Peak | 5 | 11859.5085
Portfolio AdjustedAllSouth of Lugo2018November Monthly Peak | Portfolio Adjusted | All | South of Lugo | 2018 | November Monthly Peak | 11 | 11859.5085
Portfolio AdjustedAllSouth of Lugo2018October Monthly Peak | Portfolio Adjusted | All | South of Lugo | 2018 | October Monthly Peak | 10 | 11859.5085
Portfolio AdjustedAllSouth of Lugo2018September Monthly Peak | Portfolio Adjusted | All | South of Lugo | 2018 | September Monthly Peak | 9 | 11859.5085
Portfolio AdjustedAllSouth of Lugo2018Typical Event Day | Portfolio Adjusted | All | South of Lugo | 2018 | Typical Event Day | 8 | 11859.5085
Portfolio AdjustedAllSouth of Lugo2019April Monthly Peak | Portfolio Adjusted | All | South of Lugo | 2019 | April Monthly Peak | 4 | 12241.4105
Portfolio AdjustedAllSouth of Lugo2019August Monthly Peak | Portfolio Adjusted | All | South of Lugo | 2019 | August Monthly Peak | 8 | 12241.4105
Portfolio AdjustedAllSouth of Lugo2019December Monthly Peak | Portfolio Adjusted | All | South of Lugo | 2019 | December Monthly Peak | 12 | 12250.7934
Portfolio AdjustedAllSouth of Lugo2019February Monthly Peak | Portfolio Adjusted | All | South of Lugo | 2019 | February Monthly Peak | 2 | 11868.5986
Portfolio AdjustedAllSouth of Lugo2019January Monthly Peak | Portfolio Adjusted | All | South of Lugo | 2019 | January Monthly Peak | 1 | 11868.5986
Portfolio AdjustedAllSouth of Lugo2019July Monthly Peak | Portfolio Adjusted | All | South of Lugo | 2019 | July Monthly Peak | 7 | 12241.4105
Portfolio AdjustedAllSouth of Lugo2019June Monthly Peak | Portfolio Adjusted | All | South of Lugo | 2019 | June Monthly Peak | 6 | 12241.4105
Portfolio AdjustedAllSouth of Lugo2019March Monthly Peak | Portfolio Adjusted | All | South of Lugo | 2019 | March Monthly Peak | 3 | 11868.5986
Portfolio AdjustedAllSouth of Lugo2019May Monthly Peak | Portfolio Adjusted | All | South of Lugo | 2019 | May Monthly Peak | 5 | 12241.4105
Portfolio AdjustedAllSouth of Lugo2019November Monthly Peak | Portfolio Adjusted | All | South of Lugo | 2019 | November Monthly Peak | 11 | 12241.4105
Portfolio AdjustedAllSouth of Lugo2019October Monthly Peak | Portfolio Adjusted | All | South of Lugo | 2019 | October Monthly Peak | 10 | 12241.4105
Portfolio AdjustedAllSouth of Lugo2019September Monthly Peak | Portfolio Adjusted | All | South of Lugo | 2019 | September Monthly Peak | 9 | 12241.4105
Portfolio AdjustedAllSouth of Lugo2019Typical Event Day | Portfolio Adjusted | All | South of Lugo | 2019 | Typical Event Day | 8 | 12241.4105
Portfolio AdjustedAllSouth of Lugo2020April Monthly Peak | Portfolio Adjusted | All | South of Lugo | 2020 | April Monthly Peak | 4 | 12635.6106
Portfolio AdjustedAllSouth of Lugo2020August Monthly Peak | Portfolio Adjusted | All | South of Lugo | 2020 | August Monthly Peak | 8 | 12635.6106
Portfolio AdjustedAllSouth of Lugo2020December Monthly Peak | Portfolio Adjusted | All | South of Lugo | 2020 | December Monthly Peak | 12 | 12645.2957
Portfolio AdjustedAllSouth of Lugo2020February Monthly Peak | Portfolio Adjusted | All | South of Lugo | 2020 | February Monthly Peak | 2 | 12250.7934
Portfolio AdjustedAllSouth of Lugo2020January Monthly Peak | Portfolio Adjusted | All | South of Lugo | 2020 | January Monthly Peak | 1 | 12250.7934
Portfolio AdjustedAllSouth of Lugo2020July Monthly Peak | Portfolio Adjusted | All | South of Lugo | 2020 | July Monthly Peak | 7 | 12635.6106
Portfolio AdjustedAllSouth of Lugo2020June Monthly Peak | Portfolio Adjusted | All | South of Lugo | 2020 | June Monthly Peak | 6 | 12635.6106
Portfolio AdjustedAllSouth of Lugo2020March Monthly Peak | Portfolio Adjusted | All | South of Lugo | 2020 | March Monthly Peak | 3 | 12250.7934
Portfolio AdjustedAllSouth of Lugo2020May Monthly Peak | Portfolio Adjusted | All | South of Lugo | 2020 | May Monthly Peak | 5 | 12635.6106
Portfolio AdjustedAllSouth of Lugo2020November Monthly Peak | Portfolio Adjusted | All | South of Lugo | 2020 | November Monthly Peak | 11 | 12635.6106
Portfolio AdjustedAllSouth of Lugo2020October Monthly Peak | Portfolio Adjusted | All | South of Lugo | 2020 | October Monthly Peak | 10 | 12635.6106
Portfolio AdjustedAllSouth of Lugo2020September Monthly Peak | Portfolio Adjusted | All | South of Lugo | 2020 | September Monthly Peak | 9 | 12635.6106
Portfolio AdjustedAllSouth of Lugo2020Typical Event Day | Portfolio Adjusted | All | South of Lugo | 2020 | Typical Event Day | 8 | 12635.6106
Portfolio AdjustedAllSouth of Lugo2021April Monthly Peak | Portfolio Adjusted | All | South of Lugo | 2021 | April Monthly Peak | 4 | 13042.5048
Portfolio AdjustedAllSouth of Lugo2021August Monthly Peak | Portfolio Adjusted | All | South of Lugo | 2021 | August Monthly Peak | 8 | 13042.5048
Portfolio AdjustedAllSouth of Lugo2021December Monthly Peak | Portfolio Adjusted | All | South of Lugo | 2021 | December Monthly Peak | 12 | 13052.5018
Portfolio AdjustedAllSouth of Lugo2021February Monthly Peak | Portfolio Adjusted | All | South of Lugo | 2021 | February Monthly Peak | 2 | 12645.2957
Portfolio AdjustedAllSouth of Lugo2021January Monthly Peak | Portfolio Adjusted | All | South of Lugo | 2021 | January Monthly Peak | 1 | 12645.2957
Portfolio AdjustedAllSouth of Lugo2021July Monthly Peak | Portfolio Adjusted | All | South of Lugo | 2021 | July Monthly Peak | 7 | 13042.5048
Portfolio AdjustedAllSouth of Lugo2021June Monthly Peak | Portfolio Adjusted | All | South of Lugo | 2021 | June Monthly Peak | 6 | 13042.5048
Portfolio AdjustedAllSouth of Lugo2021March Monthly Peak | Portfolio Adjusted | All | South of Lugo | 2021 | March Monthly Peak | 3 | 12645.2957
Portfolio AdjustedAllSouth of Lugo2021May Monthly Peak | Portfolio Adjusted | All | South of Lugo | 2021 | May Monthly Peak | 5 | 13042.5048
Portfolio AdjustedAllSouth of Lugo2021November Monthly Peak | Portfolio Adjusted | All | South of Lugo | 2021 | November Monthly Peak | 11 | 13042.5048
Portfolio AdjustedAllSouth of Lugo2021October Monthly Peak | Portfolio Adjusted | All | South of Lugo | 2021 | October Monthly Peak | 10 | 13042.5048
Portfolio AdjustedAllSouth of Lugo2021September Monthly Peak | Portfolio Adjusted | All | South of Lugo | 2021 | September Monthly Peak | 9 | 13042.5048
Portfolio AdjustedAllSouth of Lugo2021Typical Event Day | Portfolio Adjusted | All | South of Lugo | 2021 | Typical Event Day | 8 | 13042.5048
Portfolio AdjustedAllSouth of Lugo2022April Monthly Peak | Portfolio Adjusted | All | South of Lugo | 2022 | April Monthly Peak | 4 | 13462.5019
Portfolio AdjustedAllSouth of Lugo2022August Monthly Peak | Portfolio Adjusted | All | South of Lugo | 2022 | August Monthly Peak | 8 | 13462.5019
Portfolio AdjustedAllSouth of Lugo2022December Monthly Peak | Portfolio Adjusted | All | South of Lugo | 2022 | December Monthly Peak | 12 | 13472.8208
Portfolio AdjustedAllSouth of Lugo2022February Monthly Peak | Portfolio Adjusted | All | South of Lugo | 2022 | February Monthly Peak | 2 | 13052.5018
Portfolio AdjustedAllSouth of Lugo2022January Monthly Peak | Portfolio Adjusted | All | South of Lugo | 2022 | January Monthly Peak | 1 | 13052.5018
Portfolio AdjustedAllSouth of Lugo2022July Monthly Peak | Portfolio Adjusted | All | South of Lugo | 2022 | July Monthly Peak | 7 | 13462.5019
Portfolio AdjustedAllSouth of Lugo2022June Monthly Peak | Portfolio Adjusted | All | South of Lugo | 2022 | June Monthly Peak | 6 | 13462.5019
Portfolio AdjustedAllSouth of Lugo2022March Monthly Peak | Portfolio Adjusted | All | South of Lugo | 2022 | March Monthly Peak | 3 | 13052.5018
Portfolio AdjustedAllSouth of Lugo2022May Monthly Peak | Portfolio Adjusted | All | South of Lugo | 2022 | May Monthly Peak | 5 | 13462.5019
Portfolio AdjustedAllSouth of Lugo2022November Monthly Peak | Portfolio Adjusted | All | South of Lugo | 2022 | November Monthly Peak | 11 | 13462.5019
Portfolio AdjustedAllSouth of Lugo2022October Monthly Peak | Portfolio Adjusted | All | South of Lugo | 2022 | October Monthly Peak | 10 | 13462.5019
Portfolio AdjustedAllSouth of Lugo2022September Monthly Peak | Portfolio Adjusted | All | South of Lugo | 2022 | September Monthly Peak | 9 | 13462.5019
Portfolio AdjustedAllSouth of Lugo2022Typical Event Day | Portfolio Adjusted | All | South of Lugo | 2022 | Typical Event Day | 8 | 13462.5019
Portfolio AdjustedAllSouth of Lugo2023April Monthly Peak | Portfolio Adjusted | All | South of Lugo | 2023 | April Monthly Peak | 4 | 13896.0238
Portfolio AdjustedAllSouth of Lugo2023August Monthly Peak | Portfolio Adjusted | All | South of Lugo | 2023 | August Monthly Peak | 8 | 13896.0238
Portfolio AdjustedAllSouth of Lugo2023December Monthly Peak | Portfolio Adjusted | All | South of Lugo | 2023 | December Monthly Peak | 12 | 13906.675
Portfolio AdjustedAllSouth of Lugo2023February Monthly Peak | Portfolio Adjusted | All | South of Lugo | 2023 | February Monthly Peak | 2 | 13472.8208
Portfolio AdjustedAllSouth of Lugo2023January Monthly Peak | Portfolio Adjusted | All | South of Lugo | 2023 | January Monthly Peak | 1 | 13472.8208
Portfolio AdjustedAllSouth of Lugo2023July Monthly Peak | Portfolio Adjusted | All | South of Lugo | 2023 | July Monthly Peak | 7 | 13896.0238
Portfolio AdjustedAllSouth of Lugo2023June Monthly Peak | Portfolio Adjusted | All | South of Lugo | 2023 | June Monthly Peak | 6 | 13896.0238
Portfolio AdjustedAllSouth of Lugo2023March Monthly Peak | Portfolio Adjusted | All | South of Lugo | 2023 | March Monthly Peak | 3 | 13472.8208
Portfolio AdjustedAllSouth of Lugo2023May Monthly Peak | Portfolio Adjusted | All | South of Lugo | 2023 | May Monthly Peak | 5 | 13896.0238
Portfolio AdjustedAllSouth of Lugo2023November Monthly Peak | Portfolio Adjusted | All | South of Lugo | 2023 | November Monthly Peak | 11 | 13896.0238
Portfolio AdjustedAllSouth of Lugo2023October Monthly Peak | Portfolio Adjusted | All | South of Lugo | 2023 | October Monthly Peak | 10 | 13896.0238
Portfolio AdjustedAllSouth of Lugo2023September Monthly Peak | Portfolio Adjusted | All | South of Lugo | 2023 | September Monthly Peak | 9 | 13896.0238
Portfolio AdjustedAllSouth of Lugo2023Typical Event Day | Portfolio Adjusted | All | South of Lugo | 2023 | Typical Event Day | 8 | 13896.0238
Portfolio AdjustedAllSouth of Lugo2024April Monthly Peak | Portfolio Adjusted | All | South of Lugo | 2024 | April Monthly Peak | 4 | 14343.5061
Portfolio AdjustedAllSouth of Lugo2024August Monthly Peak | Portfolio Adjusted | All | South of Lugo | 2024 | August Monthly Peak | 8 | 14343.5061
Portfolio AdjustedAllSouth of Lugo2024December Monthly Peak | Portfolio Adjusted | All | South of Lugo | 2024 | December Monthly Peak | 12 | 14354.5003
Portfolio AdjustedAllSouth of Lugo2024February Monthly Peak | Portfolio Adjusted | All | South of Lugo | 2024 | February Monthly Peak | 2 | 13906.675
Portfolio AdjustedAllSouth of Lugo2024January Monthly Peak | Portfolio Adjusted | All | South of Lugo | 2024 | January Monthly Peak | 1 | 13906.675
Portfolio AdjustedAllSouth of Lugo2024July Monthly Peak | Portfolio Adjusted | All | South of Lugo | 2024 | July Monthly Peak | 7 | 14343.5061
Portfolio AdjustedAllSouth of Lugo2024June Monthly Peak | Portfolio Adjusted | All | South of Lugo | 2024 | June Monthly Peak | 6 | 14343.5061
Portfolio AdjustedAllSouth of Lugo2024March Monthly Peak | Portfolio Adjusted | All | South of Lugo | 2024 | March Monthly Peak | 3 | 13906.675
Portfolio AdjustedAllSouth of Lugo2024May Monthly Peak | Portfolio Adjusted | All | South of Lugo | 2024 | May Monthly Peak | 5 | 14343.5061
Portfolio AdjustedAllSouth of Lugo2024November Monthly Peak | Portfolio Adjusted | All | South of Lugo | 2024 | November Monthly Peak | 11 | 14343.5061
Portfolio AdjustedAllSouth of Lugo2024October Monthly Peak | Portfolio Adjusted | All | South of Lugo | 2024 | October Monthly Peak | 10 | 14343.5061
Portfolio AdjustedAllSouth of Lugo2024September Monthly Peak | Portfolio Adjusted | All | South of Lugo | 2024 | September Monthly Peak | 9 | 14343.5061
Portfolio AdjustedAllSouth of Lugo2024Typical Event Day | Portfolio Adjusted | All | South of Lugo | 2024 | Typical Event Day | 8 | 14343.5061
Portfolio AdjustedAllSouth of Lugo2025April Monthly Peak | Portfolio Adjusted | All | South of Lugo | 2025 | April Monthly Peak | 4 | 14805.3983
Portfolio AdjustedAllSouth of Lugo2025August Monthly Peak | Portfolio Adjusted | All | South of Lugo | 2025 | August Monthly Peak | 8 | 14805.3983
Portfolio AdjustedAllSouth of Lugo2025December Monthly Peak | Portfolio Adjusted | All | South of Lugo | 2025 | December Monthly Peak | 12 | 14816.7465
Portfolio AdjustedAllSouth of Lugo2025February Monthly Peak | Portfolio Adjusted | All | South of Lugo | 2025 | February Monthly Peak | 2 | 14354.5003
Portfolio AdjustedAllSouth of Lugo2025January Monthly Peak | Portfolio Adjusted | All | South of Lugo | 2025 | January Monthly Peak | 1 | 14354.5003
Portfolio AdjustedAllSouth of Lugo2025July Monthly Peak | Portfolio Adjusted | All | South of Lugo | 2025 | July Monthly Peak | 7 | 14805.3983
Portfolio AdjustedAllSouth of Lugo2025June Monthly Peak | Portfolio Adjusted | All | South of Lugo | 2025 | June Monthly Peak | 6 | 14805.3983
Portfolio AdjustedAllSouth of Lugo2025March Monthly Peak | Portfolio Adjusted | All | South of Lugo | 2025 | March Monthly Peak | 3 | 14354.5003
Portfolio AdjustedAllSouth of Lugo2025May Monthly Peak | Portfolio Adjusted | All | South of Lugo | 2025 | May Monthly Peak | 5 | 14805.3983
Portfolio AdjustedAllSouth of Lugo2025November Monthly Peak | Portfolio Adjusted | All | South of Lugo | 2025 | November Monthly Peak | 11 | 14805.3983
Portfolio AdjustedAllSouth of Lugo2025October Monthly Peak | Portfolio Adjusted | All | South of Lugo | 2025 | October Monthly Peak | 10 | 14805.3983
Portfolio AdjustedAllSouth of Lugo2025September Monthly Peak | Portfolio Adjusted | All | South of Lugo | 2025 | September Monthly Peak | 9 | 14805.3983
Portfolio AdjustedAllSouth of Lugo2025Typical Event Day | Portfolio Adjusted | All | South of Lugo | 2025 | Typical Event Day | 8 | 14805.3983
Portfolio AdjustedSize: 20 kW to 199.99 kWAll2015April Monthly Peak | Portfolio Adjusted | Size: 20 kW to 199.99 kW | All | 2015 | April Monthly Peak | 4 | 0
Portfolio AdjustedSize: 20 kW to 199.99 kWAll2015August Monthly Peak | Portfolio Adjusted | Size: 20 kW to 199.99 kW | All | 2015 | August Monthly Peak | 8 | 0
Portfolio AdjustedSize: 20 kW to 199.99 kWAll2015December Monthly Peak | Portfolio Adjusted | Size: 20 kW to 199.99 kW | All | 2015 | December Monthly Peak | 12 | 0
Portfolio AdjustedSize: 20 kW to 199.99 kWAll2015February Monthly Peak | Portfolio Adjusted | Size: 20 kW to 199.99 kW | All | 2015 | February Monthly Peak | 2 | 0
Portfolio AdjustedSize: 20 kW to 199.99 kWAll2015January Monthly Peak | Portfolio Adjusted | Size: 20 kW to 199.99 kW | All | 2015 | January Monthly Peak | 1 | 0
Portfolio AdjustedSize: 20 kW to 199.99 kWAll2015July Monthly Peak | Portfolio Adjusted | Size: 20 kW to 199.99 kW | All | 2015 | July Monthly Peak | 7 | 0
Portfolio AdjustedSize: 20 kW to 199.99 kWAll2015June Monthly Peak | Portfolio Adjusted | Size: 20 kW to 199.99 kW | All | 2015 | June Monthly Peak | 6 | 0
Portfolio AdjustedSize: 20 kW to 199.99 kWAll2015March Monthly Peak | Portfolio Adjusted | Size: 20 kW to 199.99 kW | All | 2015 | March Monthly Peak | 3 | 0
Portfolio AdjustedSize: 20 kW to 199.99 kWAll2015May Monthly Peak | Portfolio Adjusted | Size: 20 kW to 199.99 kW | All | 2015 | May Monthly Peak | 5 | 0
Portfolio AdjustedSize: 20 kW to 199.99 kWAll2015November Monthly Peak | Portfolio Adjusted | Size: 20 kW to 199.99 kW | All | 2015 | November Monthly Peak | 11 | 0
Portfolio AdjustedSize: 20 kW to 199.99 kWAll2015October Monthly Peak | Portfolio Adjusted | Size: 20 kW to 199.99 kW | All | 2015 | October Monthly Peak | 10 | 0
Portfolio AdjustedSize: 20 kW to 199.99 kWAll2015September Monthly Peak | Portfolio Adjusted | Size: 20 kW to 199.99 kW | All | 2015 | September Monthly Peak | 9 | 0
Portfolio AdjustedSize: 20 kW to 199.99 kWAll2015Typical Event Day | Portfolio Adjusted | Size: 20 kW to 199.99 kW | All | 2015 | Typical Event Day | 8 | 0
Portfolio AdjustedSize: 20 kW to 199.99 kWAll2016April Monthly Peak | Portfolio Adjusted | Size: 20 kW to 199.99 kW | All | 2016 | April Monthly Peak | 4 | 0
Portfolio AdjustedSize: 20 kW to 199.99 kWAll2016August Monthly Peak | Portfolio Adjusted | Size: 20 kW to 199.99 kW | All | 2016 | August Monthly Peak | 8 | 0
Portfolio AdjustedSize: 20 kW to 199.99 kWAll2016December Monthly Peak | Portfolio Adjusted | Size: 20 kW to 199.99 kW | All | 2016 | December Monthly Peak | 12 | 0
Portfolio AdjustedSize: 20 kW to 199.99 kWAll2016February Monthly Peak | Portfolio Adjusted | Size: 20 kW to 199.99 kW | All | 2016 | February Monthly Peak | 2 | 0
Portfolio AdjustedSize: 20 kW to 199.99 kWAll2016January Monthly Peak | Portfolio Adjusted | Size: 20 kW to 199.99 kW | All | 2016 | January Monthly Peak | 1 | 0
Portfolio AdjustedSize: 20 kW to 199.99 kWAll2016July Monthly Peak | Portfolio Adjusted | Size: 20 kW to 199.99 kW | All | 2016 | July Monthly Peak | 7 | 0
Portfolio AdjustedSize: 20 kW to 199.99 kWAll2016June Monthly Peak | Portfolio Adjusted | Size: 20 kW to 199.99 kW | All | 2016 | June Monthly Peak | 6 | 0
Portfolio AdjustedSize: 20 kW to 199.99 kWAll2016March Monthly Peak | Portfolio Adjusted | Size: 20 kW to 199.99 kW | All | 2016 | March Monthly Peak | 3 | 0
Portfolio AdjustedSize: 20 kW to 199.99 kWAll2016May Monthly Peak | Portfolio Adjusted | Size: 20 kW to 199.99 kW | All | 2016 | May Monthly Peak | 5 | 0
Portfolio AdjustedSize: 20 kW to 199.99 kWAll2016November Monthly Peak | Portfolio Adjusted | Size: 20 kW to 199.99 kW | All | 2016 | November Monthly Peak | 11 | 0
Portfolio AdjustedSize: 20 kW to 199.99 kWAll2016October Monthly Peak | Portfolio Adjusted | Size: 20 kW to 199.99 kW | All | 2016 | October Monthly Peak | 10 | 0
Portfolio AdjustedSize: 20 kW to 199.99 kWAll2016September Monthly Peak | Portfolio Adjusted | Size: 20 kW to 199.99 kW | All | 2016 | September Monthly Peak | 9 | 0
Portfolio AdjustedSize: 20 kW to 199.99 kWAll2016Typical Event Day | Portfolio Adjusted | Size: 20 kW to 199.99 kW | All | 2016 | Typical Event Day | 8 | 0
Portfolio AdjustedSize: 20 kW to 199.99 kWAll2017April Monthly Peak | Portfolio Adjusted | Size: 20 kW to 199.99 kW | All | 2017 | April Monthly Peak | 4 | 34795.2484
Portfolio AdjustedSize: 20 kW to 199.99 kWAll2017August Monthly Peak | Portfolio Adjusted | Size: 20 kW to 199.99 kW | All | 2017 | August Monthly Peak | 8 | 34795.2484
Portfolio AdjustedSize: 20 kW to 199.99 kWAll2017December Monthly Peak | Portfolio Adjusted | Size: 20 kW to 199.99 kW | All | 2017 | December Monthly Peak | 12 | 34795.2484
Portfolio AdjustedSize: 20 kW to 199.99 kWAll2017February Monthly Peak | Portfolio Adjusted | Size: 20 kW to 199.99 kW | All | 2017 | February Monthly Peak | 2 | 0
Portfolio AdjustedSize: 20 kW to 199.99 kWAll2017January Monthly Peak | Portfolio Adjusted | Size: 20 kW to 199.99 kW | All | 2017 | January Monthly Peak | 1 | 0
Portfolio AdjustedSize: 20 kW to 199.99 kWAll2017July Monthly Peak | Portfolio Adjusted | Size: 20 kW to 199.99 kW | All | 2017 | July Monthly Peak | 7 | 34795.2484
Portfolio AdjustedSize: 20 kW to 199.99 kWAll2017June Monthly Peak | Portfolio Adjusted | Size: 20 kW to 199.99 kW | All | 2017 | June Monthly Peak | 6 | 34795.2484
Portfolio AdjustedSize: 20 kW to 199.99 kWAll2017March Monthly Peak | Portfolio Adjusted | Size: 20 kW to 199.99 kW | All | 2017 | March Monthly Peak | 3 | 0
Portfolio AdjustedSize: 20 kW to 199.99 kWAll2017May Monthly Peak | Portfolio Adjusted | Size: 20 kW to 199.99 kW | All | 2017 | May Monthly Peak | 5 | 34795.2484
Portfolio AdjustedSize: 20 kW to 199.99 kWAll2017November Monthly Peak | Portfolio Adjusted | Size: 20 kW to 199.99 kW | All | 2017 | November Monthly Peak | 11 | 34795.2484
Portfolio AdjustedSize: 20 kW to 199.99 kWAll2017October Monthly Peak | Portfolio Adjusted | Size: 20 kW to 199.99 kW | All | 2017 | October Monthly Peak | 10 | 34795.2484
Portfolio AdjustedSize: 20 kW to 199.99 kWAll2017September Monthly Peak | Portfolio Adjusted | Size: 20 kW to 199.99 kW | All | 2017 | September Monthly Peak | 9 | 34795.2484
Portfolio AdjustedSize: 20 kW to 199.99 kWAll2017Typical Event Day | Portfolio Adjusted | Size: 20 kW to 199.99 kW | All | 2017 | Typical Event Day | 8 | 34795.2484
Portfolio AdjustedSize: 20 kW to 199.99 kWAll2018April Monthly Peak | Portfolio Adjusted | Size: 20 kW to 199.99 kW | All | 2018 | April Monthly Peak | 4 | 13918.0994
Portfolio AdjustedSize: 20 kW to 199.99 kWAll2018August Monthly Peak | Portfolio Adjusted | Size: 20 kW to 199.99 kW | All | 2018 | August Monthly Peak | 8 | 13918.0994
Portfolio AdjustedSize: 20 kW to 199.99 kWAll2018December Monthly Peak | Portfolio Adjusted | Size: 20 kW to 199.99 kW | All | 2018 | December Monthly Peak | 12 | 13918.0994
Portfolio AdjustedSize: 20 kW to 199.99 kWAll2018February Monthly Peak | Portfolio Adjusted | Size: 20 kW to 199.99 kW | All | 2018 | February Monthly Peak | 2 | 34795.2484
Portfolio AdjustedSize: 20 kW to 199.99 kWAll2018January Monthly Peak | Portfolio Adjusted | Size: 20 kW to 199.99 kW | All | 2018 | January Monthly Peak | 1 | 34795.2484
Portfolio AdjustedSize: 20 kW to 199.99 kWAll2018July Monthly Peak | Portfolio Adjusted | Size: 20 kW to 199.99 kW | All | 2018 | July Monthly Peak | 7 | 13918.0994
Portfolio AdjustedSize: 20 kW to 199.99 kWAll2018June Monthly Peak | Portfolio Adjusted | Size: 20 kW to 199.99 kW | All | 2018 | June Monthly Peak | 6 | 13918.0994
Portfolio AdjustedSize: 20 kW to 199.99 kWAll2018March Monthly Peak | Portfolio Adjusted | Size: 20 kW to 199.99 kW | All | 2018 | March Monthly Peak | 3 | 34795.2484
Portfolio AdjustedSize: 20 kW to 199.99 kWAll2018May Monthly Peak | Portfolio Adjusted | Size: 20 kW to 199.99 kW | All | 2018 | May Monthly Peak | 5 | 13918.0994
Portfolio AdjustedSize: 20 kW to 199.99 kWAll2018November Monthly Peak | Portfolio Adjusted | Size: 20 kW to 199.99 kW | All | 2018 | November Monthly Peak | 11 | 13918.0994
Portfolio AdjustedSize: 20 kW to 199.99 kWAll2018October Monthly Peak | Portfolio Adjusted | Size: 20 kW to 199.99 kW | All | 2018 | October Monthly Peak | 10 | 13918.0994
Portfolio AdjustedSize: 20 kW to 199.99 kWAll2018September Monthly Peak | Portfolio Adjusted | Size: 20 kW to 199.99 kW | All | 2018 | September Monthly Peak | 9 | 13918.0994
Portfolio AdjustedSize: 20 kW to 199.99 kWAll2018Typical Event Day | Portfolio Adjusted | Size: 20 kW to 199.99 kW | All | 2018 | Typical Event Day | 8 | 13918.0994
Portfolio AdjustedSize: 20 kW to 199.99 kWAll2019April Monthly Peak | Portfolio Adjusted | Size: 20 kW to 199.99 kW | All | 2019 | April Monthly Peak | 4 | 14366.2925
Portfolio AdjustedSize: 20 kW to 199.99 kWAll2019August Monthly Peak | Portfolio Adjusted | Size: 20 kW to 199.99 kW | All | 2019 | August Monthly Peak | 8 | 14366.2925
Portfolio AdjustedSize: 20 kW to 199.99 kWAll2019December Monthly Peak | Portfolio Adjusted | Size: 20 kW to 199.99 kW | All | 2019 | December Monthly Peak | 12 | 14366.2925
Portfolio AdjustedSize: 20 kW to 199.99 kWAll2019February Monthly Peak | Portfolio Adjusted | Size: 20 kW to 199.99 kW | All | 2019 | February Monthly Peak | 2 | 13918.0994
Portfolio AdjustedSize: 20 kW to 199.99 kWAll2019January Monthly Peak | Portfolio Adjusted | Size: 20 kW to 199.99 kW | All | 2019 | January Monthly Peak | 1 | 13918.0994
Portfolio AdjustedSize: 20 kW to 199.99 kWAll2019July Monthly Peak | Portfolio Adjusted | Size: 20 kW to 199.99 kW | All | 2019 | July Monthly Peak | 7 | 14366.2925
Portfolio AdjustedSize: 20 kW to 199.99 kWAll2019June Monthly Peak | Portfolio Adjusted | Size: 20 kW to 199.99 kW | All | 2019 | June Monthly Peak | 6 | 14366.2925
Portfolio AdjustedSize: 20 kW to 199.99 kWAll2019March Monthly Peak | Portfolio Adjusted | Size: 20 kW to 199.99 kW | All | 2019 | March Monthly Peak | 3 | 13918.0994
Portfolio AdjustedSize: 20 kW to 199.99 kWAll2019May Monthly Peak | Portfolio Adjusted | Size: 20 kW to 199.99 kW | All | 2019 | May Monthly Peak | 5 | 14366.2925
Portfolio AdjustedSize: 20 kW to 199.99 kWAll2019November Monthly Peak | Portfolio Adjusted | Size: 20 kW to 199.99 kW | All | 2019 | November Monthly Peak | 11 | 14366.2925
Portfolio AdjustedSize: 20 kW to 199.99 kWAll2019October Monthly Peak | Portfolio Adjusted | Size: 20 kW to 199.99 kW | All | 2019 | October Monthly Peak | 10 | 14366.2925
Portfolio AdjustedSize: 20 kW to 199.99 kWAll2019September Monthly Peak | Portfolio Adjusted | Size: 20 kW to 199.99 kW | All | 2019 | September Monthly Peak | 9 | 14366.2925
Portfolio AdjustedSize: 20 kW to 199.99 kWAll2019Typical Event Day | Portfolio Adjusted | Size: 20 kW to 199.99 kW | All | 2019 | Typical Event Day | 8 | 14366.2925
Portfolio AdjustedSize: 20 kW to 199.99 kWAll2020April Monthly Peak | Portfolio Adjusted | Size: 20 kW to 199.99 kW | All | 2020 | April Monthly Peak | 4 | 14828.9185
Portfolio AdjustedSize: 20 kW to 199.99 kWAll2020August Monthly Peak | Portfolio Adjusted | Size: 20 kW to 199.99 kW | All | 2020 | August Monthly Peak | 8 | 14828.9185
Portfolio AdjustedSize: 20 kW to 199.99 kWAll2020December Monthly Peak | Portfolio Adjusted | Size: 20 kW to 199.99 kW | All | 2020 | December Monthly Peak | 12 | 14828.9185
Portfolio AdjustedSize: 20 kW to 199.99 kWAll2020February Monthly Peak | Portfolio Adjusted | Size: 20 kW to 199.99 kW | All | 2020 | February Monthly Peak | 2 | 14366.2925
Portfolio AdjustedSize: 20 kW to 199.99 kWAll2020January Monthly Peak | Portfolio Adjusted | Size: 20 kW to 199.99 kW | All | 2020 | January Monthly Peak | 1 | 14366.2925
Portfolio AdjustedSize: 20 kW to 199.99 kWAll2020July Monthly Peak | Portfolio Adjusted | Size: 20 kW to 199.99 kW | All | 2020 | July Monthly Peak | 7 | 14828.9185
Portfolio AdjustedSize: 20 kW to 199.99 kWAll2020June Monthly Peak | Portfolio Adjusted | Size: 20 kW to 199.99 kW | All | 2020 | June Monthly Peak | 6 | 14828.9185
Portfolio AdjustedSize: 20 kW to 199.99 kWAll2020March Monthly Peak | Portfolio Adjusted | Size: 20 kW to 199.99 kW | All | 2020 | March Monthly Peak | 3 | 14366.2925
Portfolio AdjustedSize: 20 kW to 199.99 kWAll2020May Monthly Peak | Portfolio Adjusted | Size: 20 kW to 199.99 kW | All | 2020 | May Monthly Peak | 5 | 14828.9185
Portfolio AdjustedSize: 20 kW to 199.99 kWAll2020November Monthly Peak | Portfolio Adjusted | Size: 20 kW to 199.99 kW | All | 2020 | November Monthly Peak | 11 | 14828.9185
Portfolio AdjustedSize: 20 kW to 199.99 kWAll2020October Monthly Peak | Portfolio Adjusted | Size: 20 kW to 199.99 kW | All | 2020 | October Monthly Peak | 10 | 14828.9185
Portfolio AdjustedSize: 20 kW to 199.99 kWAll2020September Monthly Peak | Portfolio Adjusted | Size: 20 kW to 199.99 kW | All | 2020 | September Monthly Peak | 9 | 14828.9185
Portfolio AdjustedSize: 20 kW to 199.99 kWAll2020Typical Event Day | Portfolio Adjusted | Size: 20 kW to 199.99 kW | All | 2020 | Typical Event Day | 8 | 14828.9185
Portfolio AdjustedSize: 20 kW to 199.99 kWAll2021April Monthly Peak | Portfolio Adjusted | Size: 20 kW to 199.99 kW | All | 2021 | April Monthly Peak | 4 | 15306.442
Portfolio AdjustedSize: 20 kW to 199.99 kWAll2021August Monthly Peak | Portfolio Adjusted | Size: 20 kW to 199.99 kW | All | 2021 | August Monthly Peak | 8 | 15306.442
Portfolio AdjustedSize: 20 kW to 199.99 kWAll2021December Monthly Peak | Portfolio Adjusted | Size: 20 kW to 199.99 kW | All | 2021 | December Monthly Peak | 12 | 15306.442
Portfolio AdjustedSize: 20 kW to 199.99 kWAll2021February Monthly Peak | Portfolio Adjusted | Size: 20 kW to 199.99 kW | All | 2021 | February Monthly Peak | 2 | 14828.9185
Portfolio AdjustedSize: 20 kW to 199.99 kWAll2021January Monthly Peak | Portfolio Adjusted | Size: 20 kW to 199.99 kW | All | 2021 | January Monthly Peak | 1 | 14828.9185
Portfolio AdjustedSize: 20 kW to 199.99 kWAll2021July Monthly Peak | Portfolio Adjusted | Size: 20 kW to 199.99 kW | All | 2021 | July Monthly Peak | 7 | 15306.442
Portfolio AdjustedSize: 20 kW to 199.99 kWAll2021June Monthly Peak | Portfolio Adjusted | Size: 20 kW to 199.99 kW | All | 2021 | June Monthly Peak | 6 | 15306.442
Portfolio AdjustedSize: 20 kW to 199.99 kWAll2021March Monthly Peak | Portfolio Adjusted | Size: 20 kW to 199.99 kW | All | 2021 | March Monthly Peak | 3 | 14828.9185
Portfolio AdjustedSize: 20 kW to 199.99 kWAll2021May Monthly Peak | Portfolio Adjusted | Size: 20 kW to 199.99 kW | All | 2021 | May Monthly Peak | 5 | 15306.442
Portfolio AdjustedSize: 20 kW to 199.99 kWAll2021November Monthly Peak | Portfolio Adjusted | Size: 20 kW to 199.99 kW | All | 2021 | November Monthly Peak | 11 | 15306.442
Portfolio AdjustedSize: 20 kW to 199.99 kWAll2021October Monthly Peak | Portfolio Adjusted | Size: 20 kW to 199.99 kW | All | 2021 | October Monthly Peak | 10 | 15306.442
Portfolio AdjustedSize: 20 kW to 199.99 kWAll2021September Monthly Peak | Portfolio Adjusted | Size: 20 kW to 199.99 kW | All | 2021 | September Monthly Peak | 9 | 15306.442
Portfolio AdjustedSize: 20 kW to 199.99 kWAll2021Typical Event Day | Portfolio Adjusted | Size: 20 kW to 199.99 kW | All | 2021 | Typical Event Day | 8 | 15306.442
Portfolio AdjustedSize: 20 kW to 199.99 kWAll2022April Monthly Peak | Portfolio Adjusted | Size: 20 kW to 199.99 kW | All | 2022 | April Monthly Peak | 4 | 15799.3428
Portfolio AdjustedSize: 20 kW to 199.99 kWAll2022August Monthly Peak | Portfolio Adjusted | Size: 20 kW to 199.99 kW | All | 2022 | August Monthly Peak | 8 | 15799.3428
Portfolio AdjustedSize: 20 kW to 199.99 kWAll2022December Monthly Peak | Portfolio Adjusted | Size: 20 kW to 199.99 kW | All | 2022 | December Monthly Peak | 12 | 15799.3428
Portfolio AdjustedSize: 20 kW to 199.99 kWAll2022February Monthly Peak | Portfolio Adjusted | Size: 20 kW to 199.99 kW | All | 2022 | February Monthly Peak | 2 | 15306.442
Portfolio AdjustedSize: 20 kW to 199.99 kWAll2022January Monthly Peak | Portfolio Adjusted | Size: 20 kW to 199.99 kW | All | 2022 | January Monthly Peak | 1 | 15306.442
Portfolio AdjustedSize: 20 kW to 199.99 kWAll2022July Monthly Peak | Portfolio Adjusted | Size: 20 kW to 199.99 kW | All | 2022 | July Monthly Peak | 7 | 15799.3428
Portfolio AdjustedSize: 20 kW to 199.99 kWAll2022June Monthly Peak | Portfolio Adjusted | Size: 20 kW to 199.99 kW | All | 2022 | June Monthly Peak | 6 | 15799.3428
Portfolio AdjustedSize: 20 kW to 199.99 kWAll2022March Monthly Peak | Portfolio Adjusted | Size: 20 kW to 199.99 kW | All | 2022 | March Monthly Peak | 3 | 15306.442
Portfolio AdjustedSize: 20 kW to 199.99 kWAll2022May Monthly Peak | Portfolio Adjusted | Size: 20 kW to 199.99 kW | All | 2022 | May Monthly Peak | 5 | 15799.3428
Portfolio AdjustedSize: 20 kW to 199.99 kWAll2022November Monthly Peak | Portfolio Adjusted | Size: 20 kW to 199.99 kW | All | 2022 | November Monthly Peak | 11 | 15799.3428
Portfolio AdjustedSize: 20 kW to 199.99 kWAll2022October Monthly Peak | Portfolio Adjusted | Size: 20 kW to 199.99 kW | All | 2022 | October Monthly Peak | 10 | 15799.3428
Portfolio AdjustedSize: 20 kW to 199.99 kWAll2022September Monthly Peak | Portfolio Adjusted | Size: 20 kW to 199.99 kW | All | 2022 | September Monthly Peak | 9 | 15799.3428
Portfolio AdjustedSize: 20 kW to 199.99 kWAll2022Typical Event Day | Portfolio Adjusted | Size: 20 kW to 199.99 kW | All | 2022 | Typical Event Day | 8 | 15799.3428
Portfolio AdjustedSize: 20 kW to 199.99 kWAll2023April Monthly Peak | Portfolio Adjusted | Size: 20 kW to 199.99 kW | All | 2023 | April Monthly Peak | 4 | 16308.1161
Portfolio AdjustedSize: 20 kW to 199.99 kWAll2023August Monthly Peak | Portfolio Adjusted | Size: 20 kW to 199.99 kW | All | 2023 | August Monthly Peak | 8 | 16308.1161
Portfolio AdjustedSize: 20 kW to 199.99 kWAll2023December Monthly Peak | Portfolio Adjusted | Size: 20 kW to 199.99 kW | All | 2023 | December Monthly Peak | 12 | 16308.1161
Portfolio AdjustedSize: 20 kW to 199.99 kWAll2023February Monthly Peak | Portfolio Adjusted | Size: 20 kW to 199.99 kW | All | 2023 | February Monthly Peak | 2 | 15799.3428
Portfolio AdjustedSize: 20 kW to 199.99 kWAll2023January Monthly Peak | Portfolio Adjusted | Size: 20 kW to 199.99 kW | All | 2023 | January Monthly Peak | 1 | 15799.3428
Portfolio AdjustedSize: 20 kW to 199.99 kWAll2023July Monthly Peak | Portfolio Adjusted | Size: 20 kW to 199.99 kW | All | 2023 | July Monthly Peak | 7 | 16308.1161
Portfolio AdjustedSize: 20 kW to 199.99 kWAll2023June Monthly Peak | Portfolio Adjusted | Size: 20 kW to 199.99 kW | All | 2023 | June Monthly Peak | 6 | 16308.1161
Portfolio AdjustedSize: 20 kW to 199.99 kWAll2023March Monthly Peak | Portfolio Adjusted | Size: 20 kW to 199.99 kW | All | 2023 | March Monthly Peak | 3 | 15799.3428
Portfolio AdjustedSize: 20 kW to 199.99 kWAll2023May Monthly Peak | Portfolio Adjusted | Size: 20 kW to 199.99 kW | All | 2023 | May Monthly Peak | 5 | 16308.1161
Portfolio AdjustedSize: 20 kW to 199.99 kWAll2023November Monthly Peak | Portfolio Adjusted | Size: 20 kW to 199.99 kW | All | 2023 | November Monthly Peak | 11 | 16308.1161
Portfolio AdjustedSize: 20 kW to 199.99 kWAll2023October Monthly Peak | Portfolio Adjusted | Size: 20 kW to 199.99 kW | All | 2023 | October Monthly Peak | 10 | 16308.1161
Portfolio AdjustedSize: 20 kW to 199.99 kWAll2023September Monthly Peak | Portfolio Adjusted | Size: 20 kW to 199.99 kW | All | 2023 | September Monthly Peak | 9 | 16308.1161
Portfolio AdjustedSize: 20 kW to 199.99 kWAll2023Typical Event Day | Portfolio Adjusted | Size: 20 kW to 199.99 kW | All | 2023 | Typical Event Day | 8 | 16308.1161
Portfolio AdjustedSize: 20 kW to 199.99 kWAll2024April Monthly Peak | Portfolio Adjusted | Size: 20 kW to 199.99 kW | All | 2024 | April Monthly Peak | 4 | 16833.273
Portfolio AdjustedSize: 20 kW to 199.99 kWAll2024August Monthly Peak | Portfolio Adjusted | Size: 20 kW to 199.99 kW | All | 2024 | August Monthly Peak | 8 | 16833.273
Portfolio AdjustedSize: 20 kW to 199.99 kWAll2024December Monthly Peak | Portfolio Adjusted | Size: 20 kW to 199.99 kW | All | 2024 | December Monthly Peak | 12 | 16833.273
Portfolio AdjustedSize: 20 kW to 199.99 kWAll2024February Monthly Peak | Portfolio Adjusted | Size: 20 kW to 199.99 kW | All | 2024 | February Monthly Peak | 2 | 16308.1161
Portfolio AdjustedSize: 20 kW to 199.99 kWAll2024January Monthly Peak | Portfolio Adjusted | Size: 20 kW to 199.99 kW | All | 2024 | January Monthly Peak | 1 | 16308.1161
Portfolio AdjustedSize: 20 kW to 199.99 kWAll2024July Monthly Peak | Portfolio Adjusted | Size: 20 kW to 199.99 kW | All | 2024 | July Monthly Peak | 7 | 16833.273
Portfolio AdjustedSize: 20 kW to 199.99 kWAll2024June Monthly Peak | Portfolio Adjusted | Size: 20 kW to 199.99 kW | All | 2024 | June Monthly Peak | 6 | 16833.273
Portfolio AdjustedSize: 20 kW to 199.99 kWAll2024March Monthly Peak | Portfolio Adjusted | Size: 20 kW to 199.99 kW | All | 2024 | March Monthly Peak | 3 | 16308.1161
Portfolio AdjustedSize: 20 kW to 199.99 kWAll2024May Monthly Peak | Portfolio Adjusted | Size: 20 kW to 199.99 kW | All | 2024 | May Monthly Peak | 5 | 16833.273
Portfolio AdjustedSize: 20 kW to 199.99 kWAll2024November Monthly Peak | Portfolio Adjusted | Size: 20 kW to 199.99 kW | All | 2024 | November Monthly Peak | 11 | 16833.273
Portfolio AdjustedSize: 20 kW to 199.99 kWAll2024October Monthly Peak | Portfolio Adjusted | Size: 20 kW to 199.99 kW | All | 2024 | October Monthly Peak | 10 | 16833.273
Portfolio AdjustedSize: 20 kW to 199.99 kWAll2024September Monthly Peak | Portfolio Adjusted | Size: 20 kW to 199.99 kW | All | 2024 | September Monthly Peak | 9 | 16833.273
Portfolio AdjustedSize: 20 kW to 199.99 kWAll2024Typical Event Day | Portfolio Adjusted | Size: 20 kW to 199.99 kW | All | 2024 | Typical Event Day | 8 | 16833.273
Portfolio AdjustedSize: 20 kW to 199.99 kWAll2025April Monthly Peak | Portfolio Adjusted | Size: 20 kW to 199.99 kW | All | 2025 | April Monthly Peak | 4 | 17375.3411
Portfolio AdjustedSize: 20 kW to 199.99 kWAll2025August Monthly Peak | Portfolio Adjusted | Size: 20 kW to 199.99 kW | All | 2025 | August Monthly Peak | 8 | 17375.3411
Portfolio AdjustedSize: 20 kW to 199.99 kWAll2025December Monthly Peak | Portfolio Adjusted | Size: 20 kW to 199.99 kW | All | 2025 | December Monthly Peak | 12 | 17375.3411
Portfolio AdjustedSize: 20 kW to 199.99 kWAll2025February Monthly Peak | Portfolio Adjusted | Size: 20 kW to 199.99 kW | All | 2025 | February Monthly Peak | 2 | 16833.273
Portfolio AdjustedSize: 20 kW to 199.99 kWAll2025January Monthly Peak | Portfolio Adjusted | Size: 20 kW to 199.99 kW | All | 2025 | January Monthly Peak | 1 | 16833.273
Portfolio AdjustedSize: 20 kW to 199.99 kWAll2025July Monthly Peak | Portfolio Adjusted | Size: 20 kW to 199.99 kW | All | 2025 | July Monthly Peak | 7 | 17375.3411
Portfolio AdjustedSize: 20 kW to 199.99 kWAll2025June Monthly Peak | Portfolio Adjusted | Size: 20 kW to 199.99 kW | All | 2025 | June Monthly Peak | 6 | 17375.3411
Portfolio AdjustedSize: 20 kW to 199.99 kWAll2025March Monthly Peak | Portfolio Adjusted | Size: 20 kW to 199.99 kW | All | 2025 | March Monthly Peak | 3 | 16833.273
Portfolio AdjustedSize: 20 kW to 199.99 kWAll2025May Monthly Peak | Portfolio Adjusted | Size: 20 kW to 199.99 kW | All | 2025 | May Monthly Peak | 5 | 17375.3411
Portfolio AdjustedSize: 20 kW to 199.99 kWAll2025November Monthly Peak | Portfolio Adjusted | Size: 20 kW to 199.99 kW | All | 2025 | November Monthly Peak | 11 | 17375.3411
Portfolio AdjustedSize: 20 kW to 199.99 kWAll2025October Monthly Peak | Portfolio Adjusted | Size: 20 kW to 199.99 kW | All | 2025 | October Monthly Peak | 10 | 17375.3411
Portfolio AdjustedSize: 20 kW to 199.99 kWAll2025September Monthly Peak | Portfolio Adjusted | Size: 20 kW to 199.99 kW | All | 2025 | September Monthly Peak | 9 | 17375.3411
Portfolio AdjustedSize: 20 kW to 199.99 kWAll2025Typical Event Day | Portfolio Adjusted | Size: 20 kW to 199.99 kW | All | 2025 | Typical Event Day | 8 | 17375.3411
Portfolio AdjustedSize: 20 kW to 199.99 kWOrange County2015April Monthly Peak | Portfolio Adjusted | Size: 20 kW to 199.99 kW | Orange County | 2015 | April Monthly Peak | 4 | 0
Portfolio AdjustedSize: 20 kW to 199.99 kWOrange County2015August Monthly Peak | Portfolio Adjusted | Size: 20 kW to 199.99 kW | Orange County | 2015 | August Monthly Peak | 8 | 0
Portfolio AdjustedSize: 20 kW to 199.99 kWOrange County2015December Monthly Peak | Portfolio Adjusted | Size: 20 kW to 199.99 kW | Orange County | 2015 | December Monthly Peak | 12 | 0
Portfolio AdjustedSize: 20 kW to 199.99 kWOrange County2015February Monthly Peak | Portfolio Adjusted | Size: 20 kW to 199.99 kW | Orange County | 2015 | February Monthly Peak | 2 | 0
Portfolio AdjustedSize: 20 kW to 199.99 kWOrange County2015January Monthly Peak | Portfolio Adjusted | Size: 20 kW to 199.99 kW | Orange County | 2015 | January Monthly Peak | 1 | 0
Portfolio AdjustedSize: 20 kW to 199.99 kWOrange County2015July Monthly Peak | Portfolio Adjusted | Size: 20 kW to 199.99 kW | Orange County | 2015 | July Monthly Peak | 7 | 0
Portfolio AdjustedSize: 20 kW to 199.99 kWOrange County2015June Monthly Peak | Portfolio Adjusted | Size: 20 kW to 199.99 kW | Orange County | 2015 | June Monthly Peak | 6 | 0
Portfolio AdjustedSize: 20 kW to 199.99 kWOrange County2015March Monthly Peak | Portfolio Adjusted | Size: 20 kW to 199.99 kW | Orange County | 2015 | March Monthly Peak | 3 | 0
Portfolio AdjustedSize: 20 kW to 199.99 kWOrange County2015May Monthly Peak | Portfolio Adjusted | Size: 20 kW to 199.99 kW | Orange County | 2015 | May Monthly Peak | 5 | 0
Portfolio AdjustedSize: 20 kW to 199.99 kWOrange County2015November Monthly Peak | Portfolio Adjusted | Size: 20 kW to 199.99 kW | Orange County | 2015 | November Monthly Peak | 11 | 0
Portfolio AdjustedSize: 20 kW to 199.99 kWOrange County2015October Monthly Peak | Portfolio Adjusted | Size: 20 kW to 199.99 kW | Orange County | 2015 | October Monthly Peak | 10 | 0
Portfolio AdjustedSize: 20 kW to 199.99 kWOrange County2015September Monthly Peak | Portfolio Adjusted | Size: 20 kW to 199.99 kW | Orange County | 2015 | September Monthly Peak | 9 | 0
Portfolio AdjustedSize: 20 kW to 199.99 kWOrange County2015Typical Event Day | Portfolio Adjusted | Size: 20 kW to 199.99 kW | Orange County | 2015 | Typical Event Day | 8 | 0
Portfolio AdjustedSize: 20 kW to 199.99 kWOrange County2016April Monthly Peak | Portfolio Adjusted | Size: 20 kW to 199.99 kW | Orange County | 2016 | April Monthly Peak | 4 | 0
Portfolio AdjustedSize: 20 kW to 199.99 kWOrange County2016August Monthly Peak | Portfolio Adjusted | Size: 20 kW to 199.99 kW | Orange County | 2016 | August Monthly Peak | 8 | 0
Portfolio AdjustedSize: 20 kW to 199.99 kWOrange County2016December Monthly Peak | Portfolio Adjusted | Size: 20 kW to 199.99 kW | Orange County | 2016 | December Monthly Peak | 12 | 0
Portfolio AdjustedSize: 20 kW to 199.99 kWOrange County2016February Monthly Peak | Portfolio Adjusted | Size: 20 kW to 199.99 kW | Orange County | 2016 | February Monthly Peak | 2 | 0
Portfolio AdjustedSize: 20 kW to 199.99 kWOrange County2016January Monthly Peak | Portfolio Adjusted | Size: 20 kW to 199.99 kW | Orange County | 2016 | January Monthly Peak | 1 | 0
Portfolio AdjustedSize: 20 kW to 199.99 kWOrange County2016July Monthly Peak | Portfolio Adjusted | Size: 20 kW to 199.99 kW | Orange County | 2016 | July Monthly Peak | 7 | 0
Portfolio AdjustedSize: 20 kW to 199.99 kWOrange County2016June Monthly Peak | Portfolio Adjusted | Size: 20 kW to 199.99 kW | Orange County | 2016 | June Monthly Peak | 6 | 0
Portfolio AdjustedSize: 20 kW to 199.99 kWOrange County2016March Monthly Peak | Portfolio Adjusted | Size: 20 kW to 199.99 kW | Orange County | 2016 | March Monthly Peak | 3 | 0
Portfolio AdjustedSize: 20 kW to 199.99 kWOrange County2016May Monthly Peak | Portfolio Adjusted | Size: 20 kW to 199.99 kW | Orange County | 2016 | May Monthly Peak | 5 | 0
Portfolio AdjustedSize: 20 kW to 199.99 kWOrange County2016November Monthly Peak | Portfolio Adjusted | Size: 20 kW to 199.99 kW | Orange County | 2016 | November Monthly Peak | 11 | 0
Portfolio AdjustedSize: 20 kW to 199.99 kWOrange County2016October Monthly Peak | Portfolio Adjusted | Size: 20 kW to 199.99 kW | Orange County | 2016 | October Monthly Peak | 10 | 0
Portfolio AdjustedSize: 20 kW to 199.99 kWOrange County2016September Monthly Peak | Portfolio Adjusted | Size: 20 kW to 199.99 kW | Orange County | 2016 | September Monthly Peak | 9 | 0
Portfolio AdjustedSize: 20 kW to 199.99 kWOrange County2016Typical Event Day | Portfolio Adjusted | Size: 20 kW to 199.99 kW | Orange County | 2016 | Typical Event Day | 8 | 0
Portfolio AdjustedSize: 20 kW to 199.99 kWOrange County2017April Monthly Peak | Portfolio Adjusted | Size: 20 kW to 199.99 kW | Orange County | 2017 | April Monthly Peak | 4 | 9382.464
Portfolio AdjustedSize: 20 kW to 199.99 kWOrange County2017August Monthly Peak | Portfolio Adjusted | Size: 20 kW to 199.99 kW | Orange County | 2017 | August Monthly Peak | 8 | 9382.464
Portfolio AdjustedSize: 20 kW to 199.99 kWOrange County2017December Monthly Peak | Portfolio Adjusted | Size: 20 kW to 199.99 kW | Orange County | 2017 | December Monthly Peak | 12 | 9382.464
Portfolio AdjustedSize: 20 kW to 199.99 kWOrange County2017February Monthly Peak | Portfolio Adjusted | Size: 20 kW to 199.99 kW | Orange County | 2017 | February Monthly Peak | 2 | 0
Portfolio AdjustedSize: 20 kW to 199.99 kWOrange County2017January Monthly Peak | Portfolio Adjusted | Size: 20 kW to 199.99 kW | Orange County | 2017 | January Monthly Peak | 1 | 0
Portfolio AdjustedSize: 20 kW to 199.99 kWOrange County2017July Monthly Peak | Portfolio Adjusted | Size: 20 kW to 199.99 kW | Orange County | 2017 | July Monthly Peak | 7 | 9382.464
Portfolio AdjustedSize: 20 kW to 199.99 kWOrange County2017June Monthly Peak | Portfolio Adjusted | Size: 20 kW to 199.99 kW | Orange County | 2017 | June Monthly Peak | 6 | 9382.464
Portfolio AdjustedSize: 20 kW to 199.99 kWOrange County2017March Monthly Peak | Portfolio Adjusted | Size: 20 kW to 199.99 kW | Orange County | 2017 | March Monthly Peak | 3 | 0
Portfolio AdjustedSize: 20 kW to 199.99 kWOrange County2017May Monthly Peak | Portfolio Adjusted | Size: 20 kW to 199.99 kW | Orange County | 2017 | May Monthly Peak | 5 | 9382.464
Portfolio AdjustedSize: 20 kW to 199.99 kWOrange County2017November Monthly Peak | Portfolio Adjusted | Size: 20 kW to 199.99 kW | Orange County | 2017 | November Monthly Peak | 11 | 9382.464
Portfolio AdjustedSize: 20 kW to 199.99 kWOrange County2017October Monthly Peak | Portfolio Adjusted | Size: 20 kW to 199.99 kW | Orange County | 2017 | October Monthly Peak | 10 | 9382.464
Portfolio AdjustedSize: 20 kW to 199.99 kWOrange County2017September Monthly Peak | Portfolio Adjusted | Size: 20 kW to 199.99 kW | Orange County | 2017 | September Monthly Peak | 9 | 9382.464
Portfolio AdjustedSize: 20 kW to 199.99 kWOrange County2017Typical Event Day | Portfolio Adjusted | Size: 20 kW to 199.99 kW | Orange County | 2017 | Typical Event Day | 8 | 9382.464
Portfolio AdjustedSize: 20 kW to 199.99 kWOrange County2018April Monthly Peak | Portfolio Adjusted | Size: 20 kW to 199.99 kW | Orange County | 2018 | April Monthly Peak | 4 | 3752.9856
Portfolio AdjustedSize: 20 kW to 199.99 kWOrange County2018August Monthly Peak | Portfolio Adjusted | Size: 20 kW to 199.99 kW | Orange County | 2018 | August Monthly Peak | 8 | 3752.9856
Portfolio AdjustedSize: 20 kW to 199.99 kWOrange County2018December Monthly Peak | Portfolio Adjusted | Size: 20 kW to 199.99 kW | Orange County | 2018 | December Monthly Peak | 12 | 3752.9856
Portfolio AdjustedSize: 20 kW to 199.99 kWOrange County2018February Monthly Peak | Portfolio Adjusted | Size: 20 kW to 199.99 kW | Orange County | 2018 | February Monthly Peak | 2 | 9382.464
Portfolio AdjustedSize: 20 kW to 199.99 kWOrange County2018January Monthly Peak | Portfolio Adjusted | Size: 20 kW to 199.99 kW | Orange County | 2018 | January Monthly Peak | 1 | 9382.464
Portfolio AdjustedSize: 20 kW to 199.99 kWOrange County2018July Monthly Peak | Portfolio Adjusted | Size: 20 kW to 199.99 kW | Orange County | 2018 | July Monthly Peak | 7 | 3752.9856
Portfolio AdjustedSize: 20 kW to 199.99 kWOrange County2018June Monthly Peak | Portfolio Adjusted | Size: 20 kW to 199.99 kW | Orange County | 2018 | June Monthly Peak | 6 | 3752.9856
Portfolio AdjustedSize: 20 kW to 199.99 kWOrange County2018March Monthly Peak | Portfolio Adjusted | Size: 20 kW to 199.99 kW | Orange County | 2018 | March Monthly Peak | 3 | 9382.464
Portfolio AdjustedSize: 20 kW to 199.99 kWOrange County2018May Monthly Peak | Portfolio Adjusted | Size: 20 kW to 199.99 kW | Orange County | 2018 | May Monthly Peak | 5 | 3752.9856
Portfolio AdjustedSize: 20 kW to 199.99 kWOrange County2018November Monthly Peak | Portfolio Adjusted | Size: 20 kW to 199.99 kW | Orange County | 2018 | November Monthly Peak | 11 | 3752.9856
Portfolio AdjustedSize: 20 kW to 199.99 kWOrange County2018October Monthly Peak | Portfolio Adjusted | Size: 20 kW to 199.99 kW | Orange County | 2018 | October Monthly Peak | 10 | 3752.9856
Portfolio AdjustedSize: 20 kW to 199.99 kWOrange County2018September Monthly Peak | Portfolio Adjusted | Size: 20 kW to 199.99 kW | Orange County | 2018 | September Monthly Peak | 9 | 3752.9856
Portfolio AdjustedSize: 20 kW to 199.99 kWOrange County2018Typical Event Day | Portfolio Adjusted | Size: 20 kW to 199.99 kW | Orange County | 2018 | Typical Event Day | 8 | 3752.9856
Portfolio AdjustedSize: 20 kW to 199.99 kWOrange County2019April Monthly Peak | Portfolio Adjusted | Size: 20 kW to 199.99 kW | Orange County | 2019 | April Monthly Peak | 4 | 3873.8399
Portfolio AdjustedSize: 20 kW to 199.99 kWOrange County2019August Monthly Peak | Portfolio Adjusted | Size: 20 kW to 199.99 kW | Orange County | 2019 | August Monthly Peak | 8 | 3873.8399
Portfolio AdjustedSize: 20 kW to 199.99 kWOrange County2019December Monthly Peak | Portfolio Adjusted | Size: 20 kW to 199.99 kW | Orange County | 2019 | December Monthly Peak | 12 | 3873.8399
Portfolio AdjustedSize: 20 kW to 199.99 kWOrange County2019February Monthly Peak | Portfolio Adjusted | Size: 20 kW to 199.99 kW | Orange County | 2019 | February Monthly Peak | 2 | 3752.9856
Portfolio AdjustedSize: 20 kW to 199.99 kWOrange County2019January Monthly Peak | Portfolio Adjusted | Size: 20 kW to 199.99 kW | Orange County | 2019 | January Monthly Peak | 1 | 3752.9856
Portfolio AdjustedSize: 20 kW to 199.99 kWOrange County2019July Monthly Peak | Portfolio Adjusted | Size: 20 kW to 199.99 kW | Orange County | 2019 | July Monthly Peak | 7 | 3873.8399
Portfolio AdjustedSize: 20 kW to 199.99 kWOrange County2019June Monthly Peak | Portfolio Adjusted | Size: 20 kW to 199.99 kW | Orange County | 2019 | June Monthly Peak | 6 | 3873.8399
Portfolio AdjustedSize: 20 kW to 199.99 kWOrange County2019March Monthly Peak | Portfolio Adjusted | Size: 20 kW to 199.99 kW | Orange County | 2019 | March Monthly Peak | 3 | 3752.9856
Portfolio AdjustedSize: 20 kW to 199.99 kWOrange County2019May Monthly Peak | Portfolio Adjusted | Size: 20 kW to 199.99 kW | Orange County | 2019 | May Monthly Peak | 5 | 3873.8399
Portfolio AdjustedSize: 20 kW to 199.99 kWOrange County2019November Monthly Peak | Portfolio Adjusted | Size: 20 kW to 199.99 kW | Orange County | 2019 | November Monthly Peak | 11 | 3873.8399
Portfolio AdjustedSize: 20 kW to 199.99 kWOrange County2019October Monthly Peak | Portfolio Adjusted | Size: 20 kW to 199.99 kW | Orange County | 2019 | October Monthly Peak | 10 | 3873.8399
Portfolio AdjustedSize: 20 kW to 199.99 kWOrange County2019September Monthly Peak | Portfolio Adjusted | Size: 20 kW to 199.99 kW | Orange County | 2019 | September Monthly Peak | 9 | 3873.8399
Portfolio AdjustedSize: 20 kW to 199.99 kWOrange County2019Typical Event Day | Portfolio Adjusted | Size: 20 kW to 199.99 kW | Orange County | 2019 | Typical Event Day | 8 | 3873.8399
Portfolio AdjustedSize: 20 kW to 199.99 kWOrange County2020April Monthly Peak | Portfolio Adjusted | Size: 20 kW to 199.99 kW | Orange County | 2020 | April Monthly Peak | 4 | 3998.586
Portfolio AdjustedSize: 20 kW to 199.99 kWOrange County2020August Monthly Peak | Portfolio Adjusted | Size: 20 kW to 199.99 kW | Orange County | 2020 | August Monthly Peak | 8 | 3998.586
Portfolio AdjustedSize: 20 kW to 199.99 kWOrange County2020December Monthly Peak | Portfolio Adjusted | Size: 20 kW to 199.99 kW | Orange County | 2020 | December Monthly Peak | 12 | 3998.586
Portfolio AdjustedSize: 20 kW to 199.99 kWOrange County2020February Monthly Peak | Portfolio Adjusted | Size: 20 kW to 199.99 kW | Orange County | 2020 | February Monthly Peak | 2 | 3873.8399
Portfolio AdjustedSize: 20 kW to 199.99 kWOrange County2020January Monthly Peak | Portfolio Adjusted | Size: 20 kW to 199.99 kW | Orange County | 2020 | January Monthly Peak | 1 | 3873.8399
Portfolio AdjustedSize: 20 kW to 199.99 kWOrange County2020July Monthly Peak | Portfolio Adjusted | Size: 20 kW to 199.99 kW | Orange County | 2020 | July Monthly Peak | 7 | 3998.586
Portfolio AdjustedSize: 20 kW to 199.99 kWOrange County2020June Monthly Peak | Portfolio Adjusted | Size: 20 kW to 199.99 kW | Orange County | 2020 | June Monthly Peak | 6 | 3998.586
Portfolio AdjustedSize: 20 kW to 199.99 kWOrange County2020March Monthly Peak | Portfolio Adjusted | Size: 20 kW to 199.99 kW | Orange County | 2020 | March Monthly Peak | 3 | 3873.8399
Portfolio AdjustedSize: 20 kW to 199.99 kWOrange County2020May Monthly Peak | Portfolio Adjusted | Size: 20 kW to 199.99 kW | Orange County | 2020 | May Monthly Peak | 5 | 3998.586
Portfolio AdjustedSize: 20 kW to 199.99 kWOrange County2020November Monthly Peak | Portfolio Adjusted | Size: 20 kW to 199.99 kW | Orange County | 2020 | November Monthly Peak | 11 | 3998.586
Portfolio AdjustedSize: 20 kW to 199.99 kWOrange County2020October Monthly Peak | Portfolio Adjusted | Size: 20 kW to 199.99 kW | Orange County | 2020 | October Monthly Peak | 10 | 3998.586
Portfolio AdjustedSize: 20 kW to 199.99 kWOrange County2020September Monthly Peak | Portfolio Adjusted | Size: 20 kW to 199.99 kW | Orange County | 2020 | September Monthly Peak | 9 | 3998.586
Portfolio AdjustedSize: 20 kW to 199.99 kWOrange County2020Typical Event Day | Portfolio Adjusted | Size: 20 kW to 199.99 kW | Orange County | 2020 | Typical Event Day | 8 | 3998.586
Portfolio AdjustedSize: 20 kW to 199.99 kWOrange County2021April Monthly Peak | Portfolio Adjusted | Size: 20 kW to 199.99 kW | Orange County | 2021 | April Monthly Peak | 4 | 4127.3492
Portfolio AdjustedSize: 20 kW to 199.99 kWOrange County2021August Monthly Peak | Portfolio Adjusted | Size: 20 kW to 199.99 kW | Orange County | 2021 | August Monthly Peak | 8 | 4127.3492
Portfolio AdjustedSize: 20 kW to 199.99 kWOrange County2021December Monthly Peak | Portfolio Adjusted | Size: 20 kW to 199.99 kW | Orange County | 2021 | December Monthly Peak | 12 | 4127.3492
Portfolio AdjustedSize: 20 kW to 199.99 kWOrange County2021February Monthly Peak | Portfolio Adjusted | Size: 20 kW to 199.99 kW | Orange County | 2021 | February Monthly Peak | 2 | 3998.586
Portfolio AdjustedSize: 20 kW to 199.99 kWOrange County2021January Monthly Peak | Portfolio Adjusted | Size: 20 kW to 199.99 kW | Orange County | 2021 | January Monthly Peak | 1 | 3998.586
Portfolio AdjustedSize: 20 kW to 199.99 kWOrange County2021July Monthly Peak | Portfolio Adjusted | Size: 20 kW to 199.99 kW | Orange County | 2021 | July Monthly Peak | 7 | 4127.3492
Portfolio AdjustedSize: 20 kW to 199.99 kWOrange County2021June Monthly Peak | Portfolio Adjusted | Size: 20 kW to 199.99 kW | Orange County | 2021 | June Monthly Peak | 6 | 4127.3492
Portfolio AdjustedSize: 20 kW to 199.99 kWOrange County2021March Monthly Peak | Portfolio Adjusted | Size: 20 kW to 199.99 kW | Orange County | 2021 | March Monthly Peak | 3 | 3998.586
Portfolio AdjustedSize: 20 kW to 199.99 kWOrange County2021May Monthly Peak | Portfolio Adjusted | Size: 20 kW to 199.99 kW | Orange County | 2021 | May Monthly Peak | 5 | 4127.3492
Portfolio AdjustedSize: 20 kW to 199.99 kWOrange County2021November Monthly Peak | Portfolio Adjusted | Size: 20 kW to 199.99 kW | Orange County | 2021 | November Monthly Peak | 11 | 4127.3492
Portfolio AdjustedSize: 20 kW to 199.99 kWOrange County2021October Monthly Peak | Portfolio Adjusted | Size: 20 kW to 199.99 kW | Orange County | 2021 | October Monthly Peak | 10 | 4127.3492
Portfolio AdjustedSize: 20 kW to 199.99 kWOrange County2021September Monthly Peak | Portfolio Adjusted | Size: 20 kW to 199.99 kW | Orange County | 2021 | September Monthly Peak | 9 | 4127.3492
Portfolio AdjustedSize: 20 kW to 199.99 kWOrange County2021Typical Event Day | Portfolio Adjusted | Size: 20 kW to 199.99 kW | Orange County | 2021 | Typical Event Day | 8 | 4127.3492
Portfolio AdjustedSize: 20 kW to 199.99 kWOrange County2022April Monthly Peak | Portfolio Adjusted | Size: 20 kW to 199.99 kW | Orange County | 2022 | April Monthly Peak | 4 | 4260.2588
Portfolio AdjustedSize: 20 kW to 199.99 kWOrange County2022August Monthly Peak | Portfolio Adjusted | Size: 20 kW to 199.99 kW | Orange County | 2022 | August Monthly Peak | 8 | 4260.2588
Portfolio AdjustedSize: 20 kW to 199.99 kWOrange County2022December Monthly Peak | Portfolio Adjusted | Size: 20 kW to 199.99 kW | Orange County | 2022 | December Monthly Peak | 12 | 4260.2588
Portfolio AdjustedSize: 20 kW to 199.99 kWOrange County2022February Monthly Peak | Portfolio Adjusted | Size: 20 kW to 199.99 kW | Orange County | 2022 | February Monthly Peak | 2 | 4127.3492
Portfolio AdjustedSize: 20 kW to 199.99 kWOrange County2022January Monthly Peak | Portfolio Adjusted | Size: 20 kW to 199.99 kW | Orange County | 2022 | January Monthly Peak | 1 | 4127.3492
Portfolio AdjustedSize: 20 kW to 199.99 kWOrange County2022July Monthly Peak | Portfolio Adjusted | Size: 20 kW to 199.99 kW | Orange County | 2022 | July Monthly Peak | 7 | 4260.2588
Portfolio AdjustedSize: 20 kW to 199.99 kWOrange County2022June Monthly Peak | Portfolio Adjusted | Size: 20 kW to 199.99 kW | Orange County | 2022 | June Monthly Peak | 6 | 4260.2588
Portfolio AdjustedSize: 20 kW to 199.99 kWOrange County2022March Monthly Peak | Portfolio Adjusted | Size: 20 kW to 199.99 kW | Orange County | 2022 | March Monthly Peak | 3 | 4127.3492
Portfolio AdjustedSize: 20 kW to 199.99 kWOrange County2022May Monthly Peak | Portfolio Adjusted | Size: 20 kW to 199.99 kW | Orange County | 2022 | May Monthly Peak | 5 | 4260.2588
Portfolio AdjustedSize: 20 kW to 199.99 kWOrange County2022November Monthly Peak | Portfolio Adjusted | Size: 20 kW to 199.99 kW | Orange County | 2022 | November Monthly Peak | 11 | 4260.2588
Portfolio AdjustedSize: 20 kW to 199.99 kWOrange County2022October Monthly Peak | Portfolio Adjusted | Size: 20 kW to 199.99 kW | Orange County | 2022 | October Monthly Peak | 10 | 4260.2588
Portfolio AdjustedSize: 20 kW to 199.99 kWOrange County2022September Monthly Peak | Portfolio Adjusted | Size: 20 kW to 199.99 kW | Orange County | 2022 | September Monthly Peak | 9 | 4260.2588
Portfolio AdjustedSize: 20 kW to 199.99 kWOrange County2022Typical Event Day | Portfolio Adjusted | Size: 20 kW to 199.99 kW | Orange County | 2022 | Typical Event Day | 8 | 4260.2588
Portfolio AdjustedSize: 20 kW to 199.99 kWOrange County2023April Monthly Peak | Portfolio Adjusted | Size: 20 kW to 199.99 kW | Orange County | 2023 | April Monthly Peak | 4 | 4397.4485
Portfolio AdjustedSize: 20 kW to 199.99 kWOrange County2023August Monthly Peak | Portfolio Adjusted | Size: 20 kW to 199.99 kW | Orange County | 2023 | August Monthly Peak | 8 | 4397.4485
Portfolio AdjustedSize: 20 kW to 199.99 kWOrange County2023December Monthly Peak | Portfolio Adjusted | Size: 20 kW to 199.99 kW | Orange County | 2023 | December Monthly Peak | 12 | 4397.4485
Portfolio AdjustedSize: 20 kW to 199.99 kWOrange County2023February Monthly Peak | Portfolio Adjusted | Size: 20 kW to 199.99 kW | Orange County | 2023 | February Monthly Peak | 2 | 4260.2588
Portfolio AdjustedSize: 20 kW to 199.99 kWOrange County2023January Monthly Peak | Portfolio Adjusted | Size: 20 kW to 199.99 kW | Orange County | 2023 | January Monthly Peak | 1 | 4260.2588
Portfolio AdjustedSize: 20 kW to 199.99 kWOrange County2023July Monthly Peak | Portfolio Adjusted | Size: 20 kW to 199.99 kW | Orange County | 2023 | July Monthly Peak | 7 | 4397.4485
Portfolio AdjustedSize: 20 kW to 199.99 kWOrange County2023June Monthly Peak | Portfolio Adjusted | Size: 20 kW to 199.99 kW | Orange County | 2023 | June Monthly Peak | 6 | 4397.4485
Portfolio AdjustedSize: 20 kW to 199.99 kWOrange County2023March Monthly Peak | Portfolio Adjusted | Size: 20 kW to 199.99 kW | Orange County | 2023 | March Monthly Peak | 3 | 4260.2588
Portfolio AdjustedSize: 20 kW to 199.99 kWOrange County2023May Monthly Peak | Portfolio Adjusted | Size: 20 kW to 199.99 kW | Orange County | 2023 | May Monthly Peak | 5 | 4397.4485
Portfolio AdjustedSize: 20 kW to 199.99 kWOrange County2023November Monthly Peak | Portfolio Adjusted | Size: 20 kW to 199.99 kW | Orange County | 2023 | November Monthly Peak | 11 | 4397.4485
Portfolio AdjustedSize: 20 kW to 199.99 kWOrange County2023October Monthly Peak | Portfolio Adjusted | Size: 20 kW to 199.99 kW | Orange County | 2023 | October Monthly Peak | 10 | 4397.4485
Portfolio AdjustedSize: 20 kW to 199.99 kWOrange County2023September Monthly Peak | Portfolio Adjusted | Size: 20 kW to 199.99 kW | Orange County | 2023 | September Monthly Peak | 9 | 4397.4485
Portfolio AdjustedSize: 20 kW to 199.99 kWOrange County2023Typical Event Day | Portfolio Adjusted | Size: 20 kW to 199.99 kW | Orange County | 2023 | Typical Event Day | 8 | 4397.4485
Portfolio AdjustedSize: 20 kW to 199.99 kWOrange County2024April Monthly Peak | Portfolio Adjusted | Size: 20 kW to 199.99 kW | Orange County | 2024 | April Monthly Peak | 4 | 4539.0559
Portfolio AdjustedSize: 20 kW to 199.99 kWOrange County2024August Monthly Peak | Portfolio Adjusted | Size: 20 kW to 199.99 kW | Orange County | 2024 | August Monthly Peak | 8 | 4539.0559
Portfolio AdjustedSize: 20 kW to 199.99 kWOrange County2024December Monthly Peak | Portfolio Adjusted | Size: 20 kW to 199.99 kW | Orange County | 2024 | December Monthly Peak | 12 | 4539.0559
Portfolio AdjustedSize: 20 kW to 199.99 kWOrange County2024February Monthly Peak | Portfolio Adjusted | Size: 20 kW to 199.99 kW | Orange County | 2024 | February Monthly Peak | 2 | 4397.4485
Portfolio AdjustedSize: 20 kW to 199.99 kWOrange County2024January Monthly Peak | Portfolio Adjusted | Size: 20 kW to 199.99 kW | Orange County | 2024 | January Monthly Peak | 1 | 4397.4485
Portfolio AdjustedSize: 20 kW to 199.99 kWOrange County2024July Monthly Peak | Portfolio Adjusted | Size: 20 kW to 199.99 kW | Orange County | 2024 | July Monthly Peak | 7 | 4539.0559
Portfolio AdjustedSize: 20 kW to 199.99 kWOrange County2024June Monthly Peak | Portfolio Adjusted | Size: 20 kW to 199.99 kW | Orange County | 2024 | June Monthly Peak | 6 | 4539.0559
Portfolio AdjustedSize: 20 kW to 199.99 kWOrange County2024March Monthly Peak | Portfolio Adjusted | Size: 20 kW to 199.99 kW | Orange County | 2024 | March Monthly Peak | 3 | 4397.4485
Portfolio AdjustedSize: 20 kW to 199.99 kWOrange County2024May Monthly Peak | Portfolio Adjusted | Size: 20 kW to 199.99 kW | Orange County | 2024 | May Monthly Peak | 5 | 4539.0559
Portfolio AdjustedSize: 20 kW to 199.99 kWOrange County2024November Monthly Peak | Portfolio Adjusted | Size: 20 kW to 199.99 kW | Orange County | 2024 | November Monthly Peak | 11 | 4539.0559
Portfolio AdjustedSize: 20 kW to 199.99 kWOrange County2024October Monthly Peak | Portfolio Adjusted | Size: 20 kW to 199.99 kW | Orange County | 2024 | October Monthly Peak | 10 | 4539.0559
Portfolio AdjustedSize: 20 kW to 199.99 kWOrange County2024September Monthly Peak | Portfolio Adjusted | Size: 20 kW to 199.99 kW | Orange County | 2024 | September Monthly Peak | 9 | 4539.0559
Portfolio AdjustedSize: 20 kW to 199.99 kWOrange County2024Typical Event Day | Portfolio Adjusted | Size: 20 kW to 199.99 kW | Orange County | 2024 | Typical Event Day | 8 | 4539.0559
Portfolio AdjustedSize: 20 kW to 199.99 kWOrange County2025April Monthly Peak | Portfolio Adjusted | Size: 20 kW to 199.99 kW | Orange County | 2025 | April Monthly Peak | 4 | 4685.2234
Portfolio AdjustedSize: 20 kW to 199.99 kWOrange County2025August Monthly Peak | Portfolio Adjusted | Size: 20 kW to 199.99 kW | Orange County | 2025 | August Monthly Peak | 8 | 4685.2234
Portfolio AdjustedSize: 20 kW to 199.99 kWOrange County2025December Monthly Peak | Portfolio Adjusted | Size: 20 kW to 199.99 kW | Orange County | 2025 | December Monthly Peak | 12 | 4685.2234
Portfolio AdjustedSize: 20 kW to 199.99 kWOrange County2025February Monthly Peak | Portfolio Adjusted | Size: 20 kW to 199.99 kW | Orange County | 2025 | February Monthly Peak | 2 | 4539.0559
Portfolio AdjustedSize: 20 kW to 199.99 kWOrange County2025January Monthly Peak | Portfolio Adjusted | Size: 20 kW to 199.99 kW | Orange County | 2025 | January Monthly Peak | 1 | 4539.0559
Portfolio AdjustedSize: 20 kW to 199.99 kWOrange County2025July Monthly Peak | Portfolio Adjusted | Size: 20 kW to 199.99 kW | Orange County | 2025 | July Monthly Peak | 7 | 4685.2234
Portfolio AdjustedSize: 20 kW to 199.99 kWOrange County2025June Monthly Peak | Portfolio Adjusted | Size: 20 kW to 199.99 kW | Orange County | 2025 | June Monthly Peak | 6 | 4685.2234
Portfolio AdjustedSize: 20 kW to 199.99 kWOrange County2025March Monthly Peak | Portfolio Adjusted | Size: 20 kW to 199.99 kW | Orange County | 2025 | March Monthly Peak | 3 | 4539.0559
Portfolio AdjustedSize: 20 kW to 199.99 kWOrange County2025May Monthly Peak | Portfolio Adjusted | Size: 20 kW to 199.99 kW | Orange County | 2025 | May Monthly Peak | 5 | 4685.2234
Portfolio AdjustedSize: 20 kW to 199.99 kWOrange County2025November Monthly Peak | Portfolio Adjusted | Size: 20 kW to 199.99 kW | Orange County | 2025 | November Monthly Peak | 11 | 4685.2234
Portfolio AdjustedSize: 20 kW to 199.99 kWOrange County2025October Monthly Peak | Portfolio Adjusted | Size: 20 kW to 199.99 kW | Orange County | 2025 | October Monthly Peak | 10 | 4685.2234
Portfolio AdjustedSize: 20 kW to 199.99 kWOrange County2025September Monthly Peak | Portfolio Adjusted | Size: 20 kW to 199.99 kW | Orange County | 2025 | September Monthly Peak | 9 | 4685.2234
Portfolio AdjustedSize: 20 kW to 199.99 kWOrange County2025Typical Event Day | Portfolio Adjusted | Size: 20 kW to 199.99 kW | Orange County | 2025 | Typical Event Day | 8 | 4685.2234
Portfolio AdjustedSize: 20 kW to 199.99 kWOther2015April Monthly Peak | Portfolio Adjusted | Size: 20 kW to 199.99 kW | Other | 2015 | April Monthly Peak | 4 | 0
Portfolio AdjustedSize: 20 kW to 199.99 kWOther2015August Monthly Peak | Portfolio Adjusted | Size: 20 kW to 199.99 kW | Other | 2015 | August Monthly Peak | 8 | 0
Portfolio AdjustedSize: 20 kW to 199.99 kWOther2015December Monthly Peak | Portfolio Adjusted | Size: 20 kW to 199.99 kW | Other | 2015 | December Monthly Peak | 12 | 0
Portfolio AdjustedSize: 20 kW to 199.99 kWOther2015February Monthly Peak | Portfolio Adjusted | Size: 20 kW to 199.99 kW | Other | 2015 | February Monthly Peak | 2 | 0
Portfolio AdjustedSize: 20 kW to 199.99 kWOther2015January Monthly Peak | Portfolio Adjusted | Size: 20 kW to 199.99 kW | Other | 2015 | January Monthly Peak | 1 | 0
Portfolio AdjustedSize: 20 kW to 199.99 kWOther2015July Monthly Peak | Portfolio Adjusted | Size: 20 kW to 199.99 kW | Other | 2015 | July Monthly Peak | 7 | 0
Portfolio AdjustedSize: 20 kW to 199.99 kWOther2015June Monthly Peak | Portfolio Adjusted | Size: 20 kW to 199.99 kW | Other | 2015 | June Monthly Peak | 6 | 0
Portfolio AdjustedSize: 20 kW to 199.99 kWOther2015March Monthly Peak | Portfolio Adjusted | Size: 20 kW to 199.99 kW | Other | 2015 | March Monthly Peak | 3 | 0
Portfolio AdjustedSize: 20 kW to 199.99 kWOther2015May Monthly Peak | Portfolio Adjusted | Size: 20 kW to 199.99 kW | Other | 2015 | May Monthly Peak | 5 | 0
Portfolio AdjustedSize: 20 kW to 199.99 kWOther2015November Monthly Peak | Portfolio Adjusted | Size: 20 kW to 199.99 kW | Other | 2015 | November Monthly Peak | 11 | 0
Portfolio AdjustedSize: 20 kW to 199.99 kWOther2015October Monthly Peak | Portfolio Adjusted | Size: 20 kW to 199.99 kW | Other | 2015 | October Monthly Peak | 10 | 0
Portfolio AdjustedSize: 20 kW to 199.99 kWOther2015September Monthly Peak | Portfolio Adjusted | Size: 20 kW to 199.99 kW | Other | 2015 | September Monthly Peak | 9 | 0
Portfolio AdjustedSize: 20 kW to 199.99 kWOther2015Typical Event Day | Portfolio Adjusted | Size: 20 kW to 199.99 kW | Other | 2015 | Typical Event Day | 8 | 0
Portfolio AdjustedSize: 20 kW to 199.99 kWOther2016April Monthly Peak | Portfolio Adjusted | Size: 20 kW to 199.99 kW | Other | 2016 | April Monthly Peak | 4 | 0
Portfolio AdjustedSize: 20 kW to 199.99 kWOther2016August Monthly Peak | Portfolio Adjusted | Size: 20 kW to 199.99 kW | Other | 2016 | August Monthly Peak | 8 | 0
Portfolio AdjustedSize: 20 kW to 199.99 kWOther2016December Monthly Peak | Portfolio Adjusted | Size: 20 kW to 199.99 kW | Other | 2016 | December Monthly Peak | 12 | 0
Portfolio AdjustedSize: 20 kW to 199.99 kWOther2016February Monthly Peak | Portfolio Adjusted | Size: 20 kW to 199.99 kW | Other | 2016 | February Monthly Peak | 2 | 0
Portfolio AdjustedSize: 20 kW to 199.99 kWOther2016January Monthly Peak | Portfolio Adjusted | Size: 20 kW to 199.99 kW | Other | 2016 | January Monthly Peak | 1 | 0
Portfolio AdjustedSize: 20 kW to 199.99 kWOther2016July Monthly Peak | Portfolio Adjusted | Size: 20 kW to 199.99 kW | Other | 2016 | July Monthly Peak | 7 | 0
Portfolio AdjustedSize: 20 kW to 199.99 kWOther2016June Monthly Peak | Portfolio Adjusted | Size: 20 kW to 199.99 kW | Other | 2016 | June Monthly Peak | 6 | 0
Portfolio AdjustedSize: 20 kW to 199.99 kWOther2016March Monthly Peak | Portfolio Adjusted | Size: 20 kW to 199.99 kW | Other | 2016 | March Monthly Peak | 3 | 0
Portfolio AdjustedSize: 20 kW to 199.99 kWOther2016May Monthly Peak | Portfolio Adjusted | Size: 20 kW to 199.99 kW | Other | 2016 | May Monthly Peak | 5 | 0
Portfolio AdjustedSize: 20 kW to 199.99 kWOther2016November Monthly Peak | Portfolio Adjusted | Size: 20 kW to 199.99 kW | Other | 2016 | November Monthly Peak | 11 | 0
Portfolio AdjustedSize: 20 kW to 199.99 kWOther2016October Monthly Peak | Portfolio Adjusted | Size: 20 kW to 199.99 kW | Other | 2016 | October Monthly Peak | 10 | 0
Portfolio AdjustedSize: 20 kW to 199.99 kWOther2016September Monthly Peak | Portfolio Adjusted | Size: 20 kW to 199.99 kW | Other | 2016 | September Monthly Peak | 9 | 0
Portfolio AdjustedSize: 20 kW to 199.99 kWOther2016Typical Event Day | Portfolio Adjusted | Size: 20 kW to 199.99 kW | Other | 2016 | Typical Event Day | 8 | 0
Portfolio AdjustedSize: 20 kW to 199.99 kWOther2017April Monthly Peak | Portfolio Adjusted | Size: 20 kW to 199.99 kW | Other | 2017 | April Monthly Peak | 4 | 21099.1055
Portfolio AdjustedSize: 20 kW to 199.99 kWOther2017August Monthly Peak | Portfolio Adjusted | Size: 20 kW to 199.99 kW | Other | 2017 | August Monthly Peak | 8 | 21099.1055
Portfolio AdjustedSize: 20 kW to 199.99 kWOther2017December Monthly Peak | Portfolio Adjusted | Size: 20 kW to 199.99 kW | Other | 2017 | December Monthly Peak | 12 | 21099.1055
Portfolio AdjustedSize: 20 kW to 199.99 kWOther2017February Monthly Peak | Portfolio Adjusted | Size: 20 kW to 199.99 kW | Other | 2017 | February Monthly Peak | 2 | 0
Portfolio AdjustedSize: 20 kW to 199.99 kWOther2017January Monthly Peak | Portfolio Adjusted | Size: 20 kW to 199.99 kW | Other | 2017 | January Monthly Peak | 1 | 0
Portfolio AdjustedSize: 20 kW to 199.99 kWOther2017July Monthly Peak | Portfolio Adjusted | Size: 20 kW to 199.99 kW | Other | 2017 | July Monthly Peak | 7 | 21099.1055
Portfolio AdjustedSize: 20 kW to 199.99 kWOther2017June Monthly Peak | Portfolio Adjusted | Size: 20 kW to 199.99 kW | Other | 2017 | June Monthly Peak | 6 | 21099.1055
Portfolio AdjustedSize: 20 kW to 199.99 kWOther2017March Monthly Peak | Portfolio Adjusted | Size: 20 kW to 199.99 kW | Other | 2017 | March Monthly Peak | 3 | 0
Portfolio AdjustedSize: 20 kW to 199.99 kWOther2017May Monthly Peak | Portfolio Adjusted | Size: 20 kW to 199.99 kW | Other | 2017 | May Monthly Peak | 5 | 21099.1055
Portfolio AdjustedSize: 20 kW to 199.99 kWOther2017November Monthly Peak | Portfolio Adjusted | Size: 20 kW to 199.99 kW | Other | 2017 | November Monthly Peak | 11 | 21099.1055
Portfolio AdjustedSize: 20 kW to 199.99 kWOther2017October Monthly Peak | Portfolio Adjusted | Size: 20 kW to 199.99 kW | Other | 2017 | October Monthly Peak | 10 | 21099.1055
Portfolio AdjustedSize: 20 kW to 199.99 kWOther2017September Monthly Peak | Portfolio Adjusted | Size: 20 kW to 199.99 kW | Other | 2017 | September Monthly Peak | 9 | 21099.1055
Portfolio AdjustedSize: 20 kW to 199.99 kWOther2017Typical Event Day | Portfolio Adjusted | Size: 20 kW to 199.99 kW | Other | 2017 | Typical Event Day | 8 | 21099.1055
Portfolio AdjustedSize: 20 kW to 199.99 kWOther2018April Monthly Peak | Portfolio Adjusted | Size: 20 kW to 199.99 kW | Other | 2018 | April Monthly Peak | 4 | 8439.6422
Portfolio AdjustedSize: 20 kW to 199.99 kWOther2018August Monthly Peak | Portfolio Adjusted | Size: 20 kW to 199.99 kW | Other | 2018 | August Monthly Peak | 8 | 8439.6422
Portfolio AdjustedSize: 20 kW to 199.99 kWOther2018December Monthly Peak | Portfolio Adjusted | Size: 20 kW to 199.99 kW | Other | 2018 | December Monthly Peak | 12 | 8439.6422
Portfolio AdjustedSize: 20 kW to 199.99 kWOther2018February Monthly Peak | Portfolio Adjusted | Size: 20 kW to 199.99 kW | Other | 2018 | February Monthly Peak | 2 | 21099.1055
Portfolio AdjustedSize: 20 kW to 199.99 kWOther2018January Monthly Peak | Portfolio Adjusted | Size: 20 kW to 199.99 kW | Other | 2018 | January Monthly Peak | 1 | 21099.1055
Portfolio AdjustedSize: 20 kW to 199.99 kWOther2018July Monthly Peak | Portfolio Adjusted | Size: 20 kW to 199.99 kW | Other | 2018 | July Monthly Peak | 7 | 8439.6422
Portfolio AdjustedSize: 20 kW to 199.99 kWOther2018June Monthly Peak | Portfolio Adjusted | Size: 20 kW to 199.99 kW | Other | 2018 | June Monthly Peak | 6 | 8439.6422
Portfolio AdjustedSize: 20 kW to 199.99 kWOther2018March Monthly Peak | Portfolio Adjusted | Size: 20 kW to 199.99 kW | Other | 2018 | March Monthly Peak | 3 | 21099.1055
Portfolio AdjustedSize: 20 kW to 199.99 kWOther2018May Monthly Peak | Portfolio Adjusted | Size: 20 kW to 199.99 kW | Other | 2018 | May Monthly Peak | 5 | 8439.6422
Portfolio AdjustedSize: 20 kW to 199.99 kWOther2018November Monthly Peak | Portfolio Adjusted | Size: 20 kW to 199.99 kW | Other | 2018 | November Monthly Peak | 11 | 8439.6422
Portfolio AdjustedSize: 20 kW to 199.99 kWOther2018October Monthly Peak | Portfolio Adjusted | Size: 20 kW to 199.99 kW | Other | 2018 | October Monthly Peak | 10 | 8439.6422
Portfolio AdjustedSize: 20 kW to 199.99 kWOther2018September Monthly Peak | Portfolio Adjusted | Size: 20 kW to 199.99 kW | Other | 2018 | September Monthly Peak | 9 | 8439.6422
Portfolio AdjustedSize: 20 kW to 199.99 kWOther2018Typical Event Day | Portfolio Adjusted | Size: 20 kW to 199.99 kW | Other | 2018 | Typical Event Day | 8 | 8439.6422
Portfolio AdjustedSize: 20 kW to 199.99 kWOther2019April Monthly Peak | Portfolio Adjusted | Size: 20 kW to 199.99 kW | Other | 2019 | April Monthly Peak | 4 | 8711.4171
Portfolio AdjustedSize: 20 kW to 199.99 kWOther2019August Monthly Peak | Portfolio Adjusted | Size: 20 kW to 199.99 kW | Other | 2019 | August Monthly Peak | 8 | 8711.4171
Portfolio AdjustedSize: 20 kW to 199.99 kWOther2019December Monthly Peak | Portfolio Adjusted | Size: 20 kW to 199.99 kW | Other | 2019 | December Monthly Peak | 12 | 8711.4171
Portfolio AdjustedSize: 20 kW to 199.99 kWOther2019February Monthly Peak | Portfolio Adjusted | Size: 20 kW to 199.99 kW | Other | 2019 | February Monthly Peak | 2 | 8439.6422
Portfolio AdjustedSize: 20 kW to 199.99 kWOther2019January Monthly Peak | Portfolio Adjusted | Size: 20 kW to 199.99 kW | Other | 2019 | January Monthly Peak | 1 | 8439.6422
Portfolio AdjustedSize: 20 kW to 199.99 kWOther2019July Monthly Peak | Portfolio Adjusted | Size: 20 kW to 199.99 kW | Other | 2019 | July Monthly Peak | 7 | 8711.4171
Portfolio AdjustedSize: 20 kW to 199.99 kWOther2019June Monthly Peak | Portfolio Adjusted | Size: 20 kW to 199.99 kW | Other | 2019 | June Monthly Peak | 6 | 8711.4171
Portfolio AdjustedSize: 20 kW to 199.99 kWOther2019March Monthly Peak | Portfolio Adjusted | Size: 20 kW to 199.99 kW | Other | 2019 | March Monthly Peak | 3 | 8439.6422
Portfolio AdjustedSize: 20 kW to 199.99 kWOther2019May Monthly Peak | Portfolio Adjusted | Size: 20 kW to 199.99 kW | Other | 2019 | May Monthly Peak | 5 | 8711.4171
Portfolio AdjustedSize: 20 kW to 199.99 kWOther2019November Monthly Peak | Portfolio Adjusted | Size: 20 kW to 199.99 kW | Other | 2019 | November Monthly Peak | 11 | 8711.4171
Portfolio AdjustedSize: 20 kW to 199.99 kWOther2019October Monthly Peak | Portfolio Adjusted | Size: 20 kW to 199.99 kW | Other | 2019 | October Monthly Peak | 10 | 8711.4171
Portfolio AdjustedSize: 20 kW to 199.99 kWOther2019September Monthly Peak | Portfolio Adjusted | Size: 20 kW to 199.99 kW | Other | 2019 | September Monthly Peak | 9 | 8711.4171
Portfolio AdjustedSize: 20 kW to 199.99 kWOther2019Typical Event Day | Portfolio Adjusted | Size: 20 kW to 199.99 kW | Other | 2019 | Typical Event Day | 8 | 8711.4171
Portfolio AdjustedSize: 20 kW to 199.99 kWOther2020April Monthly Peak | Portfolio Adjusted | Size: 20 kW to 199.99 kW | Other | 2020 | April Monthly Peak | 4 | 8991.9437
Portfolio AdjustedSize: 20 kW to 199.99 kWOther2020August Monthly Peak | Portfolio Adjusted | Size: 20 kW to 199.99 kW | Other | 2020 | August Monthly Peak | 8 | 8991.9437
Portfolio AdjustedSize: 20 kW to 199.99 kWOther2020December Monthly Peak | Portfolio Adjusted | Size: 20 kW to 199.99 kW | Other | 2020 | December Monthly Peak | 12 | 8991.9437
Portfolio AdjustedSize: 20 kW to 199.99 kWOther2020February Monthly Peak | Portfolio Adjusted | Size: 20 kW to 199.99 kW | Other | 2020 | February Monthly Peak | 2 | 8711.4171
Portfolio AdjustedSize: 20 kW to 199.99 kWOther2020January Monthly Peak | Portfolio Adjusted | Size: 20 kW to 199.99 kW | Other | 2020 | January Monthly Peak | 1 | 8711.4171
Portfolio AdjustedSize: 20 kW to 199.99 kWOther2020July Monthly Peak | Portfolio Adjusted | Size: 20 kW to 199.99 kW | Other | 2020 | July Monthly Peak | 7 | 8991.9437
Portfolio AdjustedSize: 20 kW to 199.99 kWOther2020June Monthly Peak | Portfolio Adjusted | Size: 20 kW to 199.99 kW | Other | 2020 | June Monthly Peak | 6 | 8991.9437
Portfolio AdjustedSize: 20 kW to 199.99 kWOther2020March Monthly Peak | Portfolio Adjusted | Size: 20 kW to 199.99 kW | Other | 2020 | March Monthly Peak | 3 | 8711.4171
Portfolio AdjustedSize: 20 kW to 199.99 kWOther2020May Monthly Peak | Portfolio Adjusted | Size: 20 kW to 199.99 kW | Other | 2020 | May Monthly Peak | 5 | 8991.9437
Portfolio AdjustedSize: 20 kW to 199.99 kWOther2020November Monthly Peak | Portfolio Adjusted | Size: 20 kW to 199.99 kW | Other | 2020 | November Monthly Peak | 11 | 8991.9437
Portfolio AdjustedSize: 20 kW to 199.99 kWOther2020October Monthly Peak | Portfolio Adjusted | Size: 20 kW to 199.99 kW | Other | 2020 | October Monthly Peak | 10 | 8991.9437
Portfolio AdjustedSize: 20 kW to 199.99 kWOther2020September Monthly Peak | Portfolio Adjusted | Size: 20 kW to 199.99 kW | Other | 2020 | September Monthly Peak | 9 | 8991.9437
Portfolio AdjustedSize: 20 kW to 199.99 kWOther2020Typical Event Day | Portfolio Adjusted | Size: 20 kW to 199.99 kW | Other | 2020 | Typical Event Day | 8 | 8991.9437
Portfolio AdjustedSize: 20 kW to 199.99 kWOther2021April Monthly Peak | Portfolio Adjusted | Size: 20 kW to 199.99 kW | Other | 2021 | April Monthly Peak | 4 | 9281.5039
Portfolio AdjustedSize: 20 kW to 199.99 kWOther2021August Monthly Peak | Portfolio Adjusted | Size: 20 kW to 199.99 kW | Other | 2021 | August Monthly Peak | 8 | 9281.5039
Portfolio AdjustedSize: 20 kW to 199.99 kWOther2021December Monthly Peak | Portfolio Adjusted | Size: 20 kW to 199.99 kW | Other | 2021 | December Monthly Peak | 12 | 9281.5039
Portfolio AdjustedSize: 20 kW to 199.99 kWOther2021February Monthly Peak | Portfolio Adjusted | Size: 20 kW to 199.99 kW | Other | 2021 | February Monthly Peak | 2 | 8991.9437
Portfolio AdjustedSize: 20 kW to 199.99 kWOther2021January Monthly Peak | Portfolio Adjusted | Size: 20 kW to 199.99 kW | Other | 2021 | January Monthly Peak | 1 | 8991.9437
Portfolio AdjustedSize: 20 kW to 199.99 kWOther2021July Monthly Peak | Portfolio Adjusted | Size: 20 kW to 199.99 kW | Other | 2021 | July Monthly Peak | 7 | 9281.5039
Portfolio AdjustedSize: 20 kW to 199.99 kWOther2021June Monthly Peak | Portfolio Adjusted | Size: 20 kW to 199.99 kW | Other | 2021 | June Monthly Peak | 6 | 9281.5039
Portfolio AdjustedSize: 20 kW to 199.99 kWOther2021March Monthly Peak | Portfolio Adjusted | Size: 20 kW to 199.99 kW | Other | 2021 | March Monthly Peak | 3 | 8991.9437
Portfolio AdjustedSize: 20 kW to 199.99 kWOther2021May Monthly Peak | Portfolio Adjusted | Size: 20 kW to 199.99 kW | Other | 2021 | May Monthly Peak | 5 | 9281.5039
Portfolio AdjustedSize: 20 kW to 199.99 kWOther2021November Monthly Peak | Portfolio Adjusted | Size: 20 kW to 199.99 kW | Other | 2021 | November Monthly Peak | 11 | 9281.5039
Portfolio AdjustedSize: 20 kW to 199.99 kWOther2021October Monthly Peak | Portfolio Adjusted | Size: 20 kW to 199.99 kW | Other | 2021 | October Monthly Peak | 10 | 9281.5039
Portfolio AdjustedSize: 20 kW to 199.99 kWOther2021September Monthly Peak | Portfolio Adjusted | Size: 20 kW to 199.99 kW | Other | 2021 | September Monthly Peak | 9 | 9281.5039
Portfolio AdjustedSize: 20 kW to 199.99 kWOther2021Typical Event Day | Portfolio Adjusted | Size: 20 kW to 199.99 kW | Other | 2021 | Typical Event Day | 8 | 9281.5039
Portfolio AdjustedSize: 20 kW to 199.99 kWOther2022April Monthly Peak | Portfolio Adjusted | Size: 20 kW to 199.99 kW | Other | 2022 | April Monthly Peak | 4 | 9580.3886
Portfolio AdjustedSize: 20 kW to 199.99 kWOther2022August Monthly Peak | Portfolio Adjusted | Size: 20 kW to 199.99 kW | Other | 2022 | August Monthly Peak | 8 | 9580.3886
Portfolio AdjustedSize: 20 kW to 199.99 kWOther2022December Monthly Peak | Portfolio Adjusted | Size: 20 kW to 199.99 kW | Other | 2022 | December Monthly Peak | 12 | 9580.3886
Portfolio AdjustedSize: 20 kW to 199.99 kWOther2022February Monthly Peak | Portfolio Adjusted | Size: 20 kW to 199.99 kW | Other | 2022 | February Monthly Peak | 2 | 9281.5039
Portfolio AdjustedSize: 20 kW to 199.99 kWOther2022January Monthly Peak | Portfolio Adjusted | Size: 20 kW to 199.99 kW | Other | 2022 | January Monthly Peak | 1 | 9281.5039
Portfolio AdjustedSize: 20 kW to 199.99 kWOther2022July Monthly Peak | Portfolio Adjusted | Size: 20 kW to 199.99 kW | Other | 2022 | July Monthly Peak | 7 | 9580.3886
Portfolio AdjustedSize: 20 kW to 199.99 kWOther2022June Monthly Peak | Portfolio Adjusted | Size: 20 kW to 199.99 kW | Other | 2022 | June Monthly Peak | 6 | 9580.3886
Portfolio AdjustedSize: 20 kW to 199.99 kWOther2022March Monthly Peak | Portfolio Adjusted | Size: 20 kW to 199.99 kW | Other | 2022 | March Monthly Peak | 3 | 9281.5039
Portfolio AdjustedSize: 20 kW to 199.99 kWOther2022May Monthly Peak | Portfolio Adjusted | Size: 20 kW to 199.99 kW | Other | 2022 | May Monthly Peak | 5 | 9580.3886
Portfolio AdjustedSize: 20 kW to 199.99 kWOther2022November Monthly Peak | Portfolio Adjusted | Size: 20 kW to 199.99 kW | Other | 2022 | November Monthly Peak | 11 | 9580.3886
Portfolio AdjustedSize: 20 kW to 199.99 kWOther2022October Monthly Peak | Portfolio Adjusted | Size: 20 kW to 199.99 kW | Other | 2022 | October Monthly Peak | 10 | 9580.3886
Portfolio AdjustedSize: 20 kW to 199.99 kWOther2022September Monthly Peak | Portfolio Adjusted | Size: 20 kW to 199.99 kW | Other | 2022 | September Monthly Peak | 9 | 9580.3886
Portfolio AdjustedSize: 20 kW to 199.99 kWOther2022Typical Event Day | Portfolio Adjusted | Size: 20 kW to 199.99 kW | Other | 2022 | Typical Event Day | 8 | 9580.3886
Portfolio AdjustedSize: 20 kW to 199.99 kWOther2023April Monthly Peak | Portfolio Adjusted | Size: 20 kW to 199.99 kW | Other | 2023 | April Monthly Peak | 4 | 9888.898
Portfolio AdjustedSize: 20 kW to 199.99 kWOther2023August Monthly Peak | Portfolio Adjusted | Size: 20 kW to 199.99 kW | Other | 2023 | August Monthly Peak | 8 | 9888.898
Portfolio AdjustedSize: 20 kW to 199.99 kWOther2023December Monthly Peak | Portfolio Adjusted | Size: 20 kW to 199.99 kW | Other | 2023 | December Monthly Peak | 12 | 9888.898
Portfolio AdjustedSize: 20 kW to 199.99 kWOther2023February Monthly Peak | Portfolio Adjusted | Size: 20 kW to 199.99 kW | Other | 2023 | February Monthly Peak | 2 | 9580.3886
Portfolio AdjustedSize: 20 kW to 199.99 kWOther2023January Monthly Peak | Portfolio Adjusted | Size: 20 kW to 199.99 kW | Other | 2023 | January Monthly Peak | 1 | 9580.3886
Portfolio AdjustedSize: 20 kW to 199.99 kWOther2023July Monthly Peak | Portfolio Adjusted | Size: 20 kW to 199.99 kW | Other | 2023 | July Monthly Peak | 7 | 9888.898
Portfolio AdjustedSize: 20 kW to 199.99 kWOther2023June Monthly Peak | Portfolio Adjusted | Size: 20 kW to 199.99 kW | Other | 2023 | June Monthly Peak | 6 | 9888.898
Portfolio AdjustedSize: 20 kW to 199.99 kWOther2023March Monthly Peak | Portfolio Adjusted | Size: 20 kW to 199.99 kW | Other | 2023 | March Monthly Peak | 3 | 9580.3886
Portfolio AdjustedSize: 20 kW to 199.99 kWOther2023May Monthly Peak | Portfolio Adjusted | Size: 20 kW to 199.99 kW | Other | 2023 | May Monthly Peak | 5 | 9888.898
Portfolio AdjustedSize: 20 kW to 199.99 kWOther2023November Monthly Peak | Portfolio Adjusted | Size: 20 kW to 199.99 kW | Other | 2023 | November Monthly Peak | 11 | 9888.898
Portfolio AdjustedSize: 20 kW to 199.99 kWOther2023October Monthly Peak | Portfolio Adjusted | Size: 20 kW to 199.99 kW | Other | 2023 | October Monthly Peak | 10 | 9888.898
Portfolio AdjustedSize: 20 kW to 199.99 kWOther2023September Monthly Peak | Portfolio Adjusted | Size: 20 kW to 199.99 kW | Other | 2023 | September Monthly Peak | 9 | 9888.898
Portfolio AdjustedSize: 20 kW to 199.99 kWOther2023Typical Event Day | Portfolio Adjusted | Size: 20 kW to 199.99 kW | Other | 2023 | Typical Event Day | 8 | 9888.898
Portfolio AdjustedSize: 20 kW to 199.99 kWOther2024April Monthly Peak | Portfolio Adjusted | Size: 20 kW to 199.99 kW | Other | 2024 | April Monthly Peak | 4 | 10207.342
Portfolio AdjustedSize: 20 kW to 199.99 kWOther2024August Monthly Peak | Portfolio Adjusted | Size: 20 kW to 199.99 kW | Other | 2024 | August Monthly Peak | 8 | 10207.342
Portfolio AdjustedSize: 20 kW to 199.99 kWOther2024December Monthly Peak | Portfolio Adjusted | Size: 20 kW to 199.99 kW | Other | 2024 | December Monthly Peak | 12 | 10207.342
Portfolio AdjustedSize: 20 kW to 199.99 kWOther2024February Monthly Peak | Portfolio Adjusted | Size: 20 kW to 199.99 kW | Other | 2024 | February Monthly Peak | 2 | 9888.898
Portfolio AdjustedSize: 20 kW to 199.99 kWOther2024January Monthly Peak | Portfolio Adjusted | Size: 20 kW to 199.99 kW | Other | 2024 | January Monthly Peak | 1 | 9888.898
Portfolio AdjustedSize: 20 kW to 199.99 kWOther2024July Monthly Peak | Portfolio Adjusted | Size: 20 kW to 199.99 kW | Other | 2024 | July Monthly Peak | 7 | 10207.342
Portfolio AdjustedSize: 20 kW to 199.99 kWOther2024June Monthly Peak | Portfolio Adjusted | Size: 20 kW to 199.99 kW | Other | 2024 | June Monthly Peak | 6 | 10207.342
Portfolio AdjustedSize: 20 kW to 199.99 kWOther2024March Monthly Peak | Portfolio Adjusted | Size: 20 kW to 199.99 kW | Other | 2024 | March Monthly Peak | 3 | 9888.898
Portfolio AdjustedSize: 20 kW to 199.99 kWOther2024May Monthly Peak | Portfolio Adjusted | Size: 20 kW to 199.99 kW | Other | 2024 | May Monthly Peak | 5 | 10207.342
Portfolio AdjustedSize: 20 kW to 199.99 kWOther2024November Monthly Peak | Portfolio Adjusted | Size: 20 kW to 199.99 kW | Other | 2024 | November Monthly Peak | 11 | 10207.342
Portfolio AdjustedSize: 20 kW to 199.99 kWOther2024October Monthly Peak | Portfolio Adjusted | Size: 20 kW to 199.99 kW | Other | 2024 | October Monthly Peak | 10 | 10207.342
Portfolio AdjustedSize: 20 kW to 199.99 kWOther2024September Monthly Peak | Portfolio Adjusted | Size: 20 kW to 199.99 kW | Other | 2024 | September Monthly Peak | 9 | 10207.342
Portfolio AdjustedSize: 20 kW to 199.99 kWOther2024Typical Event Day | Portfolio Adjusted | Size: 20 kW to 199.99 kW | Other | 2024 | Typical Event Day | 8 | 10207.342
Portfolio AdjustedSize: 20 kW to 199.99 kWOther2025April Monthly Peak | Portfolio Adjusted | Size: 20 kW to 199.99 kW | Other | 2025 | April Monthly Peak | 4 | 10536.0407
Portfolio AdjustedSize: 20 kW to 199.99 kWOther2025August Monthly Peak | Portfolio Adjusted | Size: 20 kW to 199.99 kW | Other | 2025 | August Monthly Peak | 8 | 10536.0407
Portfolio AdjustedSize: 20 kW to 199.99 kWOther2025December Monthly Peak | Portfolio Adjusted | Size: 20 kW to 199.99 kW | Other | 2025 | December Monthly Peak | 12 | 10536.0407
Portfolio AdjustedSize: 20 kW to 199.99 kWOther2025February Monthly Peak | Portfolio Adjusted | Size: 20 kW to 199.99 kW | Other | 2025 | February Monthly Peak | 2 | 10207.342
Portfolio AdjustedSize: 20 kW to 199.99 kWOther2025January Monthly Peak | Portfolio Adjusted | Size: 20 kW to 199.99 kW | Other | 2025 | January Monthly Peak | 1 | 10207.342
Portfolio AdjustedSize: 20 kW to 199.99 kWOther2025July Monthly Peak | Portfolio Adjusted | Size: 20 kW to 199.99 kW | Other | 2025 | July Monthly Peak | 7 | 10536.0407
Portfolio AdjustedSize: 20 kW to 199.99 kWOther2025June Monthly Peak | Portfolio Adjusted | Size: 20 kW to 199.99 kW | Other | 2025 | June Monthly Peak | 6 | 10536.0407
Portfolio AdjustedSize: 20 kW to 199.99 kWOther2025March Monthly Peak | Portfolio Adjusted | Size: 20 kW to 199.99 kW | Other | 2025 | March Monthly Peak | 3 | 10207.342
Portfolio AdjustedSize: 20 kW to 199.99 kWOther2025May Monthly Peak | Portfolio Adjusted | Size: 20 kW to 199.99 kW | Other | 2025 | May Monthly Peak | 5 | 10536.0407
Portfolio AdjustedSize: 20 kW to 199.99 kWOther2025November Monthly Peak | Portfolio Adjusted | Size: 20 kW to 199.99 kW | Other | 2025 | November Monthly Peak | 11 | 10536.0407
Portfolio AdjustedSize: 20 kW to 199.99 kWOther2025October Monthly Peak | Portfolio Adjusted | Size: 20 kW to 199.99 kW | Other | 2025 | October Monthly Peak | 10 | 10536.0407
Portfolio AdjustedSize: 20 kW to 199.99 kWOther2025September Monthly Peak | Portfolio Adjusted | Size: 20 kW to 199.99 kW | Other | 2025 | September Monthly Peak | 9 | 10536.0407
Portfolio AdjustedSize: 20 kW to 199.99 kWOther2025Typical Event Day | Portfolio Adjusted | Size: 20 kW to 199.99 kW | Other | 2025 | Typical Event Day | 8 | 10536.0407
Portfolio AdjustedSize: 20 kW to 199.99 kWSouth of Lugo2015April Monthly Peak | Portfolio Adjusted | Size: 20 kW to 199.99 kW | South of Lugo | 2015 | April Monthly Peak | 4 | 0
Portfolio AdjustedSize: 20 kW to 199.99 kWSouth of Lugo2015August Monthly Peak | Portfolio Adjusted | Size: 20 kW to 199.99 kW | South of Lugo | 2015 | August Monthly Peak | 8 | 0
Portfolio AdjustedSize: 20 kW to 199.99 kWSouth of Lugo2015December Monthly Peak | Portfolio Adjusted | Size: 20 kW to 199.99 kW | South of Lugo | 2015 | December Monthly Peak | 12 | 0
Portfolio AdjustedSize: 20 kW to 199.99 kWSouth of Lugo2015February Monthly Peak | Portfolio Adjusted | Size: 20 kW to 199.99 kW | South of Lugo | 2015 | February Monthly Peak | 2 | 0
Portfolio AdjustedSize: 20 kW to 199.99 kWSouth of Lugo2015January Monthly Peak | Portfolio Adjusted | Size: 20 kW to 199.99 kW | South of Lugo | 2015 | January Monthly Peak | 1 | 0
Portfolio AdjustedSize: 20 kW to 199.99 kWSouth of Lugo2015July Monthly Peak | Portfolio Adjusted | Size: 20 kW to 199.99 kW | South of Lugo | 2015 | July Monthly Peak | 7 | 0
Portfolio AdjustedSize: 20 kW to 199.99 kWSouth of Lugo2015June Monthly Peak | Portfolio Adjusted | Size: 20 kW to 199.99 kW | South of Lugo | 2015 | June Monthly Peak | 6 | 0
Portfolio AdjustedSize: 20 kW to 199.99 kWSouth of Lugo2015March Monthly Peak | Portfolio Adjusted | Size: 20 kW to 199.99 kW | South of Lugo | 2015 | March Monthly Peak | 3 | 0
Portfolio AdjustedSize: 20 kW to 199.99 kWSouth of Lugo2015May Monthly Peak | Portfolio Adjusted | Size: 20 kW to 199.99 kW | South of Lugo | 2015 | May Monthly Peak | 5 | 0
Portfolio AdjustedSize: 20 kW to 199.99 kWSouth of Lugo2015November Monthly Peak | Portfolio Adjusted | Size: 20 kW to 199.99 kW | South of Lugo | 2015 | November Monthly Peak | 11 | 0
Portfolio AdjustedSize: 20 kW to 199.99 kWSouth of Lugo2015October Monthly Peak | Portfolio Adjusted | Size: 20 kW to 199.99 kW | South of Lugo | 2015 | October Monthly Peak | 10 | 0
Portfolio AdjustedSize: 20 kW to 199.99 kWSouth of Lugo2015September Monthly Peak | Portfolio Adjusted | Size: 20 kW to 199.99 kW | South of Lugo | 2015 | September Monthly Peak | 9 | 0
Portfolio AdjustedSize: 20 kW to 199.99 kWSouth of Lugo2015Typical Event Day | Portfolio Adjusted | Size: 20 kW to 199.99 kW | South of Lugo | 2015 | Typical Event Day | 8 | 0
Portfolio AdjustedSize: 20 kW to 199.99 kWSouth of Lugo2016April Monthly Peak | Portfolio Adjusted | Size: 20 kW to 199.99 kW | South of Lugo | 2016 | April Monthly Peak | 4 | 0
Portfolio AdjustedSize: 20 kW to 199.99 kWSouth of Lugo2016August Monthly Peak | Portfolio Adjusted | Size: 20 kW to 199.99 kW | South of Lugo | 2016 | August Monthly Peak | 8 | 0
Portfolio AdjustedSize: 20 kW to 199.99 kWSouth of Lugo2016December Monthly Peak | Portfolio Adjusted | Size: 20 kW to 199.99 kW | South of Lugo | 2016 | December Monthly Peak | 12 | 0
Portfolio AdjustedSize: 20 kW to 199.99 kWSouth of Lugo2016February Monthly Peak | Portfolio Adjusted | Size: 20 kW to 199.99 kW | South of Lugo | 2016 | February Monthly Peak | 2 | 0
Portfolio AdjustedSize: 20 kW to 199.99 kWSouth of Lugo2016January Monthly Peak | Portfolio Adjusted | Size: 20 kW to 199.99 kW | South of Lugo | 2016 | January Monthly Peak | 1 | 0
Portfolio AdjustedSize: 20 kW to 199.99 kWSouth of Lugo2016July Monthly Peak | Portfolio Adjusted | Size: 20 kW to 199.99 kW | South of Lugo | 2016 | July Monthly Peak | 7 | 0
Portfolio AdjustedSize: 20 kW to 199.99 kWSouth of Lugo2016June Monthly Peak | Portfolio Adjusted | Size: 20 kW to 199.99 kW | South of Lugo | 2016 | June Monthly Peak | 6 | 0
Portfolio AdjustedSize: 20 kW to 199.99 kWSouth of Lugo2016March Monthly Peak | Portfolio Adjusted | Size: 20 kW to 199.99 kW | South of Lugo | 2016 | March Monthly Peak | 3 | 0
Portfolio AdjustedSize: 20 kW to 199.99 kWSouth of Lugo2016May Monthly Peak | Portfolio Adjusted | Size: 20 kW to 199.99 kW | South of Lugo | 2016 | May Monthly Peak | 5 | 0
Portfolio AdjustedSize: 20 kW to 199.99 kWSouth of Lugo2016November Monthly Peak | Portfolio Adjusted | Size: 20 kW to 199.99 kW | South of Lugo | 2016 | November Monthly Peak | 11 | 0
Portfolio AdjustedSize: 20 kW to 199.99 kWSouth of Lugo2016October Monthly Peak | Portfolio Adjusted | Size: 20 kW to 199.99 kW | South of Lugo | 2016 | October Monthly Peak | 10 | 0
Portfolio AdjustedSize: 20 kW to 199.99 kWSouth of Lugo2016September Monthly Peak | Portfolio Adjusted | Size: 20 kW to 199.99 kW | South of Lugo | 2016 | September Monthly Peak | 9 | 0
Portfolio AdjustedSize: 20 kW to 199.99 kWSouth of Lugo2016Typical Event Day | Portfolio Adjusted | Size: 20 kW to 199.99 kW | South of Lugo | 2016 | Typical Event Day | 8 | 0
Portfolio AdjustedSize: 20 kW to 199.99 kWSouth of Lugo2017April Monthly Peak | Portfolio Adjusted | Size: 20 kW to 199.99 kW | South of Lugo | 2017 | April Monthly Peak | 4 | 4313.6789
Portfolio AdjustedSize: 20 kW to 199.99 kWSouth of Lugo2017August Monthly Peak | Portfolio Adjusted | Size: 20 kW to 199.99 kW | South of Lugo | 2017 | August Monthly Peak | 8 | 4313.6789
Portfolio AdjustedSize: 20 kW to 199.99 kWSouth of Lugo2017December Monthly Peak | Portfolio Adjusted | Size: 20 kW to 199.99 kW | South of Lugo | 2017 | December Monthly Peak | 12 | 4313.6789
Portfolio AdjustedSize: 20 kW to 199.99 kWSouth of Lugo2017February Monthly Peak | Portfolio Adjusted | Size: 20 kW to 199.99 kW | South of Lugo | 2017 | February Monthly Peak | 2 | 0
Portfolio AdjustedSize: 20 kW to 199.99 kWSouth of Lugo2017January Monthly Peak | Portfolio Adjusted | Size: 20 kW to 199.99 kW | South of Lugo | 2017 | January Monthly Peak | 1 | 0
Portfolio AdjustedSize: 20 kW to 199.99 kWSouth of Lugo2017July Monthly Peak | Portfolio Adjusted | Size: 20 kW to 199.99 kW | South of Lugo | 2017 | July Monthly Peak | 7 | 4313.6789
Portfolio AdjustedSize: 20 kW to 199.99 kWSouth of Lugo2017June Monthly Peak | Portfolio Adjusted | Size: 20 kW to 199.99 kW | South of Lugo | 2017 | June Monthly Peak | 6 | 4313.6789
Portfolio AdjustedSize: 20 kW to 199.99 kWSouth of Lugo2017March Monthly Peak | Portfolio Adjusted | Size: 20 kW to 199.99 kW | South of Lugo | 2017 | March Monthly Peak | 3 | 0
Portfolio AdjustedSize: 20 kW to 199.99 kWSouth of Lugo2017May Monthly Peak | Portfolio Adjusted | Size: 20 kW to 199.99 kW | South of Lugo | 2017 | May Monthly Peak | 5 | 4313.6789
Portfolio AdjustedSize: 20 kW to 199.99 kWSouth of Lugo2017November Monthly Peak | Portfolio Adjusted | Size: 20 kW to 199.99 kW | South of Lugo | 2017 | November Monthly Peak | 11 | 4313.6789
Portfolio AdjustedSize: 20 kW to 199.99 kWSouth of Lugo2017October Monthly Peak | Portfolio Adjusted | Size: 20 kW to 199.99 kW | South of Lugo | 2017 | October Monthly Peak | 10 | 4313.6789
Portfolio AdjustedSize: 20 kW to 199.99 kWSouth of Lugo2017September Monthly Peak | Portfolio Adjusted | Size: 20 kW to 199.99 kW | South of Lugo | 2017 | September Monthly Peak | 9 | 4313.6789
Portfolio AdjustedSize: 20 kW to 199.99 kWSouth of Lugo2017Typical Event Day | Portfolio Adjusted | Size: 20 kW to 199.99 kW | South of Lugo | 2017 | Typical Event Day | 8 | 4313.6789
Portfolio AdjustedSize: 20 kW to 199.99 kWSouth of Lugo2018April Monthly Peak | Portfolio Adjusted | Size: 20 kW to 199.99 kW | South of Lugo | 2018 | April Monthly Peak | 4 | 1725.4716
Portfolio AdjustedSize: 20 kW to 199.99 kWSouth of Lugo2018August Monthly Peak | Portfolio Adjusted | Size: 20 kW to 199.99 kW | South of Lugo | 2018 | August Monthly Peak | 8 | 1725.4716
Portfolio AdjustedSize: 20 kW to 199.99 kWSouth of Lugo2018December Monthly Peak | Portfolio Adjusted | Size: 20 kW to 199.99 kW | South of Lugo | 2018 | December Monthly Peak | 12 | 1725.4716
Portfolio AdjustedSize: 20 kW to 199.99 kWSouth of Lugo2018February Monthly Peak | Portfolio Adjusted | Size: 20 kW to 199.99 kW | South of Lugo | 2018 | February Monthly Peak | 2 | 4313.6789
Portfolio AdjustedSize: 20 kW to 199.99 kWSouth of Lugo2018January Monthly Peak | Portfolio Adjusted | Size: 20 kW to 199.99 kW | South of Lugo | 2018 | January Monthly Peak | 1 | 4313.6789
Portfolio AdjustedSize: 20 kW to 199.99 kWSouth of Lugo2018July Monthly Peak | Portfolio Adjusted | Size: 20 kW to 199.99 kW | South of Lugo | 2018 | July Monthly Peak | 7 | 1725.4716
Portfolio AdjustedSize: 20 kW to 199.99 kWSouth of Lugo2018June Monthly Peak | Portfolio Adjusted | Size: 20 kW to 199.99 kW | South of Lugo | 2018 | June Monthly Peak | 6 | 1725.4716
Portfolio AdjustedSize: 20 kW to 199.99 kWSouth of Lugo2018March Monthly Peak | Portfolio Adjusted | Size: 20 kW to 199.99 kW | South of Lugo | 2018 | March Monthly Peak | 3 | 4313.6789
Portfolio AdjustedSize: 20 kW to 199.99 kWSouth of Lugo2018May Monthly Peak | Portfolio Adjusted | Size: 20 kW to 199.99 kW | South of Lugo | 2018 | May Monthly Peak | 5 | 1725.4716
Portfolio AdjustedSize: 20 kW to 199.99 kWSouth of Lugo2018November Monthly Peak | Portfolio Adjusted | Size: 20 kW to 199.99 kW | South of Lugo | 2018 | November Monthly Peak | 11 | 1725.4716
Portfolio AdjustedSize: 20 kW to 199.99 kWSouth of Lugo2018October Monthly Peak | Portfolio Adjusted | Size: 20 kW to 199.99 kW | South of Lugo | 2018 | October Monthly Peak | 10 | 1725.4716
Portfolio AdjustedSize: 20 kW to 199.99 kWSouth of Lugo2018September Monthly Peak | Portfolio Adjusted | Size: 20 kW to 199.99 kW | South of Lugo | 2018 | September Monthly Peak | 9 | 1725.4716
Portfolio AdjustedSize: 20 kW to 199.99 kWSouth of Lugo2018Typical Event Day | Portfolio Adjusted | Size: 20 kW to 199.99 kW | South of Lugo | 2018 | Typical Event Day | 8 | 1725.4716
Portfolio AdjustedSize: 20 kW to 199.99 kWSouth of Lugo2019April Monthly Peak | Portfolio Adjusted | Size: 20 kW to 199.99 kW | South of Lugo | 2019 | April Monthly Peak | 4 | 1781.0355
Portfolio AdjustedSize: 20 kW to 199.99 kWSouth of Lugo2019August Monthly Peak | Portfolio Adjusted | Size: 20 kW to 199.99 kW | South of Lugo | 2019 | August Monthly Peak | 8 | 1781.0355
Portfolio AdjustedSize: 20 kW to 199.99 kWSouth of Lugo2019December Monthly Peak | Portfolio Adjusted | Size: 20 kW to 199.99 kW | South of Lugo | 2019 | December Monthly Peak | 12 | 1781.0355
Portfolio AdjustedSize: 20 kW to 199.99 kWSouth of Lugo2019February Monthly Peak | Portfolio Adjusted | Size: 20 kW to 199.99 kW | South of Lugo | 2019 | February Monthly Peak | 2 | 1725.4716
Portfolio AdjustedSize: 20 kW to 199.99 kWSouth of Lugo2019January Monthly Peak | Portfolio Adjusted | Size: 20 kW to 199.99 kW | South of Lugo | 2019 | January Monthly Peak | 1 | 1725.4716
Portfolio AdjustedSize: 20 kW to 199.99 kWSouth of Lugo2019July Monthly Peak | Portfolio Adjusted | Size: 20 kW to 199.99 kW | South of Lugo | 2019 | July Monthly Peak | 7 | 1781.0355
Portfolio AdjustedSize: 20 kW to 199.99 kWSouth of Lugo2019June Monthly Peak | Portfolio Adjusted | Size: 20 kW to 199.99 kW | South of Lugo | 2019 | June Monthly Peak | 6 | 1781.0355
Portfolio AdjustedSize: 20 kW to 199.99 kWSouth of Lugo2019March Monthly Peak | Portfolio Adjusted | Size: 20 kW to 199.99 kW | South of Lugo | 2019 | March Monthly Peak | 3 | 1725.4716
Portfolio AdjustedSize: 20 kW to 199.99 kWSouth of Lugo2019May Monthly Peak | Portfolio Adjusted | Size: 20 kW to 199.99 kW | South of Lugo | 2019 | May Monthly Peak | 5 | 1781.0355
Portfolio AdjustedSize: 20 kW to 199.99 kWSouth of Lugo2019November Monthly Peak | Portfolio Adjusted | Size: 20 kW to 199.99 kW | South of Lugo | 2019 | November Monthly Peak | 11 | 1781.0355
Portfolio AdjustedSize: 20 kW to 199.99 kWSouth of Lugo2019October Monthly Peak | Portfolio Adjusted | Size: 20 kW to 199.99 kW | South of Lugo | 2019 | October Monthly Peak | 10 | 1781.0355
Portfolio AdjustedSize: 20 kW to 199.99 kWSouth of Lugo2019September Monthly Peak | Portfolio Adjusted | Size: 20 kW to 199.99 kW | South of Lugo | 2019 | September Monthly Peak | 9 | 1781.0355
Portfolio AdjustedSize: 20 kW to 199.99 kWSouth of Lugo2019Typical Event Day | Portfolio Adjusted | Size: 20 kW to 199.99 kW | South of Lugo | 2019 | Typical Event Day | 8 | 1781.0355
Portfolio AdjustedSize: 20 kW to 199.99 kWSouth of Lugo2020April Monthly Peak | Portfolio Adjusted | Size: 20 kW to 199.99 kW | South of Lugo | 2020 | April Monthly Peak | 4 | 1838.3888
Portfolio AdjustedSize: 20 kW to 199.99 kWSouth of Lugo2020August Monthly Peak | Portfolio Adjusted | Size: 20 kW to 199.99 kW | South of Lugo | 2020 | August Monthly Peak | 8 | 1838.3888
Portfolio AdjustedSize: 20 kW to 199.99 kWSouth of Lugo2020December Monthly Peak | Portfolio Adjusted | Size: 20 kW to 199.99 kW | South of Lugo | 2020 | December Monthly Peak | 12 | 1838.3888
Portfolio AdjustedSize: 20 kW to 199.99 kWSouth of Lugo2020February Monthly Peak | Portfolio Adjusted | Size: 20 kW to 199.99 kW | South of Lugo | 2020 | February Monthly Peak | 2 | 1781.0355
Portfolio AdjustedSize: 20 kW to 199.99 kWSouth of Lugo2020January Monthly Peak | Portfolio Adjusted | Size: 20 kW to 199.99 kW | South of Lugo | 2020 | January Monthly Peak | 1 | 1781.0355
Portfolio AdjustedSize: 20 kW to 199.99 kWSouth of Lugo2020July Monthly Peak | Portfolio Adjusted | Size: 20 kW to 199.99 kW | South of Lugo | 2020 | July Monthly Peak | 7 | 1838.3888
Portfolio AdjustedSize: 20 kW to 199.99 kWSouth of Lugo2020June Monthly Peak | Portfolio Adjusted | Size: 20 kW to 199.99 kW | South of Lugo | 2020 | June Monthly Peak | 6 | 1838.3888
Portfolio AdjustedSize: 20 kW to 199.99 kWSouth of Lugo2020March Monthly Peak | Portfolio Adjusted | Size: 20 kW to 199.99 kW | South of Lugo | 2020 | March Monthly Peak | 3 | 1781.0355
Portfolio AdjustedSize: 20 kW to 199.99 kWSouth of Lugo2020May Monthly Peak | Portfolio Adjusted | Size: 20 kW to 199.99 kW | South of Lugo | 2020 | May Monthly Peak | 5 | 1838.3888
Portfolio AdjustedSize: 20 kW to 199.99 kWSouth of Lugo2020November Monthly Peak | Portfolio Adjusted | Size: 20 kW to 199.99 kW | South of Lugo | 2020 | November Monthly Peak | 11 | 1838.3888
Portfolio AdjustedSize: 20 kW to 199.99 kWSouth of Lugo2020October Monthly Peak | Portfolio Adjusted | Size: 20 kW to 199.99 kW | South of Lugo | 2020 | October Monthly Peak | 10 | 1838.3888
Portfolio AdjustedSize: 20 kW to 199.99 kWSouth of Lugo2020September Monthly Peak | Portfolio Adjusted | Size: 20 kW to 199.99 kW | South of Lugo | 2020 | September Monthly Peak | 9 | 1838.3888
Portfolio AdjustedSize: 20 kW to 199.99 kWSouth of Lugo2020Typical Event Day | Portfolio Adjusted | Size: 20 kW to 199.99 kW | South of Lugo | 2020 | Typical Event Day | 8 | 1838.3888
Portfolio AdjustedSize: 20 kW to 199.99 kWSouth of Lugo2021April Monthly Peak | Portfolio Adjusted | Size: 20 kW to 199.99 kW | South of Lugo | 2021 | April Monthly Peak | 4 | 1897.5889
Portfolio AdjustedSize: 20 kW to 199.99 kWSouth of Lugo2021August Monthly Peak | Portfolio Adjusted | Size: 20 kW to 199.99 kW | South of Lugo | 2021 | August Monthly Peak | 8 | 1897.5889
Portfolio AdjustedSize: 20 kW to 199.99 kWSouth of Lugo2021December Monthly Peak | Portfolio Adjusted | Size: 20 kW to 199.99 kW | South of Lugo | 2021 | December Monthly Peak | 12 | 1897.5889
Portfolio AdjustedSize: 20 kW to 199.99 kWSouth of Lugo2021February Monthly Peak | Portfolio Adjusted | Size: 20 kW to 199.99 kW | South of Lugo | 2021 | February Monthly Peak | 2 | 1838.3888
Portfolio AdjustedSize: 20 kW to 199.99 kWSouth of Lugo2021January Monthly Peak | Portfolio Adjusted | Size: 20 kW to 199.99 kW | South of Lugo | 2021 | January Monthly Peak | 1 | 1838.3888
Portfolio AdjustedSize: 20 kW to 199.99 kWSouth of Lugo2021July Monthly Peak | Portfolio Adjusted | Size: 20 kW to 199.99 kW | South of Lugo | 2021 | July Monthly Peak | 7 | 1897.5889
Portfolio AdjustedSize: 20 kW to 199.99 kWSouth of Lugo2021June Monthly Peak | Portfolio Adjusted | Size: 20 kW to 199.99 kW | South of Lugo | 2021 | June Monthly Peak | 6 | 1897.5889
Portfolio AdjustedSize: 20 kW to 199.99 kWSouth of Lugo2021March Monthly Peak | Portfolio Adjusted | Size: 20 kW to 199.99 kW | South of Lugo | 2021 | March Monthly Peak | 3 | 1838.3888
Portfolio AdjustedSize: 20 kW to 199.99 kWSouth of Lugo2021May Monthly Peak | Portfolio Adjusted | Size: 20 kW to 199.99 kW | South of Lugo | 2021 | May Monthly Peak | 5 | 1897.5889
Portfolio AdjustedSize: 20 kW to 199.99 kWSouth of Lugo2021November Monthly Peak | Portfolio Adjusted | Size: 20 kW to 199.99 kW | South of Lugo | 2021 | November Monthly Peak | 11 | 1897.5889
Portfolio AdjustedSize: 20 kW to 199.99 kWSouth of Lugo2021October Monthly Peak | Portfolio Adjusted | Size: 20 kW to 199.99 kW | South of Lugo | 2021 | October Monthly Peak | 10 | 1897.5889
Portfolio AdjustedSize: 20 kW to 199.99 kWSouth of Lugo2021September Monthly Peak | Portfolio Adjusted | Size: 20 kW to 199.99 kW | South of Lugo | 2021 | September Monthly Peak | 9 | 1897.5889
Portfolio AdjustedSize: 20 kW to 199.99 kWSouth of Lugo2021Typical Event Day | Portfolio Adjusted | Size: 20 kW to 199.99 kW | South of Lugo | 2021 | Typical Event Day | 8 | 1897.5889
Portfolio AdjustedSize: 20 kW to 199.99 kWSouth of Lugo2022April Monthly Peak | Portfolio Adjusted | Size: 20 kW to 199.99 kW | South of Lugo | 2022 | April Monthly Peak | 4 | 1958.6954
Portfolio AdjustedSize: 20 kW to 199.99 kWSouth of Lugo2022August Monthly Peak | Portfolio Adjusted | Size: 20 kW to 199.99 kW | South of Lugo | 2022 | August Monthly Peak | 8 | 1958.6954
Portfolio AdjustedSize: 20 kW to 199.99 kWSouth of Lugo2022December Monthly Peak | Portfolio Adjusted | Size: 20 kW to 199.99 kW | South of Lugo | 2022 | December Monthly Peak | 12 | 1958.6954
Portfolio AdjustedSize: 20 kW to 199.99 kWSouth of Lugo2022February Monthly Peak | Portfolio Adjusted | Size: 20 kW to 199.99 kW | South of Lugo | 2022 | February Monthly Peak | 2 | 1897.5889
Portfolio AdjustedSize: 20 kW to 199.99 kWSouth of Lugo2022January Monthly Peak | Portfolio Adjusted | Size: 20 kW to 199.99 kW | South of Lugo | 2022 | January Monthly Peak | 1 | 1897.5889
Portfolio AdjustedSize: 20 kW to 199.99 kWSouth of Lugo2022July Monthly Peak | Portfolio Adjusted | Size: 20 kW to 199.99 kW | South of Lugo | 2022 | July Monthly Peak | 7 | 1958.6954
Portfolio AdjustedSize: 20 kW to 199.99 kWSouth of Lugo2022June Monthly Peak | Portfolio Adjusted | Size: 20 kW to 199.99 kW | South of Lugo | 2022 | June Monthly Peak | 6 | 1958.6954
Portfolio AdjustedSize: 20 kW to 199.99 kWSouth of Lugo2022March Monthly Peak | Portfolio Adjusted | Size: 20 kW to 199.99 kW | South of Lugo | 2022 | March Monthly Peak | 3 | 1897.5889
Portfolio AdjustedSize: 20 kW to 199.99 kWSouth of Lugo2022May Monthly Peak | Portfolio Adjusted | Size: 20 kW to 199.99 kW | South of Lugo | 2022 | May Monthly Peak | 5 | 1958.6954
Portfolio AdjustedSize: 20 kW to 199.99 kWSouth of Lugo2022November Monthly Peak | Portfolio Adjusted | Size: 20 kW to 199.99 kW | South of Lugo | 2022 | November Monthly Peak | 11 | 1958.6954
Portfolio AdjustedSize: 20 kW to 199.99 kWSouth of Lugo2022October Monthly Peak | Portfolio Adjusted | Size: 20 kW to 199.99 kW | South of Lugo | 2022 | October Monthly Peak | 10 | 1958.6954
Portfolio AdjustedSize: 20 kW to 199.99 kWSouth of Lugo2022September Monthly Peak | Portfolio Adjusted | Size: 20 kW to 199.99 kW | South of Lugo | 2022 | September Monthly Peak | 9 | 1958.6954
Portfolio AdjustedSize: 20 kW to 199.99 kWSouth of Lugo2022Typical Event Day | Portfolio Adjusted | Size: 20 kW to 199.99 kW | South of Lugo | 2022 | Typical Event Day | 8 | 1958.6954
Portfolio AdjustedSize: 20 kW to 199.99 kWSouth of Lugo2023April Monthly Peak | Portfolio Adjusted | Size: 20 kW to 199.99 kW | South of Lugo | 2023 | April Monthly Peak | 4 | 2021.7696
Portfolio AdjustedSize: 20 kW to 199.99 kWSouth of Lugo2023August Monthly Peak | Portfolio Adjusted | Size: 20 kW to 199.99 kW | South of Lugo | 2023 | August Monthly Peak | 8 | 2021.7696
Portfolio AdjustedSize: 20 kW to 199.99 kWSouth of Lugo2023December Monthly Peak | Portfolio Adjusted | Size: 20 kW to 199.99 kW | South of Lugo | 2023 | December Monthly Peak | 12 | 2021.7696
Portfolio AdjustedSize: 20 kW to 199.99 kWSouth of Lugo2023February Monthly Peak | Portfolio Adjusted | Size: 20 kW to 199.99 kW | South of Lugo | 2023 | February Monthly Peak | 2 | 1958.6954
Portfolio AdjustedSize: 20 kW to 199.99 kWSouth of Lugo2023January Monthly Peak | Portfolio Adjusted | Size: 20 kW to 199.99 kW | South of Lugo | 2023 | January Monthly Peak | 1 | 1958.6954
Portfolio AdjustedSize: 20 kW to 199.99 kWSouth of Lugo2023July Monthly Peak | Portfolio Adjusted | Size: 20 kW to 199.99 kW | South of Lugo | 2023 | July Monthly Peak | 7 | 2021.7696
Portfolio AdjustedSize: 20 kW to 199.99 kWSouth of Lugo2023June Monthly Peak | Portfolio Adjusted | Size: 20 kW to 199.99 kW | South of Lugo | 2023 | June Monthly Peak | 6 | 2021.7696
Portfolio AdjustedSize: 20 kW to 199.99 kWSouth of Lugo2023March Monthly Peak | Portfolio Adjusted | Size: 20 kW to 199.99 kW | South of Lugo | 2023 | March Monthly Peak | 3 | 1958.6954
Portfolio AdjustedSize: 20 kW to 199.99 kWSouth of Lugo2023May Monthly Peak | Portfolio Adjusted | Size: 20 kW to 199.99 kW | South of Lugo | 2023 | May Monthly Peak | 5 | 2021.7696
Portfolio AdjustedSize: 20 kW to 199.99 kWSouth of Lugo2023November Monthly Peak | Portfolio Adjusted | Size: 20 kW to 199.99 kW | South of Lugo | 2023 | November Monthly Peak | 11 | 2021.7696
Portfolio AdjustedSize: 20 kW to 199.99 kWSouth of Lugo2023October Monthly Peak | Portfolio Adjusted | Size: 20 kW to 199.99 kW | South of Lugo | 2023 | October Monthly Peak | 10 | 2021.7696
Portfolio AdjustedSize: 20 kW to 199.99 kWSouth of Lugo2023September Monthly Peak | Portfolio Adjusted | Size: 20 kW to 199.99 kW | South of Lugo | 2023 | September Monthly Peak | 9 | 2021.7696
Portfolio AdjustedSize: 20 kW to 199.99 kWSouth of Lugo2023Typical Event Day | Portfolio Adjusted | Size: 20 kW to 199.99 kW | South of Lugo | 2023 | Typical Event Day | 8 | 2021.7696
Portfolio AdjustedSize: 20 kW to 199.99 kWSouth of Lugo2024April Monthly Peak | Portfolio Adjusted | Size: 20 kW to 199.99 kW | South of Lugo | 2024 | April Monthly Peak | 4 | 2086.875
Portfolio AdjustedSize: 20 kW to 199.99 kWSouth of Lugo2024August Monthly Peak | Portfolio Adjusted | Size: 20 kW to 199.99 kW | South of Lugo | 2024 | August Monthly Peak | 8 | 2086.875
Portfolio AdjustedSize: 20 kW to 199.99 kWSouth of Lugo2024December Monthly Peak | Portfolio Adjusted | Size: 20 kW to 199.99 kW | South of Lugo | 2024 | December Monthly Peak | 12 | 2086.875
Portfolio AdjustedSize: 20 kW to 199.99 kWSouth of Lugo2024February Monthly Peak | Portfolio Adjusted | Size: 20 kW to 199.99 kW | South of Lugo | 2024 | February Monthly Peak | 2 | 2021.7696
Portfolio AdjustedSize: 20 kW to 199.99 kWSouth of Lugo2024January Monthly Peak | Portfolio Adjusted | Size: 20 kW to 199.99 kW | South of Lugo | 2024 | January Monthly Peak | 1 | 2021.7696
Portfolio AdjustedSize: 20 kW to 199.99 kWSouth of Lugo2024July Monthly Peak | Portfolio Adjusted | Size: 20 kW to 199.99 kW | South of Lugo | 2024 | July Monthly Peak | 7 | 2086.875
Portfolio AdjustedSize: 20 kW to 199.99 kWSouth of Lugo2024June Monthly Peak | Portfolio Adjusted | Size: 20 kW to 199.99 kW | South of Lugo | 2024 | June Monthly Peak | 6 | 2086.875
Portfolio AdjustedSize: 20 kW to 199.99 kWSouth of Lugo2024March Monthly Peak | Portfolio Adjusted | Size: 20 kW to 199.99 kW | South of Lugo | 2024 | March Monthly Peak | 3 | 2021.7696
Portfolio AdjustedSize: 20 kW to 199.99 kWSouth of Lugo2024May Monthly Peak | Portfolio Adjusted | Size: 20 kW to 199.99 kW | South of Lugo | 2024 | May Monthly Peak | 5 | 2086.875
Portfolio AdjustedSize: 20 kW to 199.99 kWSouth of Lugo2024November Monthly Peak | Portfolio Adjusted | Size: 20 kW to 199.99 kW | South of Lugo | 2024 | November Monthly Peak | 11 | 2086.875
Portfolio AdjustedSize: 20 kW to 199.99 kWSouth of Lugo2024October Monthly Peak | Portfolio Adjusted | Size: 20 kW to 199.99 kW | South of Lugo | 2024 | October Monthly Peak | 10 | 2086.875
Portfolio AdjustedSize: 20 kW to 199.99 kWSouth of Lugo2024September Monthly Peak | Portfolio Adjusted | Size: 20 kW to 199.99 kW | South of Lugo | 2024 | September Monthly Peak | 9 | 2086.875
Portfolio AdjustedSize: 20 kW to 199.99 kWSouth of Lugo2024Typical Event Day | Portfolio Adjusted | Size: 20 kW to 199.99 kW | South of Lugo | 2024 | Typical Event Day | 8 | 2086.875
Portfolio AdjustedSize: 20 kW to 199.99 kWSouth of Lugo2025April Monthly Peak | Portfolio Adjusted | Size: 20 kW to 199.99 kW | South of Lugo | 2025 | April Monthly Peak | 4 | 2154.077
Portfolio AdjustedSize: 20 kW to 199.99 kWSouth of Lugo2025August Monthly Peak | Portfolio Adjusted | Size: 20 kW to 199.99 kW | South of Lugo | 2025 | August Monthly Peak | 8 | 2154.077
Portfolio AdjustedSize: 20 kW to 199.99 kWSouth of Lugo2025December Monthly Peak | Portfolio Adjusted | Size: 20 kW to 199.99 kW | South of Lugo | 2025 | December Monthly Peak | 12 | 2154.077
Portfolio AdjustedSize: 20 kW to 199.99 kWSouth of Lugo2025February Monthly Peak | Portfolio Adjusted | Size: 20 kW to 199.99 kW | South of Lugo | 2025 | February Monthly Peak | 2 | 2086.875
Portfolio AdjustedSize: 20 kW to 199.99 kWSouth of Lugo2025January Monthly Peak | Portfolio Adjusted | Size: 20 kW to 199.99 kW | South of Lugo | 2025 | January Monthly Peak | 1 | 2086.875
Portfolio AdjustedSize: 20 kW to 199.99 kWSouth of Lugo2025July Monthly Peak | Portfolio Adjusted | Size: 20 kW to 199.99 kW | South of Lugo | 2025 | July Monthly Peak | 7 | 2154.077
Portfolio AdjustedSize: 20 kW to 199.99 kWSouth of Lugo2025June Monthly Peak | Portfolio Adjusted | Size: 20 kW to 199.99 kW | South of Lugo | 2025 | June Monthly Peak | 6 | 2154.077
Portfolio AdjustedSize: 20 kW to 199.99 kWSouth of Lugo2025March Monthly Peak | Portfolio Adjusted | Size: 20 kW to 199.99 kW | South of Lugo | 2025 | March Monthly Peak | 3 | 2086.875
Portfolio AdjustedSize: 20 kW to 199.99 kWSouth of Lugo2025May Monthly Peak | Portfolio Adjusted | Size: 20 kW to 199.99 kW | South of Lugo | 2025 | May Monthly Peak | 5 | 2154.077
Portfolio AdjustedSize: 20 kW to 199.99 kWSouth of Lugo2025November Monthly Peak | Portfolio Adjusted | Size: 20 kW to 199.99 kW | South of Lugo | 2025 | November Monthly Peak | 11 | 2154.077
Portfolio AdjustedSize: 20 kW to 199.99 kWSouth of Lugo2025October Monthly Peak | Portfolio Adjusted | Size: 20 kW to 199.99 kW | South of Lugo | 2025 | October Monthly Peak | 10 | 2154.077
Portfolio AdjustedSize: 20 kW to 199.99 kWSouth of Lugo2025September Monthly Peak | Portfolio Adjusted | Size: 20 kW to 199.99 kW | South of Lugo | 2025 | September Monthly Peak | 9 | 2154.077
Portfolio AdjustedSize: 20 kW to 199.99 kWSouth of Lugo2025Typical Event Day | Portfolio Adjusted | Size: 20 kW to 199.99 kW | South of Lugo | 2025 | Typical Event Day | 8 | 2154.077
Portfolio AdjustedSize: Over 200kWAll2015April Monthly Peak | Portfolio Adjusted | Size: Over 200kW | All | 2015 | April Monthly Peak | 4 | 2545.8999
Portfolio AdjustedSize: Over 200kWAll2015August Monthly Peak | Portfolio Adjusted | Size: Over 200kW | All | 2015 | August Monthly Peak | 8 | 2559.8999
Portfolio AdjustedSize: Over 200kWAll2015December Monthly Peak | Portfolio Adjusted | Size: Over 200kW | All | 2015 | December Monthly Peak | 12 | 2573.8999
Portfolio AdjustedSize: Over 200kWAll2015February Monthly Peak | Portfolio Adjusted | Size: Over 200kW | All | 2015 | February Monthly Peak | 2 | 2538.8999
Portfolio AdjustedSize: Over 200kWAll2015January Monthly Peak | Portfolio Adjusted | Size: Over 200kW | All | 2015 | January Monthly Peak | 1 | 2538.8999
Portfolio AdjustedSize: Over 200kWAll2015July Monthly Peak | Portfolio Adjusted | Size: Over 200kW | All | 2015 | July Monthly Peak | 7 | 2556.3999
Portfolio AdjustedSize: Over 200kWAll2015June Monthly Peak | Portfolio Adjusted | Size: Over 200kW | All | 2015 | June Monthly Peak | 6 | 2552.8999
Portfolio AdjustedSize: Over 200kWAll2015March Monthly Peak | Portfolio Adjusted | Size: Over 200kW | All | 2015 | March Monthly Peak | 3 | 2542.3999
Portfolio AdjustedSize: Over 200kWAll2015May Monthly Peak | Portfolio Adjusted | Size: Over 200kW | All | 2015 | May Monthly Peak | 5 | 2549.3999
Portfolio AdjustedSize: Over 200kWAll2015November Monthly Peak | Portfolio Adjusted | Size: Over 200kW | All | 2015 | November Monthly Peak | 11 | 2570.3999
Portfolio AdjustedSize: Over 200kWAll2015October Monthly Peak | Portfolio Adjusted | Size: Over 200kW | All | 2015 | October Monthly Peak | 10 | 2566.8999
Portfolio AdjustedSize: Over 200kWAll2015September Monthly Peak | Portfolio Adjusted | Size: Over 200kW | All | 2015 | September Monthly Peak | 9 | 2563.3999
Portfolio AdjustedSize: Over 200kWAll2015Typical Event Day | Portfolio Adjusted | Size: Over 200kW | All | 2015 | Typical Event Day | 8 | 2559.8999
Portfolio AdjustedSize: Over 200kWAll2016April Monthly Peak | Portfolio Adjusted | Size: Over 200kW | All | 2016 | April Monthly Peak | 4 | 2573.8999
Portfolio AdjustedSize: Over 200kWAll2016August Monthly Peak | Portfolio Adjusted | Size: Over 200kW | All | 2016 | August Monthly Peak | 8 | 2573.8999
Portfolio AdjustedSize: Over 200kWAll2016December Monthly Peak | Portfolio Adjusted | Size: Over 200kW | All | 2016 | December Monthly Peak | 12 | 2656.7851
Portfolio AdjustedSize: Over 200kWAll2016February Monthly Peak | Portfolio Adjusted | Size: Over 200kW | All | 2016 | February Monthly Peak | 2 | 2573.8999
Portfolio AdjustedSize: Over 200kWAll2016January Monthly Peak | Portfolio Adjusted | Size: Over 200kW | All | 2016 | January Monthly Peak | 1 | 2573.8999
Portfolio AdjustedSize: Over 200kWAll2016July Monthly Peak | Portfolio Adjusted | Size: Over 200kW | All | 2016 | July Monthly Peak | 7 | 2573.8999
Portfolio AdjustedSize: Over 200kWAll2016June Monthly Peak | Portfolio Adjusted | Size: Over 200kW | All | 2016 | June Monthly Peak | 6 | 2573.8999
Portfolio AdjustedSize: Over 200kWAll2016March Monthly Peak | Portfolio Adjusted | Size: Over 200kW | All | 2016 | March Monthly Peak | 3 | 2573.8999
Portfolio AdjustedSize: Over 200kWAll2016May Monthly Peak | Portfolio Adjusted | Size: Over 200kW | All | 2016 | May Monthly Peak | 5 | 2573.8999
Portfolio AdjustedSize: Over 200kWAll2016November Monthly Peak | Portfolio Adjusted | Size: Over 200kW | All | 2016 | November Monthly Peak | 11 | 2573.8999
Portfolio AdjustedSize: Over 200kWAll2016October Monthly Peak | Portfolio Adjusted | Size: Over 200kW | All | 2016 | October Monthly Peak | 10 | 2573.8999
Portfolio AdjustedSize: Over 200kWAll2016September Monthly Peak | Portfolio Adjusted | Size: Over 200kW | All | 2016 | September Monthly Peak | 9 | 2573.8999
Portfolio AdjustedSize: Over 200kWAll2016Typical Event Day | Portfolio Adjusted | Size: Over 200kW | All | 2016 | Typical Event Day | 8 | 2573.8999
Portfolio AdjustedSize: Over 200kWAll2017April Monthly Peak | Portfolio Adjusted | Size: Over 200kW | All | 2017 | April Monthly Peak | 4 | 2656.7851
Portfolio AdjustedSize: Over 200kWAll2017August Monthly Peak | Portfolio Adjusted | Size: Over 200kW | All | 2017 | August Monthly Peak | 8 | 2656.7851
Portfolio AdjustedSize: Over 200kWAll2017December Monthly Peak | Portfolio Adjusted | Size: Over 200kW | All | 2017 | December Monthly Peak | 12 | 2742.3394
Portfolio AdjustedSize: Over 200kWAll2017February Monthly Peak | Portfolio Adjusted | Size: Over 200kW | All | 2017 | February Monthly Peak | 2 | 2656.7851
Portfolio AdjustedSize: Over 200kWAll2017January Monthly Peak | Portfolio Adjusted | Size: Over 200kW | All | 2017 | January Monthly Peak | 1 | 2656.7851
Portfolio AdjustedSize: Over 200kWAll2017July Monthly Peak | Portfolio Adjusted | Size: Over 200kW | All | 2017 | July Monthly Peak | 7 | 2656.7851
Portfolio AdjustedSize: Over 200kWAll2017June Monthly Peak | Portfolio Adjusted | Size: Over 200kW | All | 2017 | June Monthly Peak | 6 | 2656.7851
Portfolio AdjustedSize: Over 200kWAll2017March Monthly Peak | Portfolio Adjusted | Size: Over 200kW | All | 2017 | March Monthly Peak | 3 | 2656.7851
Portfolio AdjustedSize: Over 200kWAll2017May Monthly Peak | Portfolio Adjusted | Size: Over 200kW | All | 2017 | May Monthly Peak | 5 | 2656.7851
Portfolio AdjustedSize: Over 200kWAll2017November Monthly Peak | Portfolio Adjusted | Size: Over 200kW | All | 2017 | November Monthly Peak | 11 | 2656.7851
Portfolio AdjustedSize: Over 200kWAll2017October Monthly Peak | Portfolio Adjusted | Size: Over 200kW | All | 2017 | October Monthly Peak | 10 | 2656.7851
Portfolio AdjustedSize: Over 200kWAll2017September Monthly Peak | Portfolio Adjusted | Size: Over 200kW | All | 2017 | September Monthly Peak | 9 | 2656.7851
Portfolio AdjustedSize: Over 200kWAll2017Typical Event Day | Portfolio Adjusted | Size: Over 200kW | All | 2017 | Typical Event Day | 8 | 2656.7851
Portfolio AdjustedSize: Over 200kWAll2018April Monthly Peak | Portfolio Adjusted | Size: Over 200kW | All | 2018 | April Monthly Peak | 4 | 2742.3394
Portfolio AdjustedSize: Over 200kWAll2018August Monthly Peak | Portfolio Adjusted | Size: Over 200kW | All | 2018 | August Monthly Peak | 8 | 2742.3394
Portfolio AdjustedSize: Over 200kWAll2018December Monthly Peak | Portfolio Adjusted | Size: Over 200kW | All | 2018 | December Monthly Peak | 12 | 2830.6487
Portfolio AdjustedSize: Over 200kWAll2018February Monthly Peak | Portfolio Adjusted | Size: Over 200kW | All | 2018 | February Monthly Peak | 2 | 2742.3394
Portfolio AdjustedSize: Over 200kWAll2018January Monthly Peak | Portfolio Adjusted | Size: Over 200kW | All | 2018 | January Monthly Peak | 1 | 2742.3394
Portfolio AdjustedSize: Over 200kWAll2018July Monthly Peak | Portfolio Adjusted | Size: Over 200kW | All | 2018 | July Monthly Peak | 7 | 2742.3394
Portfolio AdjustedSize: Over 200kWAll2018June Monthly Peak | Portfolio Adjusted | Size: Over 200kW | All | 2018 | June Monthly Peak | 6 | 2742.3394
Portfolio AdjustedSize: Over 200kWAll2018March Monthly Peak | Portfolio Adjusted | Size: Over 200kW | All | 2018 | March Monthly Peak | 3 | 2742.3394
Portfolio AdjustedSize: Over 200kWAll2018May Monthly Peak | Portfolio Adjusted | Size: Over 200kW | All | 2018 | May Monthly Peak | 5 | 2742.3394
Portfolio AdjustedSize: Over 200kWAll2018November Monthly Peak | Portfolio Adjusted | Size: Over 200kW | All | 2018 | November Monthly Peak | 11 | 2742.3394
Portfolio AdjustedSize: Over 200kWAll2018October Monthly Peak | Portfolio Adjusted | Size: Over 200kW | All | 2018 | October Monthly Peak | 10 | 2742.3394
Portfolio AdjustedSize: Over 200kWAll2018September Monthly Peak | Portfolio Adjusted | Size: Over 200kW | All | 2018 | September Monthly Peak | 9 | 2742.3394
Portfolio AdjustedSize: Over 200kWAll2018Typical Event Day | Portfolio Adjusted | Size: Over 200kW | All | 2018 | Typical Event Day | 8 | 2742.3394
Portfolio AdjustedSize: Over 200kWAll2019April Monthly Peak | Portfolio Adjusted | Size: Over 200kW | All | 2019 | April Monthly Peak | 4 | 2830.6487
Portfolio AdjustedSize: Over 200kWAll2019August Monthly Peak | Portfolio Adjusted | Size: Over 200kW | All | 2019 | August Monthly Peak | 8 | 2830.6487
Portfolio AdjustedSize: Over 200kWAll2019December Monthly Peak | Portfolio Adjusted | Size: Over 200kW | All | 2019 | December Monthly Peak | 12 | 2921.8018
Portfolio AdjustedSize: Over 200kWAll2019February Monthly Peak | Portfolio Adjusted | Size: Over 200kW | All | 2019 | February Monthly Peak | 2 | 2830.6487
Portfolio AdjustedSize: Over 200kWAll2019January Monthly Peak | Portfolio Adjusted | Size: Over 200kW | All | 2019 | January Monthly Peak | 1 | 2830.6487
Portfolio AdjustedSize: Over 200kWAll2019July Monthly Peak | Portfolio Adjusted | Size: Over 200kW | All | 2019 | July Monthly Peak | 7 | 2830.6487
Portfolio AdjustedSize: Over 200kWAll2019June Monthly Peak | Portfolio Adjusted | Size: Over 200kW | All | 2019 | June Monthly Peak | 6 | 2830.6487
Portfolio AdjustedSize: Over 200kWAll2019March Monthly Peak | Portfolio Adjusted | Size: Over 200kW | All | 2019 | March Monthly Peak | 3 | 2830.6487
Portfolio AdjustedSize: Over 200kWAll2019May Monthly Peak | Portfolio Adjusted | Size: Over 200kW | All | 2019 | May Monthly Peak | 5 | 2830.6487
Portfolio AdjustedSize: Over 200kWAll2019November Monthly Peak | Portfolio Adjusted | Size: Over 200kW | All | 2019 | November Monthly Peak | 11 | 2830.6487
Portfolio AdjustedSize: Over 200kWAll2019October Monthly Peak | Portfolio Adjusted | Size: Over 200kW | All | 2019 | October Monthly Peak | 10 | 2830.6487
Portfolio AdjustedSize: Over 200kWAll2019September Monthly Peak | Portfolio Adjusted | Size: Over 200kW | All | 2019 | September Monthly Peak | 9 | 2830.6487
Portfolio AdjustedSize: Over 200kWAll2019Typical Event Day | Portfolio Adjusted | Size: Over 200kW | All | 2019 | Typical Event Day | 8 | 2830.6487
Portfolio AdjustedSize: Over 200kWAll2020April Monthly Peak | Portfolio Adjusted | Size: Over 200kW | All | 2020 | April Monthly Peak | 4 | 2921.8018
Portfolio AdjustedSize: Over 200kWAll2020August Monthly Peak | Portfolio Adjusted | Size: Over 200kW | All | 2020 | August Monthly Peak | 8 | 2921.8018
Portfolio AdjustedSize: Over 200kWAll2020December Monthly Peak | Portfolio Adjusted | Size: Over 200kW | All | 2020 | December Monthly Peak | 12 | 3015.8902
Portfolio AdjustedSize: Over 200kWAll2020February Monthly Peak | Portfolio Adjusted | Size: Over 200kW | All | 2020 | February Monthly Peak | 2 | 2921.8018
Portfolio AdjustedSize: Over 200kWAll2020January Monthly Peak | Portfolio Adjusted | Size: Over 200kW | All | 2020 | January Monthly Peak | 1 | 2921.8018
Portfolio AdjustedSize: Over 200kWAll2020July Monthly Peak | Portfolio Adjusted | Size: Over 200kW | All | 2020 | July Monthly Peak | 7 | 2921.8018
Portfolio AdjustedSize: Over 200kWAll2020June Monthly Peak | Portfolio Adjusted | Size: Over 200kW | All | 2020 | June Monthly Peak | 6 | 2921.8018
Portfolio AdjustedSize: Over 200kWAll2020March Monthly Peak | Portfolio Adjusted | Size: Over 200kW | All | 2020 | March Monthly Peak | 3 | 2921.8018
Portfolio AdjustedSize: Over 200kWAll2020May Monthly Peak | Portfolio Adjusted | Size: Over 200kW | All | 2020 | May Monthly Peak | 5 | 2921.8018
Portfolio AdjustedSize: Over 200kWAll2020November Monthly Peak | Portfolio Adjusted | Size: Over 200kW | All | 2020 | November Monthly Peak | 11 | 2921.8018
Portfolio AdjustedSize: Over 200kWAll2020October Monthly Peak | Portfolio Adjusted | Size: Over 200kW | All | 2020 | October Monthly Peak | 10 | 2921.8018
Portfolio AdjustedSize: Over 200kWAll2020September Monthly Peak | Portfolio Adjusted | Size: Over 200kW | All | 2020 | September Monthly Peak | 9 | 2921.8018
Portfolio AdjustedSize: Over 200kWAll2020Typical Event Day | Portfolio Adjusted | Size: Over 200kW | All | 2020 | Typical Event Day | 8 | 2921.8018
Portfolio AdjustedSize: Over 200kWAll2021April Monthly Peak | Portfolio Adjusted | Size: Over 200kW | All | 2021 | April Monthly Peak | 4 | 3015.8902
Portfolio AdjustedSize: Over 200kWAll2021August Monthly Peak | Portfolio Adjusted | Size: Over 200kW | All | 2021 | August Monthly Peak | 8 | 3015.8902
Portfolio AdjustedSize: Over 200kWAll2021December Monthly Peak | Portfolio Adjusted | Size: Over 200kW | All | 2021 | December Monthly Peak | 12 | 3113.0084
Portfolio AdjustedSize: Over 200kWAll2021February Monthly Peak | Portfolio Adjusted | Size: Over 200kW | All | 2021 | February Monthly Peak | 2 | 3015.8902
Portfolio AdjustedSize: Over 200kWAll2021January Monthly Peak | Portfolio Adjusted | Size: Over 200kW | All | 2021 | January Monthly Peak | 1 | 3015.8902
Portfolio AdjustedSize: Over 200kWAll2021July Monthly Peak | Portfolio Adjusted | Size: Over 200kW | All | 2021 | July Monthly Peak | 7 | 3015.8902
Portfolio AdjustedSize: Over 200kWAll2021June Monthly Peak | Portfolio Adjusted | Size: Over 200kW | All | 2021 | June Monthly Peak | 6 | 3015.8902
Portfolio AdjustedSize: Over 200kWAll2021March Monthly Peak | Portfolio Adjusted | Size: Over 200kW | All | 2021 | March Monthly Peak | 3 | 3015.8902
Portfolio AdjustedSize: Over 200kWAll2021May Monthly Peak | Portfolio Adjusted | Size: Over 200kW | All | 2021 | May Monthly Peak | 5 | 3015.8902
Portfolio AdjustedSize: Over 200kWAll2021November Monthly Peak | Portfolio Adjusted | Size: Over 200kW | All | 2021 | November Monthly Peak | 11 | 3015.8902
Portfolio AdjustedSize: Over 200kWAll2021October Monthly Peak | Portfolio Adjusted | Size: Over 200kW | All | 2021 | October Monthly Peak | 10 | 3015.8902
Portfolio AdjustedSize: Over 200kWAll2021September Monthly Peak | Portfolio Adjusted | Size: Over 200kW | All | 2021 | September Monthly Peak | 9 | 3015.8902
Portfolio AdjustedSize: Over 200kWAll2021Typical Event Day | Portfolio Adjusted | Size: Over 200kW | All | 2021 | Typical Event Day | 8 | 3015.8902
Portfolio AdjustedSize: Over 200kWAll2022April Monthly Peak | Portfolio Adjusted | Size: Over 200kW | All | 2022 | April Monthly Peak | 4 | 3113.0084
Portfolio AdjustedSize: Over 200kWAll2022August Monthly Peak | Portfolio Adjusted | Size: Over 200kW | All | 2022 | August Monthly Peak | 8 | 3113.0084
Portfolio AdjustedSize: Over 200kWAll2022December Monthly Peak | Portfolio Adjusted | Size: Over 200kW | All | 2022 | December Monthly Peak | 12 | 3213.2541
Portfolio AdjustedSize: Over 200kWAll2022February Monthly Peak | Portfolio Adjusted | Size: Over 200kW | All | 2022 | February Monthly Peak | 2 | 3113.0084
Portfolio AdjustedSize: Over 200kWAll2022January Monthly Peak | Portfolio Adjusted | Size: Over 200kW | All | 2022 | January Monthly Peak | 1 | 3113.0084
Portfolio AdjustedSize: Over 200kWAll2022July Monthly Peak | Portfolio Adjusted | Size: Over 200kW | All | 2022 | July Monthly Peak | 7 | 3113.0084
Portfolio AdjustedSize: Over 200kWAll2022June Monthly Peak | Portfolio Adjusted | Size: Over 200kW | All | 2022 | June Monthly Peak | 6 | 3113.0084
Portfolio AdjustedSize: Over 200kWAll2022March Monthly Peak | Portfolio Adjusted | Size: Over 200kW | All | 2022 | March Monthly Peak | 3 | 3113.0084
Portfolio AdjustedSize: Over 200kWAll2022May Monthly Peak | Portfolio Adjusted | Size: Over 200kW | All | 2022 | May Monthly Peak | 5 | 3113.0084
Portfolio AdjustedSize: Over 200kWAll2022November Monthly Peak | Portfolio Adjusted | Size: Over 200kW | All | 2022 | November Monthly Peak | 11 | 3113.0084
Portfolio AdjustedSize: Over 200kWAll2022October Monthly Peak | Portfolio Adjusted | Size: Over 200kW | All | 2022 | October Monthly Peak | 10 | 3113.0084
Portfolio AdjustedSize: Over 200kWAll2022September Monthly Peak | Portfolio Adjusted | Size: Over 200kW | All | 2022 | September Monthly Peak | 9 | 3113.0084
Portfolio AdjustedSize: Over 200kWAll2022Typical Event Day | Portfolio Adjusted | Size: Over 200kW | All | 2022 | Typical Event Day | 8 | 3113.0084
Portfolio AdjustedSize: Over 200kWAll2023April Monthly Peak | Portfolio Adjusted | Size: Over 200kW | All | 2023 | April Monthly Peak | 4 | 3213.2541
Portfolio AdjustedSize: Over 200kWAll2023August Monthly Peak | Portfolio Adjusted | Size: Over 200kW | All | 2023 | August Monthly Peak | 8 | 3213.2541
Portfolio AdjustedSize: Over 200kWAll2023December Monthly Peak | Portfolio Adjusted | Size: Over 200kW | All | 2023 | December Monthly Peak | 12 | 3316.7279
Portfolio AdjustedSize: Over 200kWAll2023February Monthly Peak | Portfolio Adjusted | Size: Over 200kW | All | 2023 | February Monthly Peak | 2 | 3213.2541
Portfolio AdjustedSize: Over 200kWAll2023January Monthly Peak | Portfolio Adjusted | Size: Over 200kW | All | 2023 | January Monthly Peak | 1 | 3213.2541
Portfolio AdjustedSize: Over 200kWAll2023July Monthly Peak | Portfolio Adjusted | Size: Over 200kW | All | 2023 | July Monthly Peak | 7 | 3213.2541
Portfolio AdjustedSize: Over 200kWAll2023June Monthly Peak | Portfolio Adjusted | Size: Over 200kW | All | 2023 | June Monthly Peak | 6 | 3213.2541
Portfolio AdjustedSize: Over 200kWAll2023March Monthly Peak | Portfolio Adjusted | Size: Over 200kW | All | 2023 | March Monthly Peak | 3 | 3213.2541
Portfolio AdjustedSize: Over 200kWAll2023May Monthly Peak | Portfolio Adjusted | Size: Over 200kW | All | 2023 | May Monthly Peak | 5 | 3213.2541
Portfolio AdjustedSize: Over 200kWAll2023November Monthly Peak | Portfolio Adjusted | Size: Over 200kW | All | 2023 | November Monthly Peak | 11 | 3213.2541
Portfolio AdjustedSize: Over 200kWAll2023October Monthly Peak | Portfolio Adjusted | Size: Over 200kW | All | 2023 | October Monthly Peak | 10 | 3213.2541
Portfolio AdjustedSize: Over 200kWAll2023September Monthly Peak | Portfolio Adjusted | Size: Over 200kW | All | 2023 | September Monthly Peak | 9 | 3213.2541
Portfolio AdjustedSize: Over 200kWAll2023Typical Event Day | Portfolio Adjusted | Size: Over 200kW | All | 2023 | Typical Event Day | 8 | 3213.2541
Portfolio AdjustedSize: Over 200kWAll2024April Monthly Peak | Portfolio Adjusted | Size: Over 200kW | All | 2024 | April Monthly Peak | 4 | 3316.7279
Portfolio AdjustedSize: Over 200kWAll2024August Monthly Peak | Portfolio Adjusted | Size: Over 200kW | All | 2024 | August Monthly Peak | 8 | 3316.7279
Portfolio AdjustedSize: Over 200kWAll2024December Monthly Peak | Portfolio Adjusted | Size: Over 200kW | All | 2024 | December Monthly Peak | 12 | 3423.5337
Portfolio AdjustedSize: Over 200kWAll2024February Monthly Peak | Portfolio Adjusted | Size: Over 200kW | All | 2024 | February Monthly Peak | 2 | 3316.7279
Portfolio AdjustedSize: Over 200kWAll2024January Monthly Peak | Portfolio Adjusted | Size: Over 200kW | All | 2024 | January Monthly Peak | 1 | 3316.7279
Portfolio AdjustedSize: Over 200kWAll2024July Monthly Peak | Portfolio Adjusted | Size: Over 200kW | All | 2024 | July Monthly Peak | 7 | 3316.7279
Portfolio AdjustedSize: Over 200kWAll2024June Monthly Peak | Portfolio Adjusted | Size: Over 200kW | All | 2024 | June Monthly Peak | 6 | 3316.7279
Portfolio AdjustedSize: Over 200kWAll2024March Monthly Peak | Portfolio Adjusted | Size: Over 200kW | All | 2024 | March Monthly Peak | 3 | 3316.7279
Portfolio AdjustedSize: Over 200kWAll2024May Monthly Peak | Portfolio Adjusted | Size: Over 200kW | All | 2024 | May Monthly Peak | 5 | 3316.7279
Portfolio AdjustedSize: Over 200kWAll2024November Monthly Peak | Portfolio Adjusted | Size: Over 200kW | All | 2024 | November Monthly Peak | 11 | 3316.7279
Portfolio AdjustedSize: Over 200kWAll2024October Monthly Peak | Portfolio Adjusted | Size: Over 200kW | All | 2024 | October Monthly Peak | 10 | 3316.7279
Portfolio AdjustedSize: Over 200kWAll2024September Monthly Peak | Portfolio Adjusted | Size: Over 200kW | All | 2024 | September Monthly Peak | 9 | 3316.7279
Portfolio AdjustedSize: Over 200kWAll2024Typical Event Day | Portfolio Adjusted | Size: Over 200kW | All | 2024 | Typical Event Day | 8 | 3316.7279
Portfolio AdjustedSize: Over 200kWAll2025April Monthly Peak | Portfolio Adjusted | Size: Over 200kW | All | 2025 | April Monthly Peak | 4 | 3423.5337
Portfolio AdjustedSize: Over 200kWAll2025August Monthly Peak | Portfolio Adjusted | Size: Over 200kW | All | 2025 | August Monthly Peak | 8 | 3423.5337
Portfolio AdjustedSize: Over 200kWAll2025December Monthly Peak | Portfolio Adjusted | Size: Over 200kW | All | 2025 | December Monthly Peak | 12 | 3533.779
Portfolio AdjustedSize: Over 200kWAll2025February Monthly Peak | Portfolio Adjusted | Size: Over 200kW | All | 2025 | February Monthly Peak | 2 | 3423.5337
Portfolio AdjustedSize: Over 200kWAll2025January Monthly Peak | Portfolio Adjusted | Size: Over 200kW | All | 2025 | January Monthly Peak | 1 | 3423.5337
Portfolio AdjustedSize: Over 200kWAll2025July Monthly Peak | Portfolio Adjusted | Size: Over 200kW | All | 2025 | July Monthly Peak | 7 | 3423.5337
Portfolio AdjustedSize: Over 200kWAll2025June Monthly Peak | Portfolio Adjusted | Size: Over 200kW | All | 2025 | June Monthly Peak | 6 | 3423.5337
Portfolio AdjustedSize: Over 200kWAll2025March Monthly Peak | Portfolio Adjusted | Size: Over 200kW | All | 2025 | March Monthly Peak | 3 | 3423.5337
Portfolio AdjustedSize: Over 200kWAll2025May Monthly Peak | Portfolio Adjusted | Size: Over 200kW | All | 2025 | May Monthly Peak | 5 | 3423.5337
Portfolio AdjustedSize: Over 200kWAll2025November Monthly Peak | Portfolio Adjusted | Size: Over 200kW | All | 2025 | November Monthly Peak | 11 | 3423.5337
Portfolio AdjustedSize: Over 200kWAll2025October Monthly Peak | Portfolio Adjusted | Size: Over 200kW | All | 2025 | October Monthly Peak | 10 | 3423.5337
Portfolio AdjustedSize: Over 200kWAll2025September Monthly Peak | Portfolio Adjusted | Size: Over 200kW | All | 2025 | September Monthly Peak | 9 | 3423.5337
Portfolio AdjustedSize: Over 200kWAll2025Typical Event Day | Portfolio Adjusted | Size: Over 200kW | All | 2025 | Typical Event Day | 8 | 3423.5337
Portfolio AdjustedSize: Over 200kWOrange County2015April Monthly Peak | Portfolio Adjusted | Size: Over 200kW | Orange County | 2015 | April Monthly Peak | 4 | 856.202
Portfolio AdjustedSize: Over 200kWOrange County2015August Monthly Peak | Portfolio Adjusted | Size: Over 200kW | Orange County | 2015 | August Monthly Peak | 8 | 860.9103
Portfolio AdjustedSize: Over 200kWOrange County2015December Monthly Peak | Portfolio Adjusted | Size: Over 200kW | Orange County | 2015 | December Monthly Peak | 12 | 865.6186
Portfolio AdjustedSize: Over 200kWOrange County2015February Monthly Peak | Portfolio Adjusted | Size: Over 200kW | Orange County | 2015 | February Monthly Peak | 2 | 853.8478
Portfolio AdjustedSize: Over 200kWOrange County2015January Monthly Peak | Portfolio Adjusted | Size: Over 200kW | Orange County | 2015 | January Monthly Peak | 1 | 853.8478
Portfolio AdjustedSize: Over 200kWOrange County2015July Monthly Peak | Portfolio Adjusted | Size: Over 200kW | Orange County | 2015 | July Monthly Peak | 7 | 859.7332
Portfolio AdjustedSize: Over 200kWOrange County2015June Monthly Peak | Portfolio Adjusted | Size: Over 200kW | Orange County | 2015 | June Monthly Peak | 6 | 858.5561
Portfolio AdjustedSize: Over 200kWOrange County2015March Monthly Peak | Portfolio Adjusted | Size: Over 200kW | Orange County | 2015 | March Monthly Peak | 3 | 855.0249
Portfolio AdjustedSize: Over 200kWOrange County2015May Monthly Peak | Portfolio Adjusted | Size: Over 200kW | Orange County | 2015 | May Monthly Peak | 5 | 857.3791
Portfolio AdjustedSize: Over 200kWOrange County2015November Monthly Peak | Portfolio Adjusted | Size: Over 200kW | Orange County | 2015 | November Monthly Peak | 11 | 864.4415
Portfolio AdjustedSize: Over 200kWOrange County2015October Monthly Peak | Portfolio Adjusted | Size: Over 200kW | Orange County | 2015 | October Monthly Peak | 10 | 863.2644
Portfolio AdjustedSize: Over 200kWOrange County2015September Monthly Peak | Portfolio Adjusted | Size: Over 200kW | Orange County | 2015 | September Monthly Peak | 9 | 862.0873
Portfolio AdjustedSize: Over 200kWOrange County2015Typical Event Day | Portfolio Adjusted | Size: Over 200kW | Orange County | 2015 | Typical Event Day | 8 | 860.9103
Portfolio AdjustedSize: Over 200kWOrange County2016April Monthly Peak | Portfolio Adjusted | Size: Over 200kW | Orange County | 2016 | April Monthly Peak | 4 | 865.6186
Portfolio AdjustedSize: Over 200kWOrange County2016August Monthly Peak | Portfolio Adjusted | Size: Over 200kW | Orange County | 2016 | August Monthly Peak | 8 | 865.6186
Portfolio AdjustedSize: Over 200kWOrange County2016December Monthly Peak | Portfolio Adjusted | Size: Over 200kW | Orange County | 2016 | December Monthly Peak | 12 | 893.4934
Portfolio AdjustedSize: Over 200kWOrange County2016February Monthly Peak | Portfolio Adjusted | Size: Over 200kW | Orange County | 2016 | February Monthly Peak | 2 | 865.6186
Portfolio AdjustedSize: Over 200kWOrange County2016January Monthly Peak | Portfolio Adjusted | Size: Over 200kW | Orange County | 2016 | January Monthly Peak | 1 | 865.6186
Portfolio AdjustedSize: Over 200kWOrange County2016July Monthly Peak | Portfolio Adjusted | Size: Over 200kW | Orange County | 2016 | July Monthly Peak | 7 | 865.6186
Portfolio AdjustedSize: Over 200kWOrange County2016June Monthly Peak | Portfolio Adjusted | Size: Over 200kW | Orange County | 2016 | June Monthly Peak | 6 | 865.6186
Portfolio AdjustedSize: Over 200kWOrange County2016March Monthly Peak | Portfolio Adjusted | Size: Over 200kW | Orange County | 2016 | March Monthly Peak | 3 | 865.6186
Portfolio AdjustedSize: Over 200kWOrange County2016May Monthly Peak | Portfolio Adjusted | Size: Over 200kW | Orange County | 2016 | May Monthly Peak | 5 | 865.6186
Portfolio AdjustedSize: Over 200kWOrange County2016November Monthly Peak | Portfolio Adjusted | Size: Over 200kW | Orange County | 2016 | November Monthly Peak | 11 | 865.6186
Portfolio AdjustedSize: Over 200kWOrange County2016October Monthly Peak | Portfolio Adjusted | Size: Over 200kW | Orange County | 2016 | October Monthly Peak | 10 | 865.6186
Portfolio AdjustedSize: Over 200kWOrange County2016September Monthly Peak | Portfolio Adjusted | Size: Over 200kW | Orange County | 2016 | September Monthly Peak | 9 | 865.6186
Portfolio AdjustedSize: Over 200kWOrange County2016Typical Event Day | Portfolio Adjusted | Size: Over 200kW | Orange County | 2016 | Typical Event Day | 8 | 865.6186
Portfolio AdjustedSize: Over 200kWOrange County2017April Monthly Peak | Portfolio Adjusted | Size: Over 200kW | Orange County | 2017 | April Monthly Peak | 4 | 893.4934
Portfolio AdjustedSize: Over 200kWOrange County2017August Monthly Peak | Portfolio Adjusted | Size: Over 200kW | Orange County | 2017 | August Monthly Peak | 8 | 893.4934
Portfolio AdjustedSize: Over 200kWOrange County2017December Monthly Peak | Portfolio Adjusted | Size: Over 200kW | Orange County | 2017 | December Monthly Peak | 12 | 922.2658
Portfolio AdjustedSize: Over 200kWOrange County2017February Monthly Peak | Portfolio Adjusted | Size: Over 200kW | Orange County | 2017 | February Monthly Peak | 2 | 893.4934
Portfolio AdjustedSize: Over 200kWOrange County2017January Monthly Peak | Portfolio Adjusted | Size: Over 200kW | Orange County | 2017 | January Monthly Peak | 1 | 893.4934
Portfolio AdjustedSize: Over 200kWOrange County2017July Monthly Peak | Portfolio Adjusted | Size: Over 200kW | Orange County | 2017 | July Monthly Peak | 7 | 893.4934
Portfolio AdjustedSize: Over 200kWOrange County2017June Monthly Peak | Portfolio Adjusted | Size: Over 200kW | Orange County | 2017 | June Monthly Peak | 6 | 893.4934
Portfolio AdjustedSize: Over 200kWOrange County2017March Monthly Peak | Portfolio Adjusted | Size: Over 200kW | Orange County | 2017 | March Monthly Peak | 3 | 893.4934
Portfolio AdjustedSize: Over 200kWOrange County2017May Monthly Peak | Portfolio Adjusted | Size: Over 200kW | Orange County | 2017 | May Monthly Peak | 5 | 893.4934
Portfolio AdjustedSize: Over 200kWOrange County2017November Monthly Peak | Portfolio Adjusted | Size: Over 200kW | Orange County | 2017 | November Monthly Peak | 11 | 893.4934
Portfolio AdjustedSize: Over 200kWOrange County2017October Monthly Peak | Portfolio Adjusted | Size: Over 200kW | Orange County | 2017 | October Monthly Peak | 10 | 893.4934
Portfolio AdjustedSize: Over 200kWOrange County2017September Monthly Peak | Portfolio Adjusted | Size: Over 200kW | Orange County | 2017 | September Monthly Peak | 9 | 893.4934
Portfolio AdjustedSize: Over 200kWOrange County2017Typical Event Day | Portfolio Adjusted | Size: Over 200kW | Orange County | 2017 | Typical Event Day | 8 | 893.4934
Portfolio AdjustedSize: Over 200kWOrange County2018April Monthly Peak | Portfolio Adjusted | Size: Over 200kW | Orange County | 2018 | April Monthly Peak | 4 | 922.2658
Portfolio AdjustedSize: Over 200kWOrange County2018August Monthly Peak | Portfolio Adjusted | Size: Over 200kW | Orange County | 2018 | August Monthly Peak | 8 | 922.2658
Portfolio AdjustedSize: Over 200kWOrange County2018December Monthly Peak | Portfolio Adjusted | Size: Over 200kW | Orange County | 2018 | December Monthly Peak | 12 | 951.9648
Portfolio AdjustedSize: Over 200kWOrange County2018February Monthly Peak | Portfolio Adjusted | Size: Over 200kW | Orange County | 2018 | February Monthly Peak | 2 | 922.2658
Portfolio AdjustedSize: Over 200kWOrange County2018January Monthly Peak | Portfolio Adjusted | Size: Over 200kW | Orange County | 2018 | January Monthly Peak | 1 | 922.2658
Portfolio AdjustedSize: Over 200kWOrange County2018July Monthly Peak | Portfolio Adjusted | Size: Over 200kW | Orange County | 2018 | July Monthly Peak | 7 | 922.2658
Portfolio AdjustedSize: Over 200kWOrange County2018June Monthly Peak | Portfolio Adjusted | Size: Over 200kW | Orange County | 2018 | June Monthly Peak | 6 | 922.2658
Portfolio AdjustedSize: Over 200kWOrange County2018March Monthly Peak | Portfolio Adjusted | Size: Over 200kW | Orange County | 2018 | March Monthly Peak | 3 | 922.2658
Portfolio AdjustedSize: Over 200kWOrange County2018May Monthly Peak | Portfolio Adjusted | Size: Over 200kW | Orange County | 2018 | May Monthly Peak | 5 | 922.2658
Portfolio AdjustedSize: Over 200kWOrange County2018November Monthly Peak | Portfolio Adjusted | Size: Over 200kW | Orange County | 2018 | November Monthly Peak | 11 | 922.2658
Portfolio AdjustedSize: Over 200kWOrange County2018October Monthly Peak | Portfolio Adjusted | Size: Over 200kW | Orange County | 2018 | October Monthly Peak | 10 | 922.2658
Portfolio AdjustedSize: Over 200kWOrange County2018September Monthly Peak | Portfolio Adjusted | Size: Over 200kW | Orange County | 2018 | September Monthly Peak | 9 | 922.2658
Portfolio AdjustedSize: Over 200kWOrange County2018Typical Event Day | Portfolio Adjusted | Size: Over 200kW | Orange County | 2018 | Typical Event Day | 8 | 922.2658
Portfolio AdjustedSize: Over 200kWOrange County2019April Monthly Peak | Portfolio Adjusted | Size: Over 200kW | Orange County | 2019 | April Monthly Peak | 4 | 951.9648
Portfolio AdjustedSize: Over 200kWOrange County2019August Monthly Peak | Portfolio Adjusted | Size: Over 200kW | Orange County | 2019 | August Monthly Peak | 8 | 951.9648
Portfolio AdjustedSize: Over 200kWOrange County2019December Monthly Peak | Portfolio Adjusted | Size: Over 200kW | Orange County | 2019 | December Monthly Peak | 12 | 982.6201
Portfolio AdjustedSize: Over 200kWOrange County2019February Monthly Peak | Portfolio Adjusted | Size: Over 200kW | Orange County | 2019 | February Monthly Peak | 2 | 951.9648
Portfolio AdjustedSize: Over 200kWOrange County2019January Monthly Peak | Portfolio Adjusted | Size: Over 200kW | Orange County | 2019 | January Monthly Peak | 1 | 951.9648
Portfolio AdjustedSize: Over 200kWOrange County2019July Monthly Peak | Portfolio Adjusted | Size: Over 200kW | Orange County | 2019 | July Monthly Peak | 7 | 951.9648
Portfolio AdjustedSize: Over 200kWOrange County2019June Monthly Peak | Portfolio Adjusted | Size: Over 200kW | Orange County | 2019 | June Monthly Peak | 6 | 951.9648
Portfolio AdjustedSize: Over 200kWOrange County2019March Monthly Peak | Portfolio Adjusted | Size: Over 200kW | Orange County | 2019 | March Monthly Peak | 3 | 951.9648
Portfolio AdjustedSize: Over 200kWOrange County2019May Monthly Peak | Portfolio Adjusted | Size: Over 200kW | Orange County | 2019 | May Monthly Peak | 5 | 951.9648
Portfolio AdjustedSize: Over 200kWOrange County2019November Monthly Peak | Portfolio Adjusted | Size: Over 200kW | Orange County | 2019 | November Monthly Peak | 11 | 951.9648
Portfolio AdjustedSize: Over 200kWOrange County2019October Monthly Peak | Portfolio Adjusted | Size: Over 200kW | Orange County | 2019 | October Monthly Peak | 10 | 951.9648
Portfolio AdjustedSize: Over 200kWOrange County2019September Monthly Peak | Portfolio Adjusted | Size: Over 200kW | Orange County | 2019 | September Monthly Peak | 9 | 951.9648
Portfolio AdjustedSize: Over 200kWOrange County2019Typical Event Day | Portfolio Adjusted | Size: Over 200kW | Orange County | 2019 | Typical Event Day | 8 | 951.9648
Portfolio AdjustedSize: Over 200kWOrange County2020April Monthly Peak | Portfolio Adjusted | Size: Over 200kW | Orange County | 2020 | April Monthly Peak | 4 | 982.6201
Portfolio AdjustedSize: Over 200kWOrange County2020August Monthly Peak | Portfolio Adjusted | Size: Over 200kW | Orange County | 2020 | August Monthly Peak | 8 | 982.6201
Portfolio AdjustedSize: Over 200kWOrange County2020December Monthly Peak | Portfolio Adjusted | Size: Over 200kW | Orange County | 2020 | December Monthly Peak | 12 | 1014.2626
Portfolio AdjustedSize: Over 200kWOrange County2020February Monthly Peak | Portfolio Adjusted | Size: Over 200kW | Orange County | 2020 | February Monthly Peak | 2 | 982.6201
Portfolio AdjustedSize: Over 200kWOrange County2020January Monthly Peak | Portfolio Adjusted | Size: Over 200kW | Orange County | 2020 | January Monthly Peak | 1 | 982.6201
Portfolio AdjustedSize: Over 200kWOrange County2020July Monthly Peak | Portfolio Adjusted | Size: Over 200kW | Orange County | 2020 | July Monthly Peak | 7 | 982.6201
Portfolio AdjustedSize: Over 200kWOrange County2020June Monthly Peak | Portfolio Adjusted | Size: Over 200kW | Orange County | 2020 | June Monthly Peak | 6 | 982.6201
Portfolio AdjustedSize: Over 200kWOrange County2020March Monthly Peak | Portfolio Adjusted | Size: Over 200kW | Orange County | 2020 | March Monthly Peak | 3 | 982.6201
Portfolio AdjustedSize: Over 200kWOrange County2020May Monthly Peak | Portfolio Adjusted | Size: Over 200kW | Orange County | 2020 | May Monthly Peak | 5 | 982.6201
Portfolio AdjustedSize: Over 200kWOrange County2020November Monthly Peak | Portfolio Adjusted | Size: Over 200kW | Orange County | 2020 | November Monthly Peak | 11 | 982.6201
Portfolio AdjustedSize: Over 200kWOrange County2020October Monthly Peak | Portfolio Adjusted | Size: Over 200kW | Orange County | 2020 | October Monthly Peak | 10 | 982.6201
Portfolio AdjustedSize: Over 200kWOrange County2020September Monthly Peak | Portfolio Adjusted | Size: Over 200kW | Orange County | 2020 | September Monthly Peak | 9 | 982.6201
Portfolio AdjustedSize: Over 200kWOrange County2020Typical Event Day | Portfolio Adjusted | Size: Over 200kW | Orange County | 2020 | Typical Event Day | 8 | 982.6201
Portfolio AdjustedSize: Over 200kWOrange County2021April Monthly Peak | Portfolio Adjusted | Size: Over 200kW | Orange County | 2021 | April Monthly Peak | 4 | 1014.2626
Portfolio AdjustedSize: Over 200kWOrange County2021August Monthly Peak | Portfolio Adjusted | Size: Over 200kW | Orange County | 2021 | August Monthly Peak | 8 | 1014.2626
Portfolio AdjustedSize: Over 200kWOrange County2021December Monthly Peak | Portfolio Adjusted | Size: Over 200kW | Orange County | 2021 | December Monthly Peak | 12 | 1046.9241
Portfolio AdjustedSize: Over 200kWOrange County2021February Monthly Peak | Portfolio Adjusted | Size: Over 200kW | Orange County | 2021 | February Monthly Peak | 2 | 1014.2626
Portfolio AdjustedSize: Over 200kWOrange County2021January Monthly Peak | Portfolio Adjusted | Size: Over 200kW | Orange County | 2021 | January Monthly Peak | 1 | 1014.2626
Portfolio AdjustedSize: Over 200kWOrange County2021July Monthly Peak | Portfolio Adjusted | Size: Over 200kW | Orange County | 2021 | July Monthly Peak | 7 | 1014.2626
Portfolio AdjustedSize: Over 200kWOrange County2021June Monthly Peak | Portfolio Adjusted | Size: Over 200kW | Orange County | 2021 | June Monthly Peak | 6 | 1014.2626
Portfolio AdjustedSize: Over 200kWOrange County2021March Monthly Peak | Portfolio Adjusted | Size: Over 200kW | Orange County | 2021 | March Monthly Peak | 3 | 1014.2626
Portfolio AdjustedSize: Over 200kWOrange County2021May Monthly Peak | Portfolio Adjusted | Size: Over 200kW | Orange County | 2021 | May Monthly Peak | 5 | 1014.2626
Portfolio AdjustedSize: Over 200kWOrange County2021November Monthly Peak | Portfolio Adjusted | Size: Over 200kW | Orange County | 2021 | November Monthly Peak | 11 | 1014.2626
Portfolio AdjustedSize: Over 200kWOrange County2021October Monthly Peak | Portfolio Adjusted | Size: Over 200kW | Orange County | 2021 | October Monthly Peak | 10 | 1014.2626
Portfolio AdjustedSize: Over 200kWOrange County2021September Monthly Peak | Portfolio Adjusted | Size: Over 200kW | Orange County | 2021 | September Monthly Peak | 9 | 1014.2626
Portfolio AdjustedSize: Over 200kWOrange County2021Typical Event Day | Portfolio Adjusted | Size: Over 200kW | Orange County | 2021 | Typical Event Day | 8 | 1014.2626
Portfolio AdjustedSize: Over 200kWOrange County2022April Monthly Peak | Portfolio Adjusted | Size: Over 200kW | Orange County | 2022 | April Monthly Peak | 4 | 1046.9241
Portfolio AdjustedSize: Over 200kWOrange County2022August Monthly Peak | Portfolio Adjusted | Size: Over 200kW | Orange County | 2022 | August Monthly Peak | 8 | 1046.9241
Portfolio AdjustedSize: Over 200kWOrange County2022December Monthly Peak | Portfolio Adjusted | Size: Over 200kW | Orange County | 2022 | December Monthly Peak | 12 | 1080.6373
Portfolio AdjustedSize: Over 200kWOrange County2022February Monthly Peak | Portfolio Adjusted | Size: Over 200kW | Orange County | 2022 | February Monthly Peak | 2 | 1046.9241
Portfolio AdjustedSize: Over 200kWOrange County2022January Monthly Peak | Portfolio Adjusted | Size: Over 200kW | Orange County | 2022 | January Monthly Peak | 1 | 1046.9241
Portfolio AdjustedSize: Over 200kWOrange County2022July Monthly Peak | Portfolio Adjusted | Size: Over 200kW | Orange County | 2022 | July Monthly Peak | 7 | 1046.9241
Portfolio AdjustedSize: Over 200kWOrange County2022June Monthly Peak | Portfolio Adjusted | Size: Over 200kW | Orange County | 2022 | June Monthly Peak | 6 | 1046.9241
Portfolio AdjustedSize: Over 200kWOrange County2022March Monthly Peak | Portfolio Adjusted | Size: Over 200kW | Orange County | 2022 | March Monthly Peak | 3 | 1046.9241
Portfolio AdjustedSize: Over 200kWOrange County2022May Monthly Peak | Portfolio Adjusted | Size: Over 200kW | Orange County | 2022 | May Monthly Peak | 5 | 1046.9241
Portfolio AdjustedSize: Over 200kWOrange County2022November Monthly Peak | Portfolio Adjusted | Size: Over 200kW | Orange County | 2022 | November Monthly Peak | 11 | 1046.9241
Portfolio AdjustedSize: Over 200kWOrange County2022October Monthly Peak | Portfolio Adjusted | Size: Over 200kW | Orange County | 2022 | October Monthly Peak | 10 | 1046.9241
Portfolio AdjustedSize: Over 200kWOrange County2022September Monthly Peak | Portfolio Adjusted | Size: Over 200kW | Orange County | 2022 | September Monthly Peak | 9 | 1046.9241
Portfolio AdjustedSize: Over 200kWOrange County2022Typical Event Day | Portfolio Adjusted | Size: Over 200kW | Orange County | 2022 | Typical Event Day | 8 | 1046.9241
Portfolio AdjustedSize: Over 200kWOrange County2023April Monthly Peak | Portfolio Adjusted | Size: Over 200kW | Orange County | 2023 | April Monthly Peak | 4 | 1080.6373
Portfolio AdjustedSize: Over 200kWOrange County2023August Monthly Peak | Portfolio Adjusted | Size: Over 200kW | Orange County | 2023 | August Monthly Peak | 8 | 1080.6373
Portfolio AdjustedSize: Over 200kWOrange County2023December Monthly Peak | Portfolio Adjusted | Size: Over 200kW | Orange County | 2023 | December Monthly Peak | 12 | 1115.4362
Portfolio AdjustedSize: Over 200kWOrange County2023February Monthly Peak | Portfolio Adjusted | Size: Over 200kW | Orange County | 2023 | February Monthly Peak | 2 | 1080.6373
Portfolio AdjustedSize: Over 200kWOrange County2023January Monthly Peak | Portfolio Adjusted | Size: Over 200kW | Orange County | 2023 | January Monthly Peak | 1 | 1080.6373
Portfolio AdjustedSize: Over 200kWOrange County2023July Monthly Peak | Portfolio Adjusted | Size: Over 200kW | Orange County | 2023 | July Monthly Peak | 7 | 1080.6373
Portfolio AdjustedSize: Over 200kWOrange County2023June Monthly Peak | Portfolio Adjusted | Size: Over 200kW | Orange County | 2023 | June Monthly Peak | 6 | 1080.6373
Portfolio AdjustedSize: Over 200kWOrange County2023March Monthly Peak | Portfolio Adjusted | Size: Over 200kW | Orange County | 2023 | March Monthly Peak | 3 | 1080.6373
Portfolio AdjustedSize: Over 200kWOrange County2023May Monthly Peak | Portfolio Adjusted | Size: Over 200kW | Orange County | 2023 | May Monthly Peak | 5 | 1080.6373
Portfolio AdjustedSize: Over 200kWOrange County2023November Monthly Peak | Portfolio Adjusted | Size: Over 200kW | Orange County | 2023 | November Monthly Peak | 11 | 1080.6373
Portfolio AdjustedSize: Over 200kWOrange County2023October Monthly Peak | Portfolio Adjusted | Size: Over 200kW | Orange County | 2023 | October Monthly Peak | 10 | 1080.6373
Portfolio AdjustedSize: Over 200kWOrange County2023September Monthly Peak | Portfolio Adjusted | Size: Over 200kW | Orange County | 2023 | September Monthly Peak | 9 | 1080.6373
Portfolio AdjustedSize: Over 200kWOrange County2023Typical Event Day | Portfolio Adjusted | Size: Over 200kW | Orange County | 2023 | Typical Event Day | 8 | 1080.6373
Portfolio AdjustedSize: Over 200kWOrange County2024April Monthly Peak | Portfolio Adjusted | Size: Over 200kW | Orange County | 2024 | April Monthly Peak | 4 | 1115.4362
Portfolio AdjustedSize: Over 200kWOrange County2024August Monthly Peak | Portfolio Adjusted | Size: Over 200kW | Orange County | 2024 | August Monthly Peak | 8 | 1115.4362
Portfolio AdjustedSize: Over 200kWOrange County2024December Monthly Peak | Portfolio Adjusted | Size: Over 200kW | Orange County | 2024 | December Monthly Peak | 12 | 1151.3557
Portfolio AdjustedSize: Over 200kWOrange County2024February Monthly Peak | Portfolio Adjusted | Size: Over 200kW | Orange County | 2024 | February Monthly Peak | 2 | 1115.4362
Portfolio AdjustedSize: Over 200kWOrange County2024January Monthly Peak | Portfolio Adjusted | Size: Over 200kW | Orange County | 2024 | January Monthly Peak | 1 | 1115.4362
Portfolio AdjustedSize: Over 200kWOrange County2024July Monthly Peak | Portfolio Adjusted | Size: Over 200kW | Orange County | 2024 | July Monthly Peak | 7 | 1115.4362
Portfolio AdjustedSize: Over 200kWOrange County2024June Monthly Peak | Portfolio Adjusted | Size: Over 200kW | Orange County | 2024 | June Monthly Peak | 6 | 1115.4362
Portfolio AdjustedSize: Over 200kWOrange County2024March Monthly Peak | Portfolio Adjusted | Size: Over 200kW | Orange County | 2024 | March Monthly Peak | 3 | 1115.4362
Portfolio AdjustedSize: Over 200kWOrange County2024May Monthly Peak | Portfolio Adjusted | Size: Over 200kW | Orange County | 2024 | May Monthly Peak | 5 | 1115.4362
Portfolio AdjustedSize: Over 200kWOrange County2024November Monthly Peak | Portfolio Adjusted | Size: Over 200kW | Orange County | 2024 | November Monthly Peak | 11 | 1115.4362
Portfolio AdjustedSize: Over 200kWOrange County2024October Monthly Peak | Portfolio Adjusted | Size: Over 200kW | Orange County | 2024 | October Monthly Peak | 10 | 1115.4362
Portfolio AdjustedSize: Over 200kWOrange County2024September Monthly Peak | Portfolio Adjusted | Size: Over 200kW | Orange County | 2024 | September Monthly Peak | 9 | 1115.4362
Portfolio AdjustedSize: Over 200kWOrange County2024Typical Event Day | Portfolio Adjusted | Size: Over 200kW | Orange County | 2024 | Typical Event Day | 8 | 1115.4362
Portfolio AdjustedSize: Over 200kWOrange County2025April Monthly Peak | Portfolio Adjusted | Size: Over 200kW | Orange County | 2025 | April Monthly Peak | 4 | 1151.3557
Portfolio AdjustedSize: Over 200kWOrange County2025August Monthly Peak | Portfolio Adjusted | Size: Over 200kW | Orange County | 2025 | August Monthly Peak | 8 | 1151.3557
Portfolio AdjustedSize: Over 200kWOrange County2025December Monthly Peak | Portfolio Adjusted | Size: Over 200kW | Orange County | 2025 | December Monthly Peak | 12 | 1188.4319
Portfolio AdjustedSize: Over 200kWOrange County2025February Monthly Peak | Portfolio Adjusted | Size: Over 200kW | Orange County | 2025 | February Monthly Peak | 2 | 1151.3557
Portfolio AdjustedSize: Over 200kWOrange County2025January Monthly Peak | Portfolio Adjusted | Size: Over 200kW | Orange County | 2025 | January Monthly Peak | 1 | 1151.3557
Portfolio AdjustedSize: Over 200kWOrange County2025July Monthly Peak | Portfolio Adjusted | Size: Over 200kW | Orange County | 2025 | July Monthly Peak | 7 | 1151.3557
Portfolio AdjustedSize: Over 200kWOrange County2025June Monthly Peak | Portfolio Adjusted | Size: Over 200kW | Orange County | 2025 | June Monthly Peak | 6 | 1151.3557
Portfolio AdjustedSize: Over 200kWOrange County2025March Monthly Peak | Portfolio Adjusted | Size: Over 200kW | Orange County | 2025 | March Monthly Peak | 3 | 1151.3557
Portfolio AdjustedSize: Over 200kWOrange County2025May Monthly Peak | Portfolio Adjusted | Size: Over 200kW | Orange County | 2025 | May Monthly Peak | 5 | 1151.3557
Portfolio AdjustedSize: Over 200kWOrange County2025November Monthly Peak | Portfolio Adjusted | Size: Over 200kW | Orange County | 2025 | November Monthly Peak | 11 | 1151.3557
Portfolio AdjustedSize: Over 200kWOrange County2025October Monthly Peak | Portfolio Adjusted | Size: Over 200kW | Orange County | 2025 | October Monthly Peak | 10 | 1151.3557
Portfolio AdjustedSize: Over 200kWOrange County2025September Monthly Peak | Portfolio Adjusted | Size: Over 200kW | Orange County | 2025 | September Monthly Peak | 9 | 1151.3557
Portfolio AdjustedSize: Over 200kWOrange County2025Typical Event Day | Portfolio Adjusted | Size: Over 200kW | Orange County | 2025 | Typical Event Day | 8 | 1151.3557
Portfolio AdjustedSize: Over 200kWOther2015April Monthly Peak | Portfolio Adjusted | Size: Over 200kW | Other | 2015 | April Monthly Peak | 4 | 1427.6339
Portfolio AdjustedSize: Over 200kWOther2015August Monthly Peak | Portfolio Adjusted | Size: Over 200kW | Other | 2015 | August Monthly Peak | 8 | 1435.4845
Portfolio AdjustedSize: Over 200kWOther2015December Monthly Peak | Portfolio Adjusted | Size: Over 200kW | Other | 2015 | December Monthly Peak | 12 | 1443.3352
Portfolio AdjustedSize: Over 200kWOther2015February Monthly Peak | Portfolio Adjusted | Size: Over 200kW | Other | 2015 | February Monthly Peak | 2 | 1423.7086
Portfolio AdjustedSize: Over 200kWOther2015January Monthly Peak | Portfolio Adjusted | Size: Over 200kW | Other | 2015 | January Monthly Peak | 1 | 1423.7086
Portfolio AdjustedSize: Over 200kWOther2015July Monthly Peak | Portfolio Adjusted | Size: Over 200kW | Other | 2015 | July Monthly Peak | 7 | 1433.5219
Portfolio AdjustedSize: Over 200kWOther2015June Monthly Peak | Portfolio Adjusted | Size: Over 200kW | Other | 2015 | June Monthly Peak | 6 | 1431.5592
Portfolio AdjustedSize: Over 200kWOther2015March Monthly Peak | Portfolio Adjusted | Size: Over 200kW | Other | 2015 | March Monthly Peak | 3 | 1425.6713
Portfolio AdjustedSize: Over 200kWOther2015May Monthly Peak | Portfolio Adjusted | Size: Over 200kW | Other | 2015 | May Monthly Peak | 5 | 1429.5966
Portfolio AdjustedSize: Over 200kWOther2015November Monthly Peak | Portfolio Adjusted | Size: Over 200kW | Other | 2015 | November Monthly Peak | 11 | 1441.3725
Portfolio AdjustedSize: Over 200kWOther2015October Monthly Peak | Portfolio Adjusted | Size: Over 200kW | Other | 2015 | October Monthly Peak | 10 | 1439.4098
Portfolio AdjustedSize: Over 200kWOther2015September Monthly Peak | Portfolio Adjusted | Size: Over 200kW | Other | 2015 | September Monthly Peak | 9 | 1437.4472
Portfolio AdjustedSize: Over 200kWOther2015Typical Event Day | Portfolio Adjusted | Size: Over 200kW | Other | 2015 | Typical Event Day | 8 | 1435.4845
Portfolio AdjustedSize: Over 200kWOther2016April Monthly Peak | Portfolio Adjusted | Size: Over 200kW | Other | 2016 | April Monthly Peak | 4 | 1443.3352
Portfolio AdjustedSize: Over 200kWOther2016August Monthly Peak | Portfolio Adjusted | Size: Over 200kW | Other | 2016 | August Monthly Peak | 8 | 1443.3352
Portfolio AdjustedSize: Over 200kWOther2016December Monthly Peak | Portfolio Adjusted | Size: Over 200kW | Other | 2016 | December Monthly Peak | 12 | 1489.8137
Portfolio AdjustedSize: Over 200kWOther2016February Monthly Peak | Portfolio Adjusted | Size: Over 200kW | Other | 2016 | February Monthly Peak | 2 | 1443.3352
Portfolio AdjustedSize: Over 200kWOther2016January Monthly Peak | Portfolio Adjusted | Size: Over 200kW | Other | 2016 | January Monthly Peak | 1 | 1443.3352
Portfolio AdjustedSize: Over 200kWOther2016July Monthly Peak | Portfolio Adjusted | Size: Over 200kW | Other | 2016 | July Monthly Peak | 7 | 1443.3352
Portfolio AdjustedSize: Over 200kWOther2016June Monthly Peak | Portfolio Adjusted | Size: Over 200kW | Other | 2016 | June Monthly Peak | 6 | 1443.3352
Portfolio AdjustedSize: Over 200kWOther2016March Monthly Peak | Portfolio Adjusted | Size: Over 200kW | Other | 2016 | March Monthly Peak | 3 | 1443.3352
Portfolio AdjustedSize: Over 200kWOther2016May Monthly Peak | Portfolio Adjusted | Size: Over 200kW | Other | 2016 | May Monthly Peak | 5 | 1443.3352
Portfolio AdjustedSize: Over 200kWOther2016November Monthly Peak | Portfolio Adjusted | Size: Over 200kW | Other | 2016 | November Monthly Peak | 11 | 1443.3352
Portfolio AdjustedSize: Over 200kWOther2016October Monthly Peak | Portfolio Adjusted | Size: Over 200kW | Other | 2016 | October Monthly Peak | 10 | 1443.3352
Portfolio AdjustedSize: Over 200kWOther2016September Monthly Peak | Portfolio Adjusted | Size: Over 200kW | Other | 2016 | September Monthly Peak | 9 | 1443.3352
Portfolio AdjustedSize: Over 200kWOther2016Typical Event Day | Portfolio Adjusted | Size: Over 200kW | Other | 2016 | Typical Event Day | 8 | 1443.3352
Portfolio AdjustedSize: Over 200kWOther2017April Monthly Peak | Portfolio Adjusted | Size: Over 200kW | Other | 2017 | April Monthly Peak | 4 | 1489.8137
Portfolio AdjustedSize: Over 200kWOther2017August Monthly Peak | Portfolio Adjusted | Size: Over 200kW | Other | 2017 | August Monthly Peak | 8 | 1489.8137
Portfolio AdjustedSize: Over 200kWOther2017December Monthly Peak | Portfolio Adjusted | Size: Over 200kW | Other | 2017 | December Monthly Peak | 12 | 1537.7889
Portfolio AdjustedSize: Over 200kWOther2017February Monthly Peak | Portfolio Adjusted | Size: Over 200kW | Other | 2017 | February Monthly Peak | 2 | 1489.8137
Portfolio AdjustedSize: Over 200kWOther2017January Monthly Peak | Portfolio Adjusted | Size: Over 200kW | Other | 2017 | January Monthly Peak | 1 | 1489.8137
Portfolio AdjustedSize: Over 200kWOther2017July Monthly Peak | Portfolio Adjusted | Size: Over 200kW | Other | 2017 | July Monthly Peak | 7 | 1489.8137
Portfolio AdjustedSize: Over 200kWOther2017June Monthly Peak | Portfolio Adjusted | Size: Over 200kW | Other | 2017 | June Monthly Peak | 6 | 1489.8137
Portfolio AdjustedSize: Over 200kWOther2017March Monthly Peak | Portfolio Adjusted | Size: Over 200kW | Other | 2017 | March Monthly Peak | 3 | 1489.8137
Portfolio AdjustedSize: Over 200kWOther2017May Monthly Peak | Portfolio Adjusted | Size: Over 200kW | Other | 2017 | May Monthly Peak | 5 | 1489.8137
Portfolio AdjustedSize: Over 200kWOther2017November Monthly Peak | Portfolio Adjusted | Size: Over 200kW | Other | 2017 | November Monthly Peak | 11 | 1489.8137
Portfolio AdjustedSize: Over 200kWOther2017October Monthly Peak | Portfolio Adjusted | Size: Over 200kW | Other | 2017 | October Monthly Peak | 10 | 1489.8137
Portfolio AdjustedSize: Over 200kWOther2017September Monthly Peak | Portfolio Adjusted | Size: Over 200kW | Other | 2017 | September Monthly Peak | 9 | 1489.8137
Portfolio AdjustedSize: Over 200kWOther2017Typical Event Day | Portfolio Adjusted | Size: Over 200kW | Other | 2017 | Typical Event Day | 8 | 1489.8137
Portfolio AdjustedSize: Over 200kWOther2018April Monthly Peak | Portfolio Adjusted | Size: Over 200kW | Other | 2018 | April Monthly Peak | 4 | 1537.7889
Portfolio AdjustedSize: Over 200kWOther2018August Monthly Peak | Portfolio Adjusted | Size: Over 200kW | Other | 2018 | August Monthly Peak | 8 | 1537.7889
Portfolio AdjustedSize: Over 200kWOther2018December Monthly Peak | Portfolio Adjusted | Size: Over 200kW | Other | 2018 | December Monthly Peak | 12 | 1587.3091
Portfolio AdjustedSize: Over 200kWOther2018February Monthly Peak | Portfolio Adjusted | Size: Over 200kW | Other | 2018 | February Monthly Peak | 2 | 1537.7889
Portfolio AdjustedSize: Over 200kWOther2018January Monthly Peak | Portfolio Adjusted | Size: Over 200kW | Other | 2018 | January Monthly Peak | 1 | 1537.7889
Portfolio AdjustedSize: Over 200kWOther2018July Monthly Peak | Portfolio Adjusted | Size: Over 200kW | Other | 2018 | July Monthly Peak | 7 | 1537.7889
Portfolio AdjustedSize: Over 200kWOther2018June Monthly Peak | Portfolio Adjusted | Size: Over 200kW | Other | 2018 | June Monthly Peak | 6 | 1537.7889
Portfolio AdjustedSize: Over 200kWOther2018March Monthly Peak | Portfolio Adjusted | Size: Over 200kW | Other | 2018 | March Monthly Peak | 3 | 1537.7889
Portfolio AdjustedSize: Over 200kWOther2018May Monthly Peak | Portfolio Adjusted | Size: Over 200kW | Other | 2018 | May Monthly Peak | 5 | 1537.7889
Portfolio AdjustedSize: Over 200kWOther2018November Monthly Peak | Portfolio Adjusted | Size: Over 200kW | Other | 2018 | November Monthly Peak | 11 | 1537.7889
Portfolio AdjustedSize: Over 200kWOther2018October Monthly Peak | Portfolio Adjusted | Size: Over 200kW | Other | 2018 | October Monthly Peak | 10 | 1537.7889
Portfolio AdjustedSize: Over 200kWOther2018September Monthly Peak | Portfolio Adjusted | Size: Over 200kW | Other | 2018 | September Monthly Peak | 9 | 1537.7889
Portfolio AdjustedSize: Over 200kWOther2018Typical Event Day | Portfolio Adjusted | Size: Over 200kW | Other | 2018 | Typical Event Day | 8 | 1537.7889
Portfolio AdjustedSize: Over 200kWOther2019April Monthly Peak | Portfolio Adjusted | Size: Over 200kW | Other | 2019 | April Monthly Peak | 4 | 1587.3091
Portfolio AdjustedSize: Over 200kWOther2019August Monthly Peak | Portfolio Adjusted | Size: Over 200kW | Other | 2019 | August Monthly Peak | 8 | 1587.3091
Portfolio AdjustedSize: Over 200kWOther2019December Monthly Peak | Portfolio Adjusted | Size: Over 200kW | Other | 2019 | December Monthly Peak | 12 | 1638.4239
Portfolio AdjustedSize: Over 200kWOther2019February Monthly Peak | Portfolio Adjusted | Size: Over 200kW | Other | 2019 | February Monthly Peak | 2 | 1587.3091
Portfolio AdjustedSize: Over 200kWOther2019January Monthly Peak | Portfolio Adjusted | Size: Over 200kW | Other | 2019 | January Monthly Peak | 1 | 1587.3091
Portfolio AdjustedSize: Over 200kWOther2019July Monthly Peak | Portfolio Adjusted | Size: Over 200kW | Other | 2019 | July Monthly Peak | 7 | 1587.3091
Portfolio AdjustedSize: Over 200kWOther2019June Monthly Peak | Portfolio Adjusted | Size: Over 200kW | Other | 2019 | June Monthly Peak | 6 | 1587.3091
Portfolio AdjustedSize: Over 200kWOther2019March Monthly Peak | Portfolio Adjusted | Size: Over 200kW | Other | 2019 | March Monthly Peak | 3 | 1587.3091
Portfolio AdjustedSize: Over 200kWOther2019May Monthly Peak | Portfolio Adjusted | Size: Over 200kW | Other | 2019 | May Monthly Peak | 5 | 1587.3091
Portfolio AdjustedSize: Over 200kWOther2019November Monthly Peak | Portfolio Adjusted | Size: Over 200kW | Other | 2019 | November Monthly Peak | 11 | 1587.3091
Portfolio AdjustedSize: Over 200kWOther2019October Monthly Peak | Portfolio Adjusted | Size: Over 200kW | Other | 2019 | October Monthly Peak | 10 | 1587.3091
Portfolio AdjustedSize: Over 200kWOther2019September Monthly Peak | Portfolio Adjusted | Size: Over 200kW | Other | 2019 | September Monthly Peak | 9 | 1587.3091
Portfolio AdjustedSize: Over 200kWOther2019Typical Event Day | Portfolio Adjusted | Size: Over 200kW | Other | 2019 | Typical Event Day | 8 | 1587.3091
Portfolio AdjustedSize: Over 200kWOther2020April Monthly Peak | Portfolio Adjusted | Size: Over 200kW | Other | 2020 | April Monthly Peak | 4 | 1638.4239
Portfolio AdjustedSize: Over 200kWOther2020August Monthly Peak | Portfolio Adjusted | Size: Over 200kW | Other | 2020 | August Monthly Peak | 8 | 1638.4239
Portfolio AdjustedSize: Over 200kWOther2020December Monthly Peak | Portfolio Adjusted | Size: Over 200kW | Other | 2020 | December Monthly Peak | 12 | 1691.1847
Portfolio AdjustedSize: Over 200kWOther2020February Monthly Peak | Portfolio Adjusted | Size: Over 200kW | Other | 2020 | February Monthly Peak | 2 | 1638.4239
Portfolio AdjustedSize: Over 200kWOther2020January Monthly Peak | Portfolio Adjusted | Size: Over 200kW | Other | 2020 | January Monthly Peak | 1 | 1638.4239
Portfolio AdjustedSize: Over 200kWOther2020July Monthly Peak | Portfolio Adjusted | Size: Over 200kW | Other | 2020 | July Monthly Peak | 7 | 1638.4239
Portfolio AdjustedSize: Over 200kWOther2020June Monthly Peak | Portfolio Adjusted | Size: Over 200kW | Other | 2020 | June Monthly Peak | 6 | 1638.4239
Portfolio AdjustedSize: Over 200kWOther2020March Monthly Peak | Portfolio Adjusted | Size: Over 200kW | Other | 2020 | March Monthly Peak | 3 | 1638.4239
Portfolio AdjustedSize: Over 200kWOther2020May Monthly Peak | Portfolio Adjusted | Size: Over 200kW | Other | 2020 | May Monthly Peak | 5 | 1638.4239
Portfolio AdjustedSize: Over 200kWOther2020November Monthly Peak | Portfolio Adjusted | Size: Over 200kW | Other | 2020 | November Monthly Peak | 11 | 1638.4239
Portfolio AdjustedSize: Over 200kWOther2020October Monthly Peak | Portfolio Adjusted | Size: Over 200kW | Other | 2020 | October Monthly Peak | 10 | 1638.4239
Portfolio AdjustedSize: Over 200kWOther2020September Monthly Peak | Portfolio Adjusted | Size: Over 200kW | Other | 2020 | September Monthly Peak | 9 | 1638.4239
Portfolio AdjustedSize: Over 200kWOther2020Typical Event Day | Portfolio Adjusted | Size: Over 200kW | Other | 2020 | Typical Event Day | 8 | 1638.4239
Portfolio AdjustedSize: Over 200kWOther2021April Monthly Peak | Portfolio Adjusted | Size: Over 200kW | Other | 2021 | April Monthly Peak | 4 | 1691.1847
Portfolio AdjustedSize: Over 200kWOther2021August Monthly Peak | Portfolio Adjusted | Size: Over 200kW | Other | 2021 | August Monthly Peak | 8 | 1691.1847
Portfolio AdjustedSize: Over 200kWOther2021December Monthly Peak | Portfolio Adjusted | Size: Over 200kW | Other | 2021 | December Monthly Peak | 12 | 1745.6446
Portfolio AdjustedSize: Over 200kWOther2021February Monthly Peak | Portfolio Adjusted | Size: Over 200kW | Other | 2021 | February Monthly Peak | 2 | 1691.1847
Portfolio AdjustedSize: Over 200kWOther2021January Monthly Peak | Portfolio Adjusted | Size: Over 200kW | Other | 2021 | January Monthly Peak | 1 | 1691.1847
Portfolio AdjustedSize: Over 200kWOther2021July Monthly Peak | Portfolio Adjusted | Size: Over 200kW | Other | 2021 | July Monthly Peak | 7 | 1691.1847
Portfolio AdjustedSize: Over 200kWOther2021June Monthly Peak | Portfolio Adjusted | Size: Over 200kW | Other | 2021 | June Monthly Peak | 6 | 1691.1847
Portfolio AdjustedSize: Over 200kWOther2021March Monthly Peak | Portfolio Adjusted | Size: Over 200kW | Other | 2021 | March Monthly Peak | 3 | 1691.1847
Portfolio AdjustedSize: Over 200kWOther2021May Monthly Peak | Portfolio Adjusted | Size: Over 200kW | Other | 2021 | May Monthly Peak | 5 | 1691.1847
Portfolio AdjustedSize: Over 200kWOther2021November Monthly Peak | Portfolio Adjusted | Size: Over 200kW | Other | 2021 | November Monthly Peak | 11 | 1691.1847
Portfolio AdjustedSize: Over 200kWOther2021October Monthly Peak | Portfolio Adjusted | Size: Over 200kW | Other | 2021 | October Monthly Peak | 10 | 1691.1847
Portfolio AdjustedSize: Over 200kWOther2021September Monthly Peak | Portfolio Adjusted | Size: Over 200kW | Other | 2021 | September Monthly Peak | 9 | 1691.1847
Portfolio AdjustedSize: Over 200kWOther2021Typical Event Day | Portfolio Adjusted | Size: Over 200kW | Other | 2021 | Typical Event Day | 8 | 1691.1847
Portfolio AdjustedSize: Over 200kWOther2022April Monthly Peak | Portfolio Adjusted | Size: Over 200kW | Other | 2022 | April Monthly Peak | 4 | 1745.6446
Portfolio AdjustedSize: Over 200kWOther2022August Monthly Peak | Portfolio Adjusted | Size: Over 200kW | Other | 2022 | August Monthly Peak | 8 | 1745.6446
Portfolio AdjustedSize: Over 200kWOther2022December Monthly Peak | Portfolio Adjusted | Size: Over 200kW | Other | 2022 | December Monthly Peak | 12 | 1801.8581
Portfolio AdjustedSize: Over 200kWOther2022February Monthly Peak | Portfolio Adjusted | Size: Over 200kW | Other | 2022 | February Monthly Peak | 2 | 1745.6446
Portfolio AdjustedSize: Over 200kWOther2022January Monthly Peak | Portfolio Adjusted | Size: Over 200kW | Other | 2022 | January Monthly Peak | 1 | 1745.6446
Portfolio AdjustedSize: Over 200kWOther2022July Monthly Peak | Portfolio Adjusted | Size: Over 200kW | Other | 2022 | July Monthly Peak | 7 | 1745.6446
Portfolio AdjustedSize: Over 200kWOther2022June Monthly Peak | Portfolio Adjusted | Size: Over 200kW | Other | 2022 | June Monthly Peak | 6 | 1745.6446
Portfolio AdjustedSize: Over 200kWOther2022March Monthly Peak | Portfolio Adjusted | Size: Over 200kW | Other | 2022 | March Monthly Peak | 3 | 1745.6446
Portfolio AdjustedSize: Over 200kWOther2022May Monthly Peak | Portfolio Adjusted | Size: Over 200kW | Other | 2022 | May Monthly Peak | 5 | 1745.6446
Portfolio AdjustedSize: Over 200kWOther2022November Monthly Peak | Portfolio Adjusted | Size: Over 200kW | Other | 2022 | November Monthly Peak | 11 | 1745.6446
Portfolio AdjustedSize: Over 200kWOther2022October Monthly Peak | Portfolio Adjusted | Size: Over 200kW | Other | 2022 | October Monthly Peak | 10 | 1745.6446
Portfolio AdjustedSize: Over 200kWOther2022September Monthly Peak | Portfolio Adjusted | Size: Over 200kW | Other | 2022 | September Monthly Peak | 9 | 1745.6446
Portfolio AdjustedSize: Over 200kWOther2022Typical Event Day | Portfolio Adjusted | Size: Over 200kW | Other | 2022 | Typical Event Day | 8 | 1745.6446
Portfolio AdjustedSize: Over 200kWOther2023April Monthly Peak | Portfolio Adjusted | Size: Over 200kW | Other | 2023 | April Monthly Peak | 4 | 1801.8581
Portfolio AdjustedSize: Over 200kWOther2023August Monthly Peak | Portfolio Adjusted | Size: Over 200kW | Other | 2023 | August Monthly Peak | 8 | 1801.8581
Portfolio AdjustedSize: Over 200kWOther2023December Monthly Peak | Portfolio Adjusted | Size: Over 200kW | Other | 2023 | December Monthly Peak | 12 | 1859.8819
Portfolio AdjustedSize: Over 200kWOther2023February Monthly Peak | Portfolio Adjusted | Size: Over 200kW | Other | 2023 | February Monthly Peak | 2 | 1801.8581
Portfolio AdjustedSize: Over 200kWOther2023January Monthly Peak | Portfolio Adjusted | Size: Over 200kW | Other | 2023 | January Monthly Peak | 1 | 1801.8581
Portfolio AdjustedSize: Over 200kWOther2023July Monthly Peak | Portfolio Adjusted | Size: Over 200kW | Other | 2023 | July Monthly Peak | 7 | 1801.8581
Portfolio AdjustedSize: Over 200kWOther2023June Monthly Peak | Portfolio Adjusted | Size: Over 200kW | Other | 2023 | June Monthly Peak | 6 | 1801.8581
Portfolio AdjustedSize: Over 200kWOther2023March Monthly Peak | Portfolio Adjusted | Size: Over 200kW | Other | 2023 | March Monthly Peak | 3 | 1801.8581
Portfolio AdjustedSize: Over 200kWOther2023May Monthly Peak | Portfolio Adjusted | Size: Over 200kW | Other | 2023 | May Monthly Peak | 5 | 1801.8581
Portfolio AdjustedSize: Over 200kWOther2023November Monthly Peak | Portfolio Adjusted | Size: Over 200kW | Other | 2023 | November Monthly Peak | 11 | 1801.8581
Portfolio AdjustedSize: Over 200kWOther2023October Monthly Peak | Portfolio Adjusted | Size: Over 200kW | Other | 2023 | October Monthly Peak | 10 | 1801.8581
Portfolio AdjustedSize: Over 200kWOther2023September Monthly Peak | Portfolio Adjusted | Size: Over 200kW | Other | 2023 | September Monthly Peak | 9 | 1801.8581
Portfolio AdjustedSize: Over 200kWOther2023Typical Event Day | Portfolio Adjusted | Size: Over 200kW | Other | 2023 | Typical Event Day | 8 | 1801.8581
Portfolio AdjustedSize: Over 200kWOther2024April Monthly Peak | Portfolio Adjusted | Size: Over 200kW | Other | 2024 | April Monthly Peak | 4 | 1859.8819
Portfolio AdjustedSize: Over 200kWOther2024August Monthly Peak | Portfolio Adjusted | Size: Over 200kW | Other | 2024 | August Monthly Peak | 8 | 1859.8819
Portfolio AdjustedSize: Over 200kWOther2024December Monthly Peak | Portfolio Adjusted | Size: Over 200kW | Other | 2024 | December Monthly Peak | 12 | 1919.7742
Portfolio AdjustedSize: Over 200kWOther2024February Monthly Peak | Portfolio Adjusted | Size: Over 200kW | Other | 2024 | February Monthly Peak | 2 | 1859.8819
Portfolio AdjustedSize: Over 200kWOther2024January Monthly Peak | Portfolio Adjusted | Size: Over 200kW | Other | 2024 | January Monthly Peak | 1 | 1859.8819
Portfolio AdjustedSize: Over 200kWOther2024July Monthly Peak | Portfolio Adjusted | Size: Over 200kW | Other | 2024 | July Monthly Peak | 7 | 1859.8819
Portfolio AdjustedSize: Over 200kWOther2024June Monthly Peak | Portfolio Adjusted | Size: Over 200kW | Other | 2024 | June Monthly Peak | 6 | 1859.8819
Portfolio AdjustedSize: Over 200kWOther2024March Monthly Peak | Portfolio Adjusted | Size: Over 200kW | Other | 2024 | March Monthly Peak | 3 | 1859.8819
Portfolio AdjustedSize: Over 200kWOther2024May Monthly Peak | Portfolio Adjusted | Size: Over 200kW | Other | 2024 | May Monthly Peak | 5 | 1859.8819
Portfolio AdjustedSize: Over 200kWOther2024November Monthly Peak | Portfolio Adjusted | Size: Over 200kW | Other | 2024 | November Monthly Peak | 11 | 1859.8819
Portfolio AdjustedSize: Over 200kWOther2024October Monthly Peak | Portfolio Adjusted | Size: Over 200kW | Other | 2024 | October Monthly Peak | 10 | 1859.8819
Portfolio AdjustedSize: Over 200kWOther2024September Monthly Peak | Portfolio Adjusted | Size: Over 200kW | Other | 2024 | September Monthly Peak | 9 | 1859.8819
Portfolio AdjustedSize: Over 200kWOther2024Typical Event Day | Portfolio Adjusted | Size: Over 200kW | Other | 2024 | Typical Event Day | 8 | 1859.8819
Portfolio AdjustedSize: Over 200kWOther2025April Monthly Peak | Portfolio Adjusted | Size: Over 200kW | Other | 2025 | April Monthly Peak | 4 | 1919.7742
Portfolio AdjustedSize: Over 200kWOther2025August Monthly Peak | Portfolio Adjusted | Size: Over 200kW | Other | 2025 | August Monthly Peak | 8 | 1919.7742
Portfolio AdjustedSize: Over 200kWOther2025December Monthly Peak | Portfolio Adjusted | Size: Over 200kW | Other | 2025 | December Monthly Peak | 12 | 1981.5951
Portfolio AdjustedSize: Over 200kWOther2025February Monthly Peak | Portfolio Adjusted | Size: Over 200kW | Other | 2025 | February Monthly Peak | 2 | 1919.7742
Portfolio AdjustedSize: Over 200kWOther2025January Monthly Peak | Portfolio Adjusted | Size: Over 200kW | Other | 2025 | January Monthly Peak | 1 | 1919.7742
Portfolio AdjustedSize: Over 200kWOther2025July Monthly Peak | Portfolio Adjusted | Size: Over 200kW | Other | 2025 | July Monthly Peak | 7 | 1919.7742
Portfolio AdjustedSize: Over 200kWOther2025June Monthly Peak | Portfolio Adjusted | Size: Over 200kW | Other | 2025 | June Monthly Peak | 6 | 1919.7742
Portfolio AdjustedSize: Over 200kWOther2025March Monthly Peak | Portfolio Adjusted | Size: Over 200kW | Other | 2025 | March Monthly Peak | 3 | 1919.7742
Portfolio AdjustedSize: Over 200kWOther2025May Monthly Peak | Portfolio Adjusted | Size: Over 200kW | Other | 2025 | May Monthly Peak | 5 | 1919.7742
Portfolio AdjustedSize: Over 200kWOther2025November Monthly Peak | Portfolio Adjusted | Size: Over 200kW | Other | 2025 | November Monthly Peak | 11 | 1919.7742
Portfolio AdjustedSize: Over 200kWOther2025October Monthly Peak | Portfolio Adjusted | Size: Over 200kW | Other | 2025 | October Monthly Peak | 10 | 1919.7742
Portfolio AdjustedSize: Over 200kWOther2025September Monthly Peak | Portfolio Adjusted | Size: Over 200kW | Other | 2025 | September Monthly Peak | 9 | 1919.7742
Portfolio AdjustedSize: Over 200kWOther2025Typical Event Day | Portfolio Adjusted | Size: Over 200kW | Other | 2025 | Typical Event Day | 8 | 1919.7742
Portfolio AdjustedSize: Over 200kWSouth of Lugo2015April Monthly Peak | Portfolio Adjusted | Size: Over 200kW | South of Lugo | 2015 | April Monthly Peak | 4 | 262.064
Portfolio AdjustedSize: Over 200kWSouth of Lugo2015August Monthly Peak | Portfolio Adjusted | Size: Over 200kW | South of Lugo | 2015 | August Monthly Peak | 8 | 263.5051
Portfolio AdjustedSize: Over 200kWSouth of Lugo2015December Monthly Peak | Portfolio Adjusted | Size: Over 200kW | South of Lugo | 2015 | December Monthly Peak | 12 | 264.9462
Portfolio AdjustedSize: Over 200kWSouth of Lugo2015February Monthly Peak | Portfolio Adjusted | Size: Over 200kW | South of Lugo | 2015 | February Monthly Peak | 2 | 261.3435
Portfolio AdjustedSize: Over 200kWSouth of Lugo2015January Monthly Peak | Portfolio Adjusted | Size: Over 200kW | South of Lugo | 2015 | January Monthly Peak | 1 | 261.3435
Portfolio AdjustedSize: Over 200kWSouth of Lugo2015July Monthly Peak | Portfolio Adjusted | Size: Over 200kW | South of Lugo | 2015 | July Monthly Peak | 7 | 263.1448
Portfolio AdjustedSize: Over 200kWSouth of Lugo2015June Monthly Peak | Portfolio Adjusted | Size: Over 200kW | South of Lugo | 2015 | June Monthly Peak | 6 | 262.7846
Portfolio AdjustedSize: Over 200kWSouth of Lugo2015March Monthly Peak | Portfolio Adjusted | Size: Over 200kW | South of Lugo | 2015 | March Monthly Peak | 3 | 261.7037
Portfolio AdjustedSize: Over 200kWSouth of Lugo2015May Monthly Peak | Portfolio Adjusted | Size: Over 200kW | South of Lugo | 2015 | May Monthly Peak | 5 | 262.4243
Portfolio AdjustedSize: Over 200kWSouth of Lugo2015November Monthly Peak | Portfolio Adjusted | Size: Over 200kW | South of Lugo | 2015 | November Monthly Peak | 11 | 264.5859
Portfolio AdjustedSize: Over 200kWSouth of Lugo2015October Monthly Peak | Portfolio Adjusted | Size: Over 200kW | South of Lugo | 2015 | October Monthly Peak | 10 | 264.2257
Portfolio AdjustedSize: Over 200kWSouth of Lugo2015September Monthly Peak | Portfolio Adjusted | Size: Over 200kW | South of Lugo | 2015 | September Monthly Peak | 9 | 263.8654
Portfolio AdjustedSize: Over 200kWSouth of Lugo2015Typical Event Day | Portfolio Adjusted | Size: Over 200kW | South of Lugo | 2015 | Typical Event Day | 8 | 263.5051
Portfolio AdjustedSize: Over 200kWSouth of Lugo2016April Monthly Peak | Portfolio Adjusted | Size: Over 200kW | South of Lugo | 2016 | April Monthly Peak | 4 | 264.9462
Portfolio AdjustedSize: Over 200kWSouth of Lugo2016August Monthly Peak | Portfolio Adjusted | Size: Over 200kW | South of Lugo | 2016 | August Monthly Peak | 8 | 264.9462
Portfolio AdjustedSize: Over 200kWSouth of Lugo2016December Monthly Peak | Portfolio Adjusted | Size: Over 200kW | South of Lugo | 2016 | December Monthly Peak | 12 | 273.4781
Portfolio AdjustedSize: Over 200kWSouth of Lugo2016February Monthly Peak | Portfolio Adjusted | Size: Over 200kW | South of Lugo | 2016 | February Monthly Peak | 2 | 264.9462
Portfolio AdjustedSize: Over 200kWSouth of Lugo2016January Monthly Peak | Portfolio Adjusted | Size: Over 200kW | South of Lugo | 2016 | January Monthly Peak | 1 | 264.9462
Portfolio AdjustedSize: Over 200kWSouth of Lugo2016July Monthly Peak | Portfolio Adjusted | Size: Over 200kW | South of Lugo | 2016 | July Monthly Peak | 7 | 264.9462
Portfolio AdjustedSize: Over 200kWSouth of Lugo2016June Monthly Peak | Portfolio Adjusted | Size: Over 200kW | South of Lugo | 2016 | June Monthly Peak | 6 | 264.9462
Portfolio AdjustedSize: Over 200kWSouth of Lugo2016March Monthly Peak | Portfolio Adjusted | Size: Over 200kW | South of Lugo | 2016 | March Monthly Peak | 3 | 264.9462
Portfolio AdjustedSize: Over 200kWSouth of Lugo2016May Monthly Peak | Portfolio Adjusted | Size: Over 200kW | South of Lugo | 2016 | May Monthly Peak | 5 | 264.9462
Portfolio AdjustedSize: Over 200kWSouth of Lugo2016November Monthly Peak | Portfolio Adjusted | Size: Over 200kW | South of Lugo | 2016 | November Monthly Peak | 11 | 264.9462
Portfolio AdjustedSize: Over 200kWSouth of Lugo2016October Monthly Peak | Portfolio Adjusted | Size: Over 200kW | South of Lugo | 2016 | October Monthly Peak | 10 | 264.9462
Portfolio AdjustedSize: Over 200kWSouth of Lugo2016September Monthly Peak | Portfolio Adjusted | Size: Over 200kW | South of Lugo | 2016 | September Monthly Peak | 9 | 264.9462
Portfolio AdjustedSize: Over 200kWSouth of Lugo2016Typical Event Day | Portfolio Adjusted | Size: Over 200kW | South of Lugo | 2016 | Typical Event Day | 8 | 264.9462
Portfolio AdjustedSize: Over 200kWSouth of Lugo2017April Monthly Peak | Portfolio Adjusted | Size: Over 200kW | South of Lugo | 2017 | April Monthly Peak | 4 | 273.4781
Portfolio AdjustedSize: Over 200kWSouth of Lugo2017August Monthly Peak | Portfolio Adjusted | Size: Over 200kW | South of Lugo | 2017 | August Monthly Peak | 8 | 273.4781
Portfolio AdjustedSize: Over 200kWSouth of Lugo2017December Monthly Peak | Portfolio Adjusted | Size: Over 200kW | South of Lugo | 2017 | December Monthly Peak | 12 | 282.2847
Portfolio AdjustedSize: Over 200kWSouth of Lugo2017February Monthly Peak | Portfolio Adjusted | Size: Over 200kW | South of Lugo | 2017 | February Monthly Peak | 2 | 273.4781
Portfolio AdjustedSize: Over 200kWSouth of Lugo2017January Monthly Peak | Portfolio Adjusted | Size: Over 200kW | South of Lugo | 2017 | January Monthly Peak | 1 | 273.4781
Portfolio AdjustedSize: Over 200kWSouth of Lugo2017July Monthly Peak | Portfolio Adjusted | Size: Over 200kW | South of Lugo | 2017 | July Monthly Peak | 7 | 273.4781
Portfolio AdjustedSize: Over 200kWSouth of Lugo2017June Monthly Peak | Portfolio Adjusted | Size: Over 200kW | South of Lugo | 2017 | June Monthly Peak | 6 | 273.4781
Portfolio AdjustedSize: Over 200kWSouth of Lugo2017March Monthly Peak | Portfolio Adjusted | Size: Over 200kW | South of Lugo | 2017 | March Monthly Peak | 3 | 273.4781
Portfolio AdjustedSize: Over 200kWSouth of Lugo2017May Monthly Peak | Portfolio Adjusted | Size: Over 200kW | South of Lugo | 2017 | May Monthly Peak | 5 | 273.4781
Portfolio AdjustedSize: Over 200kWSouth of Lugo2017November Monthly Peak | Portfolio Adjusted | Size: Over 200kW | South of Lugo | 2017 | November Monthly Peak | 11 | 273.4781
Portfolio AdjustedSize: Over 200kWSouth of Lugo2017October Monthly Peak | Portfolio Adjusted | Size: Over 200kW | South of Lugo | 2017 | October Monthly Peak | 10 | 273.4781
Portfolio AdjustedSize: Over 200kWSouth of Lugo2017September Monthly Peak | Portfolio Adjusted | Size: Over 200kW | South of Lugo | 2017 | September Monthly Peak | 9 | 273.4781
Portfolio AdjustedSize: Over 200kWSouth of Lugo2017Typical Event Day | Portfolio Adjusted | Size: Over 200kW | South of Lugo | 2017 | Typical Event Day | 8 | 273.4781
Portfolio AdjustedSize: Over 200kWSouth of Lugo2018April Monthly Peak | Portfolio Adjusted | Size: Over 200kW | South of Lugo | 2018 | April Monthly Peak | 4 | 282.2847
Portfolio AdjustedSize: Over 200kWSouth of Lugo2018August Monthly Peak | Portfolio Adjusted | Size: Over 200kW | South of Lugo | 2018 | August Monthly Peak | 8 | 282.2847
Portfolio AdjustedSize: Over 200kWSouth of Lugo2018December Monthly Peak | Portfolio Adjusted | Size: Over 200kW | South of Lugo | 2018 | December Monthly Peak | 12 | 291.3748
Portfolio AdjustedSize: Over 200kWSouth of Lugo2018February Monthly Peak | Portfolio Adjusted | Size: Over 200kW | South of Lugo | 2018 | February Monthly Peak | 2 | 282.2847
Portfolio AdjustedSize: Over 200kWSouth of Lugo2018January Monthly Peak | Portfolio Adjusted | Size: Over 200kW | South of Lugo | 2018 | January Monthly Peak | 1 | 282.2847
Portfolio AdjustedSize: Over 200kWSouth of Lugo2018July Monthly Peak | Portfolio Adjusted | Size: Over 200kW | South of Lugo | 2018 | July Monthly Peak | 7 | 282.2847
Portfolio AdjustedSize: Over 200kWSouth of Lugo2018June Monthly Peak | Portfolio Adjusted | Size: Over 200kW | South of Lugo | 2018 | June Monthly Peak | 6 | 282.2847
Portfolio AdjustedSize: Over 200kWSouth of Lugo2018March Monthly Peak | Portfolio Adjusted | Size: Over 200kW | South of Lugo | 2018 | March Monthly Peak | 3 | 282.2847
Portfolio AdjustedSize: Over 200kWSouth of Lugo2018May Monthly Peak | Portfolio Adjusted | Size: Over 200kW | South of Lugo | 2018 | May Monthly Peak | 5 | 282.2847
Portfolio AdjustedSize: Over 200kWSouth of Lugo2018November Monthly Peak | Portfolio Adjusted | Size: Over 200kW | South of Lugo | 2018 | November Monthly Peak | 11 | 282.2847
Portfolio AdjustedSize: Over 200kWSouth of Lugo2018October Monthly Peak | Portfolio Adjusted | Size: Over 200kW | South of Lugo | 2018 | October Monthly Peak | 10 | 282.2847
Portfolio AdjustedSize: Over 200kWSouth of Lugo2018September Monthly Peak | Portfolio Adjusted | Size: Over 200kW | South of Lugo | 2018 | September Monthly Peak | 9 | 282.2847
Portfolio AdjustedSize: Over 200kWSouth of Lugo2018Typical Event Day | Portfolio Adjusted | Size: Over 200kW | South of Lugo | 2018 | Typical Event Day | 8 | 282.2847
Portfolio AdjustedSize: Over 200kWSouth of Lugo2019April Monthly Peak | Portfolio Adjusted | Size: Over 200kW | South of Lugo | 2019 | April Monthly Peak | 4 | 291.3748
Portfolio AdjustedSize: Over 200kWSouth of Lugo2019August Monthly Peak | Portfolio Adjusted | Size: Over 200kW | South of Lugo | 2019 | August Monthly Peak | 8 | 291.3748
Portfolio AdjustedSize: Over 200kWSouth of Lugo2019December Monthly Peak | Portfolio Adjusted | Size: Over 200kW | South of Lugo | 2019 | December Monthly Peak | 12 | 300.7577
Portfolio AdjustedSize: Over 200kWSouth of Lugo2019February Monthly Peak | Portfolio Adjusted | Size: Over 200kW | South of Lugo | 2019 | February Monthly Peak | 2 | 291.3748
Portfolio AdjustedSize: Over 200kWSouth of Lugo2019January Monthly Peak | Portfolio Adjusted | Size: Over 200kW | South of Lugo | 2019 | January Monthly Peak | 1 | 291.3748
Portfolio AdjustedSize: Over 200kWSouth of Lugo2019July Monthly Peak | Portfolio Adjusted | Size: Over 200kW | South of Lugo | 2019 | July Monthly Peak | 7 | 291.3748
Portfolio AdjustedSize: Over 200kWSouth of Lugo2019June Monthly Peak | Portfolio Adjusted | Size: Over 200kW | South of Lugo | 2019 | June Monthly Peak | 6 | 291.3748
Portfolio AdjustedSize: Over 200kWSouth of Lugo2019March Monthly Peak | Portfolio Adjusted | Size: Over 200kW | South of Lugo | 2019 | March Monthly Peak | 3 | 291.3748
Portfolio AdjustedSize: Over 200kWSouth of Lugo2019May Monthly Peak | Portfolio Adjusted | Size: Over 200kW | South of Lugo | 2019 | May Monthly Peak | 5 | 291.3748
Portfolio AdjustedSize: Over 200kWSouth of Lugo2019November Monthly Peak | Portfolio Adjusted | Size: Over 200kW | South of Lugo | 2019 | November Monthly Peak | 11 | 291.3748
Portfolio AdjustedSize: Over 200kWSouth of Lugo2019October Monthly Peak | Portfolio Adjusted | Size: Over 200kW | South of Lugo | 2019 | October Monthly Peak | 10 | 291.3748
Portfolio AdjustedSize: Over 200kWSouth of Lugo2019September Monthly Peak | Portfolio Adjusted | Size: Over 200kW | South of Lugo | 2019 | September Monthly Peak | 9 | 291.3748
Portfolio AdjustedSize: Over 200kWSouth of Lugo2019Typical Event Day | Portfolio Adjusted | Size: Over 200kW | South of Lugo | 2019 | Typical Event Day | 8 | 291.3748
Portfolio AdjustedSize: Over 200kWSouth of Lugo2020April Monthly Peak | Portfolio Adjusted | Size: Over 200kW | South of Lugo | 2020 | April Monthly Peak | 4 | 300.7577
Portfolio AdjustedSize: Over 200kWSouth of Lugo2020August Monthly Peak | Portfolio Adjusted | Size: Over 200kW | South of Lugo | 2020 | August Monthly Peak | 8 | 300.7577
Portfolio AdjustedSize: Over 200kWSouth of Lugo2020December Monthly Peak | Portfolio Adjusted | Size: Over 200kW | South of Lugo | 2020 | December Monthly Peak | 12 | 310.4428
Portfolio AdjustedSize: Over 200kWSouth of Lugo2020February Monthly Peak | Portfolio Adjusted | Size: Over 200kW | South of Lugo | 2020 | February Monthly Peak | 2 | 300.7577
Portfolio AdjustedSize: Over 200kWSouth of Lugo2020January Monthly Peak | Portfolio Adjusted | Size: Over 200kW | South of Lugo | 2020 | January Monthly Peak | 1 | 300.7577
Portfolio AdjustedSize: Over 200kWSouth of Lugo2020July Monthly Peak | Portfolio Adjusted | Size: Over 200kW | South of Lugo | 2020 | July Monthly Peak | 7 | 300.7577
Portfolio AdjustedSize: Over 200kWSouth of Lugo2020June Monthly Peak | Portfolio Adjusted | Size: Over 200kW | South of Lugo | 2020 | June Monthly Peak | 6 | 300.7577
Portfolio AdjustedSize: Over 200kWSouth of Lugo2020March Monthly Peak | Portfolio Adjusted | Size: Over 200kW | South of Lugo | 2020 | March Monthly Peak | 3 | 300.7577
Portfolio AdjustedSize: Over 200kWSouth of Lugo2020May Monthly Peak | Portfolio Adjusted | Size: Over 200kW | South of Lugo | 2020 | May Monthly Peak | 5 | 300.7577
Portfolio AdjustedSize: Over 200kWSouth of Lugo2020November Monthly Peak | Portfolio Adjusted | Size: Over 200kW | South of Lugo | 2020 | November Monthly Peak | 11 | 300.7577
Portfolio AdjustedSize: Over 200kWSouth of Lugo2020October Monthly Peak | Portfolio Adjusted | Size: Over 200kW | South of Lugo | 2020 | October Monthly Peak | 10 | 300.7577
Portfolio AdjustedSize: Over 200kWSouth of Lugo2020September Monthly Peak | Portfolio Adjusted | Size: Over 200kW | South of Lugo | 2020 | September Monthly Peak | 9 | 300.7577
Portfolio AdjustedSize: Over 200kWSouth of Lugo2020Typical Event Day | Portfolio Adjusted | Size: Over 200kW | South of Lugo | 2020 | Typical Event Day | 8 | 300.7577
Portfolio AdjustedSize: Over 200kWSouth of Lugo2021April Monthly Peak | Portfolio Adjusted | Size: Over 200kW | South of Lugo | 2021 | April Monthly Peak | 4 | 310.4428
Portfolio AdjustedSize: Over 200kWSouth of Lugo2021August Monthly Peak | Portfolio Adjusted | Size: Over 200kW | South of Lugo | 2021 | August Monthly Peak | 8 | 310.4428
Portfolio AdjustedSize: Over 200kWSouth of Lugo2021December Monthly Peak | Portfolio Adjusted | Size: Over 200kW | South of Lugo | 2021 | December Monthly Peak | 12 | 320.4397
Portfolio AdjustedSize: Over 200kWSouth of Lugo2021February Monthly Peak | Portfolio Adjusted | Size: Over 200kW | South of Lugo | 2021 | February Monthly Peak | 2 | 310.4428
Portfolio AdjustedSize: Over 200kWSouth of Lugo2021January Monthly Peak | Portfolio Adjusted | Size: Over 200kW | South of Lugo | 2021 | January Monthly Peak | 1 | 310.4428
Portfolio AdjustedSize: Over 200kWSouth of Lugo2021July Monthly Peak | Portfolio Adjusted | Size: Over 200kW | South of Lugo | 2021 | July Monthly Peak | 7 | 310.4428
Portfolio AdjustedSize: Over 200kWSouth of Lugo2021June Monthly Peak | Portfolio Adjusted | Size: Over 200kW | South of Lugo | 2021 | June Monthly Peak | 6 | 310.4428
Portfolio AdjustedSize: Over 200kWSouth of Lugo2021March Monthly Peak | Portfolio Adjusted | Size: Over 200kW | South of Lugo | 2021 | March Monthly Peak | 3 | 310.4428
Portfolio AdjustedSize: Over 200kWSouth of Lugo2021May Monthly Peak | Portfolio Adjusted | Size: Over 200kW | South of Lugo | 2021 | May Monthly Peak | 5 | 310.4428
Portfolio AdjustedSize: Over 200kWSouth of Lugo2021November Monthly Peak | Portfolio Adjusted | Size: Over 200kW | South of Lugo | 2021 | November Monthly Peak | 11 | 310.4428
Portfolio AdjustedSize: Over 200kWSouth of Lugo2021October Monthly Peak | Portfolio Adjusted | Size: Over 200kW | South of Lugo | 2021 | October Monthly Peak | 10 | 310.4428
Portfolio AdjustedSize: Over 200kWSouth of Lugo2021September Monthly Peak | Portfolio Adjusted | Size: Over 200kW | South of Lugo | 2021 | September Monthly Peak | 9 | 310.4428
Portfolio AdjustedSize: Over 200kWSouth of Lugo2021Typical Event Day | Portfolio Adjusted | Size: Over 200kW | South of Lugo | 2021 | Typical Event Day | 8 | 310.4428
Portfolio AdjustedSize: Over 200kWSouth of Lugo2022April Monthly Peak | Portfolio Adjusted | Size: Over 200kW | South of Lugo | 2022 | April Monthly Peak | 4 | 320.4397
Portfolio AdjustedSize: Over 200kWSouth of Lugo2022August Monthly Peak | Portfolio Adjusted | Size: Over 200kW | South of Lugo | 2022 | August Monthly Peak | 8 | 320.4397
Portfolio AdjustedSize: Over 200kWSouth of Lugo2022December Monthly Peak | Portfolio Adjusted | Size: Over 200kW | South of Lugo | 2022 | December Monthly Peak | 12 | 330.7586
Portfolio AdjustedSize: Over 200kWSouth of Lugo2022February Monthly Peak | Portfolio Adjusted | Size: Over 200kW | South of Lugo | 2022 | February Monthly Peak | 2 | 320.4397
Portfolio AdjustedSize: Over 200kWSouth of Lugo2022January Monthly Peak | Portfolio Adjusted | Size: Over 200kW | South of Lugo | 2022 | January Monthly Peak | 1 | 320.4397
Portfolio AdjustedSize: Over 200kWSouth of Lugo2022July Monthly Peak | Portfolio Adjusted | Size: Over 200kW | South of Lugo | 2022 | July Monthly Peak | 7 | 320.4397
Portfolio AdjustedSize: Over 200kWSouth of Lugo2022June Monthly Peak | Portfolio Adjusted | Size: Over 200kW | South of Lugo | 2022 | June Monthly Peak | 6 | 320.4397
Portfolio AdjustedSize: Over 200kWSouth of Lugo2022March Monthly Peak | Portfolio Adjusted | Size: Over 200kW | South of Lugo | 2022 | March Monthly Peak | 3 | 320.4397
Portfolio AdjustedSize: Over 200kWSouth of Lugo2022May Monthly Peak | Portfolio Adjusted | Size: Over 200kW | South of Lugo | 2022 | May Monthly Peak | 5 | 320.4397
Portfolio AdjustedSize: Over 200kWSouth of Lugo2022November Monthly Peak | Portfolio Adjusted | Size: Over 200kW | South of Lugo | 2022 | November Monthly Peak | 11 | 320.4397
Portfolio AdjustedSize: Over 200kWSouth of Lugo2022October Monthly Peak | Portfolio Adjusted | Size: Over 200kW | South of Lugo | 2022 | October Monthly Peak | 10 | 320.4397
Portfolio AdjustedSize: Over 200kWSouth of Lugo2022September Monthly Peak | Portfolio Adjusted | Size: Over 200kW | South of Lugo | 2022 | September Monthly Peak | 9 | 320.4397
Portfolio AdjustedSize: Over 200kWSouth of Lugo2022Typical Event Day | Portfolio Adjusted | Size: Over 200kW | South of Lugo | 2022 | Typical Event Day | 8 | 320.4397
Portfolio AdjustedSize: Over 200kWSouth of Lugo2023April Monthly Peak | Portfolio Adjusted | Size: Over 200kW | South of Lugo | 2023 | April Monthly Peak | 4 | 330.7586
Portfolio AdjustedSize: Over 200kWSouth of Lugo2023August Monthly Peak | Portfolio Adjusted | Size: Over 200kW | South of Lugo | 2023 | August Monthly Peak | 8 | 330.7586
Portfolio AdjustedSize: Over 200kWSouth of Lugo2023December Monthly Peak | Portfolio Adjusted | Size: Over 200kW | South of Lugo | 2023 | December Monthly Peak | 12 | 341.4097
Portfolio AdjustedSize: Over 200kWSouth of Lugo2023February Monthly Peak | Portfolio Adjusted | Size: Over 200kW | South of Lugo | 2023 | February Monthly Peak | 2 | 330.7586
Portfolio AdjustedSize: Over 200kWSouth of Lugo2023January Monthly Peak | Portfolio Adjusted | Size: Over 200kW | South of Lugo | 2023 | January Monthly Peak | 1 | 330.7586
Portfolio AdjustedSize: Over 200kWSouth of Lugo2023July Monthly Peak | Portfolio Adjusted | Size: Over 200kW | South of Lugo | 2023 | July Monthly Peak | 7 | 330.7586
Portfolio AdjustedSize: Over 200kWSouth of Lugo2023June Monthly Peak | Portfolio Adjusted | Size: Over 200kW | South of Lugo | 2023 | June Monthly Peak | 6 | 330.7586
Portfolio AdjustedSize: Over 200kWSouth of Lugo2023March Monthly Peak | Portfolio Adjusted | Size: Over 200kW | South of Lugo | 2023 | March Monthly Peak | 3 | 330.7586
Portfolio AdjustedSize: Over 200kWSouth of Lugo2023May Monthly Peak | Portfolio Adjusted | Size: Over 200kW | South of Lugo | 2023 | May Monthly Peak | 5 | 330.7586
Portfolio AdjustedSize: Over 200kWSouth of Lugo2023November Monthly Peak | Portfolio Adjusted | Size: Over 200kW | South of Lugo | 2023 | November Monthly Peak | 11 | 330.7586
Portfolio AdjustedSize: Over 200kWSouth of Lugo2023October Monthly Peak | Portfolio Adjusted | Size: Over 200kW | South of Lugo | 2023 | October Monthly Peak | 10 | 330.7586
Portfolio AdjustedSize: Over 200kWSouth of Lugo2023September Monthly Peak | Portfolio Adjusted | Size: Over 200kW | South of Lugo | 2023 | September Monthly Peak | 9 | 330.7586
Portfolio AdjustedSize: Over 200kWSouth of Lugo2023Typical Event Day | Portfolio Adjusted | Size: Over 200kW | South of Lugo | 2023 | Typical Event Day | 8 | 330.7586
Portfolio AdjustedSize: Over 200kWSouth of Lugo2024April Monthly Peak | Portfolio Adjusted | Size: Over 200kW | South of Lugo | 2024 | April Monthly Peak | 4 | 341.4097
Portfolio AdjustedSize: Over 200kWSouth of Lugo2024August Monthly Peak | Portfolio Adjusted | Size: Over 200kW | South of Lugo | 2024 | August Monthly Peak | 8 | 341.4097
Portfolio AdjustedSize: Over 200kWSouth of Lugo2024December Monthly Peak | Portfolio Adjusted | Size: Over 200kW | South of Lugo | 2024 | December Monthly Peak | 12 | 352.4039
Portfolio AdjustedSize: Over 200kWSouth of Lugo2024February Monthly Peak | Portfolio Adjusted | Size: Over 200kW | South of Lugo | 2024 | February Monthly Peak | 2 | 341.4097
Portfolio AdjustedSize: Over 200kWSouth of Lugo2024January Monthly Peak | Portfolio Adjusted | Size: Over 200kW | South of Lugo | 2024 | January Monthly Peak | 1 | 341.4097
Portfolio AdjustedSize: Over 200kWSouth of Lugo2024July Monthly Peak | Portfolio Adjusted | Size: Over 200kW | South of Lugo | 2024 | July Monthly Peak | 7 | 341.4097
Portfolio AdjustedSize: Over 200kWSouth of Lugo2024June Monthly Peak | Portfolio Adjusted | Size: Over 200kW | South of Lugo | 2024 | June Monthly Peak | 6 | 341.4097
Portfolio AdjustedSize: Over 200kWSouth of Lugo2024March Monthly Peak | Portfolio Adjusted | Size: Over 200kW | South of Lugo | 2024 | March Monthly Peak | 3 | 341.4097
Portfolio AdjustedSize: Over 200kWSouth of Lugo2024May Monthly Peak | Portfolio Adjusted | Size: Over 200kW | South of Lugo | 2024 | May Monthly Peak | 5 | 341.4097
Portfolio AdjustedSize: Over 200kWSouth of Lugo2024November Monthly Peak | Portfolio Adjusted | Size: Over 200kW | South of Lugo | 2024 | November Monthly Peak | 11 | 341.4097
Portfolio AdjustedSize: Over 200kWSouth of Lugo2024October Monthly Peak | Portfolio Adjusted | Size: Over 200kW | South of Lugo | 2024 | October Monthly Peak | 10 | 341.4097
Portfolio AdjustedSize: Over 200kWSouth of Lugo2024September Monthly Peak | Portfolio Adjusted | Size: Over 200kW | South of Lugo | 2024 | September Monthly Peak | 9 | 341.4097
Portfolio AdjustedSize: Over 200kWSouth of Lugo2024Typical Event Day | Portfolio Adjusted | Size: Over 200kW | South of Lugo | 2024 | Typical Event Day | 8 | 341.4097
Portfolio AdjustedSize: Over 200kWSouth of Lugo2025April Monthly Peak | Portfolio Adjusted | Size: Over 200kW | South of Lugo | 2025 | April Monthly Peak | 4 | 352.4039
Portfolio AdjustedSize: Over 200kWSouth of Lugo2025August Monthly Peak | Portfolio Adjusted | Size: Over 200kW | South of Lugo | 2025 | August Monthly Peak | 8 | 352.4039
Portfolio AdjustedSize: Over 200kWSouth of Lugo2025December Monthly Peak | Portfolio Adjusted | Size: Over 200kW | South of Lugo | 2025 | December Monthly Peak | 12 | 363.7521
Portfolio AdjustedSize: Over 200kWSouth of Lugo2025February Monthly Peak | Portfolio Adjusted | Size: Over 200kW | South of Lugo | 2025 | February Monthly Peak | 2 | 352.4039
Portfolio AdjustedSize: Over 200kWSouth of Lugo2025January Monthly Peak | Portfolio Adjusted | Size: Over 200kW | South of Lugo | 2025 | January Monthly Peak | 1 | 352.4039
Portfolio AdjustedSize: Over 200kWSouth of Lugo2025July Monthly Peak | Portfolio Adjusted | Size: Over 200kW | South of Lugo | 2025 | July Monthly Peak | 7 | 352.4039
Portfolio AdjustedSize: Over 200kWSouth of Lugo2025June Monthly Peak | Portfolio Adjusted | Size: Over 200kW | South of Lugo | 2025 | June Monthly Peak | 6 | 352.4039
Portfolio AdjustedSize: Over 200kWSouth of Lugo2025March Monthly Peak | Portfolio Adjusted | Size: Over 200kW | South of Lugo | 2025 | March Monthly Peak | 3 | 352.4039
Portfolio AdjustedSize: Over 200kWSouth of Lugo2025May Monthly Peak | Portfolio Adjusted | Size: Over 200kW | South of Lugo | 2025 | May Monthly Peak | 5 | 352.4039
Portfolio AdjustedSize: Over 200kWSouth of Lugo2025November Monthly Peak | Portfolio Adjusted | Size: Over 200kW | South of Lugo | 2025 | November Monthly Peak | 11 | 352.4039
Portfolio AdjustedSize: Over 200kWSouth of Lugo2025October Monthly Peak | Portfolio Adjusted | Size: Over 200kW | South of Lugo | 2025 | October Monthly Peak | 10 | 352.4039
Portfolio AdjustedSize: Over 200kWSouth of Lugo2025September Monthly Peak | Portfolio Adjusted | Size: Over 200kW | South of Lugo | 2025 | September Monthly Peak | 9 | 352.4039
Portfolio AdjustedSize: Over 200kWSouth of Lugo2025Typical Event Day | Portfolio Adjusted | Size: Over 200kW | South of Lugo | 2025 | Typical Event Day | 8 | 352.4039
Portfolio AdjustedSize: Under 20 kWAll2015April Monthly Peak | Portfolio Adjusted | Size: Under 20 kW | All | 2015 | April Monthly Peak | 4 | 0
Portfolio AdjustedSize: Under 20 kWAll2015August Monthly Peak | Portfolio Adjusted | Size: Under 20 kW | All | 2015 | August Monthly Peak | 8 | 0
Portfolio AdjustedSize: Under 20 kWAll2015December Monthly Peak | Portfolio Adjusted | Size: Under 20 kW | All | 2015 | December Monthly Peak | 12 | 0
Portfolio AdjustedSize: Under 20 kWAll2015February Monthly Peak | Portfolio Adjusted | Size: Under 20 kW | All | 2015 | February Monthly Peak | 2 | 0
Portfolio AdjustedSize: Under 20 kWAll2015January Monthly Peak | Portfolio Adjusted | Size: Under 20 kW | All | 2015 | January Monthly Peak | 1 | 0
Portfolio AdjustedSize: Under 20 kWAll2015July Monthly Peak | Portfolio Adjusted | Size: Under 20 kW | All | 2015 | July Monthly Peak | 7 | 0
Portfolio AdjustedSize: Under 20 kWAll2015June Monthly Peak | Portfolio Adjusted | Size: Under 20 kW | All | 2015 | June Monthly Peak | 6 | 0
Portfolio AdjustedSize: Under 20 kWAll2015March Monthly Peak | Portfolio Adjusted | Size: Under 20 kW | All | 2015 | March Monthly Peak | 3 | 0
Portfolio AdjustedSize: Under 20 kWAll2015May Monthly Peak | Portfolio Adjusted | Size: Under 20 kW | All | 2015 | May Monthly Peak | 5 | 0
Portfolio AdjustedSize: Under 20 kWAll2015November Monthly Peak | Portfolio Adjusted | Size: Under 20 kW | All | 2015 | November Monthly Peak | 11 | 0
Portfolio AdjustedSize: Under 20 kWAll2015October Monthly Peak | Portfolio Adjusted | Size: Under 20 kW | All | 2015 | October Monthly Peak | 10 | 0
Portfolio AdjustedSize: Under 20 kWAll2015September Monthly Peak | Portfolio Adjusted | Size: Under 20 kW | All | 2015 | September Monthly Peak | 9 | 0
Portfolio AdjustedSize: Under 20 kWAll2015Typical Event Day | Portfolio Adjusted | Size: Under 20 kW | All | 2015 | Typical Event Day | 8 | 0
Portfolio AdjustedSize: Under 20 kWAll2016April Monthly Peak | Portfolio Adjusted | Size: Under 20 kW | All | 2016 | April Monthly Peak | 4 | 0
Portfolio AdjustedSize: Under 20 kWAll2016August Monthly Peak | Portfolio Adjusted | Size: Under 20 kW | All | 2016 | August Monthly Peak | 8 | 0
Portfolio AdjustedSize: Under 20 kWAll2016December Monthly Peak | Portfolio Adjusted | Size: Under 20 kW | All | 2016 | December Monthly Peak | 12 | 0
Portfolio AdjustedSize: Under 20 kWAll2016February Monthly Peak | Portfolio Adjusted | Size: Under 20 kW | All | 2016 | February Monthly Peak | 2 | 0
Portfolio AdjustedSize: Under 20 kWAll2016January Monthly Peak | Portfolio Adjusted | Size: Under 20 kW | All | 2016 | January Monthly Peak | 1 | 0
Portfolio AdjustedSize: Under 20 kWAll2016July Monthly Peak | Portfolio Adjusted | Size: Under 20 kW | All | 2016 | July Monthly Peak | 7 | 0
Portfolio AdjustedSize: Under 20 kWAll2016June Monthly Peak | Portfolio Adjusted | Size: Under 20 kW | All | 2016 | June Monthly Peak | 6 | 0
Portfolio AdjustedSize: Under 20 kWAll2016March Monthly Peak | Portfolio Adjusted | Size: Under 20 kW | All | 2016 | March Monthly Peak | 3 | 0
Portfolio AdjustedSize: Under 20 kWAll2016May Monthly Peak | Portfolio Adjusted | Size: Under 20 kW | All | 2016 | May Monthly Peak | 5 | 0
Portfolio AdjustedSize: Under 20 kWAll2016November Monthly Peak | Portfolio Adjusted | Size: Under 20 kW | All | 2016 | November Monthly Peak | 11 | 0
Portfolio AdjustedSize: Under 20 kWAll2016October Monthly Peak | Portfolio Adjusted | Size: Under 20 kW | All | 2016 | October Monthly Peak | 10 | 0
Portfolio AdjustedSize: Under 20 kWAll2016September Monthly Peak | Portfolio Adjusted | Size: Under 20 kW | All | 2016 | September Monthly Peak | 9 | 0
Portfolio AdjustedSize: Under 20 kWAll2016Typical Event Day | Portfolio Adjusted | Size: Under 20 kW | All | 2016 | Typical Event Day | 8 | 0
Portfolio AdjustedSize: Under 20 kWAll2017April Monthly Peak | Portfolio Adjusted | Size: Under 20 kW | All | 2017 | April Monthly Peak | 4 | 215204.7455
Portfolio AdjustedSize: Under 20 kWAll2017August Monthly Peak | Portfolio Adjusted | Size: Under 20 kW | All | 2017 | August Monthly Peak | 8 | 215204.7455
Portfolio AdjustedSize: Under 20 kWAll2017December Monthly Peak | Portfolio Adjusted | Size: Under 20 kW | All | 2017 | December Monthly Peak | 12 | 215204.7455
Portfolio AdjustedSize: Under 20 kWAll2017February Monthly Peak | Portfolio Adjusted | Size: Under 20 kW | All | 2017 | February Monthly Peak | 2 | 0
Portfolio AdjustedSize: Under 20 kWAll2017January Monthly Peak | Portfolio Adjusted | Size: Under 20 kW | All | 2017 | January Monthly Peak | 1 | 0
Portfolio AdjustedSize: Under 20 kWAll2017July Monthly Peak | Portfolio Adjusted | Size: Under 20 kW | All | 2017 | July Monthly Peak | 7 | 215204.7455
Portfolio AdjustedSize: Under 20 kWAll2017June Monthly Peak | Portfolio Adjusted | Size: Under 20 kW | All | 2017 | June Monthly Peak | 6 | 215204.7455
Portfolio AdjustedSize: Under 20 kWAll2017March Monthly Peak | Portfolio Adjusted | Size: Under 20 kW | All | 2017 | March Monthly Peak | 3 | 0
Portfolio AdjustedSize: Under 20 kWAll2017May Monthly Peak | Portfolio Adjusted | Size: Under 20 kW | All | 2017 | May Monthly Peak | 5 | 215204.7455
Portfolio AdjustedSize: Under 20 kWAll2017November Monthly Peak | Portfolio Adjusted | Size: Under 20 kW | All | 2017 | November Monthly Peak | 11 | 215204.7455
Portfolio AdjustedSize: Under 20 kWAll2017October Monthly Peak | Portfolio Adjusted | Size: Under 20 kW | All | 2017 | October Monthly Peak | 10 | 215204.7455
Portfolio AdjustedSize: Under 20 kWAll2017September Monthly Peak | Portfolio Adjusted | Size: Under 20 kW | All | 2017 | September Monthly Peak | 9 | 215204.7455
Portfolio AdjustedSize: Under 20 kWAll2017Typical Event Day | Portfolio Adjusted | Size: Under 20 kW | All | 2017 | Typical Event Day | 8 | 215204.7455
Portfolio AdjustedSize: Under 20 kWAll2018April Monthly Peak | Portfolio Adjusted | Size: Under 20 kW | All | 2018 | April Monthly Peak | 4 | 86081.8982
Portfolio AdjustedSize: Under 20 kWAll2018August Monthly Peak | Portfolio Adjusted | Size: Under 20 kW | All | 2018 | August Monthly Peak | 8 | 86081.8982
Portfolio AdjustedSize: Under 20 kWAll2018December Monthly Peak | Portfolio Adjusted | Size: Under 20 kW | All | 2018 | December Monthly Peak | 12 | 86081.8982
Portfolio AdjustedSize: Under 20 kWAll2018February Monthly Peak | Portfolio Adjusted | Size: Under 20 kW | All | 2018 | February Monthly Peak | 2 | 215204.7455
Portfolio AdjustedSize: Under 20 kWAll2018January Monthly Peak | Portfolio Adjusted | Size: Under 20 kW | All | 2018 | January Monthly Peak | 1 | 215204.7455
Portfolio AdjustedSize: Under 20 kWAll2018July Monthly Peak | Portfolio Adjusted | Size: Under 20 kW | All | 2018 | July Monthly Peak | 7 | 86081.8982
Portfolio AdjustedSize: Under 20 kWAll2018June Monthly Peak | Portfolio Adjusted | Size: Under 20 kW | All | 2018 | June Monthly Peak | 6 | 86081.8982
Portfolio AdjustedSize: Under 20 kWAll2018March Monthly Peak | Portfolio Adjusted | Size: Under 20 kW | All | 2018 | March Monthly Peak | 3 | 215204.7455
Portfolio AdjustedSize: Under 20 kWAll2018May Monthly Peak | Portfolio Adjusted | Size: Under 20 kW | All | 2018 | May Monthly Peak | 5 | 86081.8982
Portfolio AdjustedSize: Under 20 kWAll2018November Monthly Peak | Portfolio Adjusted | Size: Under 20 kW | All | 2018 | November Monthly Peak | 11 | 86081.8982
Portfolio AdjustedSize: Under 20 kWAll2018October Monthly Peak | Portfolio Adjusted | Size: Under 20 kW | All | 2018 | October Monthly Peak | 10 | 86081.8982
Portfolio AdjustedSize: Under 20 kWAll2018September Monthly Peak | Portfolio Adjusted | Size: Under 20 kW | All | 2018 | September Monthly Peak | 9 | 86081.8982
Portfolio AdjustedSize: Under 20 kWAll2018Typical Event Day | Portfolio Adjusted | Size: Under 20 kW | All | 2018 | Typical Event Day | 8 | 86081.8982
Portfolio AdjustedSize: Under 20 kWAll2019April Monthly Peak | Portfolio Adjusted | Size: Under 20 kW | All | 2019 | April Monthly Peak | 4 | 88853.9231
Portfolio AdjustedSize: Under 20 kWAll2019August Monthly Peak | Portfolio Adjusted | Size: Under 20 kW | All | 2019 | August Monthly Peak | 8 | 88853.9231
Portfolio AdjustedSize: Under 20 kWAll2019December Monthly Peak | Portfolio Adjusted | Size: Under 20 kW | All | 2019 | December Monthly Peak | 12 | 88853.9231
Portfolio AdjustedSize: Under 20 kWAll2019February Monthly Peak | Portfolio Adjusted | Size: Under 20 kW | All | 2019 | February Monthly Peak | 2 | 86081.8982
Portfolio AdjustedSize: Under 20 kWAll2019January Monthly Peak | Portfolio Adjusted | Size: Under 20 kW | All | 2019 | January Monthly Peak | 1 | 86081.8982
Portfolio AdjustedSize: Under 20 kWAll2019July Monthly Peak | Portfolio Adjusted | Size: Under 20 kW | All | 2019 | July Monthly Peak | 7 | 88853.9231
Portfolio AdjustedSize: Under 20 kWAll2019June Monthly Peak | Portfolio Adjusted | Size: Under 20 kW | All | 2019 | June Monthly Peak | 6 | 88853.9231
Portfolio AdjustedSize: Under 20 kWAll2019March Monthly Peak | Portfolio Adjusted | Size: Under 20 kW | All | 2019 | March Monthly Peak | 3 | 86081.8982
Portfolio AdjustedSize: Under 20 kWAll2019May Monthly Peak | Portfolio Adjusted | Size: Under 20 kW | All | 2019 | May Monthly Peak | 5 | 88853.9231
Portfolio AdjustedSize: Under 20 kWAll2019November Monthly Peak | Portfolio Adjusted | Size: Under 20 kW | All | 2019 | November Monthly Peak | 11 | 88853.9231
Portfolio AdjustedSize: Under 20 kWAll2019October Monthly Peak | Portfolio Adjusted | Size: Under 20 kW | All | 2019 | October Monthly Peak | 10 | 88853.9231
Portfolio AdjustedSize: Under 20 kWAll2019September Monthly Peak | Portfolio Adjusted | Size: Under 20 kW | All | 2019 | September Monthly Peak | 9 | 88853.9231
Portfolio AdjustedSize: Under 20 kWAll2019Typical Event Day | Portfolio Adjusted | Size: Under 20 kW | All | 2019 | Typical Event Day | 8 | 88853.9231
Portfolio AdjustedSize: Under 20 kWAll2020April Monthly Peak | Portfolio Adjusted | Size: Under 20 kW | All | 2020 | April Monthly Peak | 4 | 91715.2132
Portfolio AdjustedSize: Under 20 kWAll2020August Monthly Peak | Portfolio Adjusted | Size: Under 20 kW | All | 2020 | August Monthly Peak | 8 | 91715.2132
Portfolio AdjustedSize: Under 20 kWAll2020December Monthly Peak | Portfolio Adjusted | Size: Under 20 kW | All | 2020 | December Monthly Peak | 12 | 91715.2132
Portfolio AdjustedSize: Under 20 kWAll2020February Monthly Peak | Portfolio Adjusted | Size: Under 20 kW | All | 2020 | February Monthly Peak | 2 | 88853.9231
Portfolio AdjustedSize: Under 20 kWAll2020January Monthly Peak | Portfolio Adjusted | Size: Under 20 kW | All | 2020 | January Monthly Peak | 1 | 88853.9231
Portfolio AdjustedSize: Under 20 kWAll2020July Monthly Peak | Portfolio Adjusted | Size: Under 20 kW | All | 2020 | July Monthly Peak | 7 | 91715.2132
Portfolio AdjustedSize: Under 20 kWAll2020June Monthly Peak | Portfolio Adjusted | Size: Under 20 kW | All | 2020 | June Monthly Peak | 6 | 91715.2132
Portfolio AdjustedSize: Under 20 kWAll2020March Monthly Peak | Portfolio Adjusted | Size: Under 20 kW | All | 2020 | March Monthly Peak | 3 | 88853.9231
Portfolio AdjustedSize: Under 20 kWAll2020May Monthly Peak | Portfolio Adjusted | Size: Under 20 kW | All | 2020 | May Monthly Peak | 5 | 91715.2132
Portfolio AdjustedSize: Under 20 kWAll2020November Monthly Peak | Portfolio Adjusted | Size: Under 20 kW | All | 2020 | November Monthly Peak | 11 | 91715.2132
Portfolio AdjustedSize: Under 20 kWAll2020October Monthly Peak | Portfolio Adjusted | Size: Under 20 kW | All | 2020 | October Monthly Peak | 10 | 91715.2132
Portfolio AdjustedSize: Under 20 kWAll2020September Monthly Peak | Portfolio Adjusted | Size: Under 20 kW | All | 2020 | September Monthly Peak | 9 | 91715.2132
Portfolio AdjustedSize: Under 20 kWAll2020Typical Event Day | Portfolio Adjusted | Size: Under 20 kW | All | 2020 | Typical Event Day | 8 | 91715.2132
Portfolio AdjustedSize: Under 20 kWAll2021April Monthly Peak | Portfolio Adjusted | Size: Under 20 kW | All | 2021 | April Monthly Peak | 4 | 94668.643
Portfolio AdjustedSize: Under 20 kWAll2021August Monthly Peak | Portfolio Adjusted | Size: Under 20 kW | All | 2021 | August Monthly Peak | 8 | 94668.643
Portfolio AdjustedSize: Under 20 kWAll2021December Monthly Peak | Portfolio Adjusted | Size: Under 20 kW | All | 2021 | December Monthly Peak | 12 | 94668.643
Portfolio AdjustedSize: Under 20 kWAll2021February Monthly Peak | Portfolio Adjusted | Size: Under 20 kW | All | 2021 | February Monthly Peak | 2 | 91715.2132
Portfolio AdjustedSize: Under 20 kWAll2021January Monthly Peak | Portfolio Adjusted | Size: Under 20 kW | All | 2021 | January Monthly Peak | 1 | 91715.2132
Portfolio AdjustedSize: Under 20 kWAll2021July Monthly Peak | Portfolio Adjusted | Size: Under 20 kW | All | 2021 | July Monthly Peak | 7 | 94668.643
Portfolio AdjustedSize: Under 20 kWAll2021June Monthly Peak | Portfolio Adjusted | Size: Under 20 kW | All | 2021 | June Monthly Peak | 6 | 94668.643
Portfolio AdjustedSize: Under 20 kWAll2021March Monthly Peak | Portfolio Adjusted | Size: Under 20 kW | All | 2021 | March Monthly Peak | 3 | 91715.2132
Portfolio AdjustedSize: Under 20 kWAll2021May Monthly Peak | Portfolio Adjusted | Size: Under 20 kW | All | 2021 | May Monthly Peak | 5 | 94668.643
Portfolio AdjustedSize: Under 20 kWAll2021November Monthly Peak | Portfolio Adjusted | Size: Under 20 kW | All | 2021 | November Monthly Peak | 11 | 94668.643
Portfolio AdjustedSize: Under 20 kWAll2021October Monthly Peak | Portfolio Adjusted | Size: Under 20 kW | All | 2021 | October Monthly Peak | 10 | 94668.643
Portfolio AdjustedSize: Under 20 kWAll2021September Monthly Peak | Portfolio Adjusted | Size: Under 20 kW | All | 2021 | September Monthly Peak | 9 | 94668.643
Portfolio AdjustedSize: Under 20 kWAll2021Typical Event Day | Portfolio Adjusted | Size: Under 20 kW | All | 2021 | Typical Event Day | 8 | 94668.643
Portfolio AdjustedSize: Under 20 kWAll2022April Monthly Peak | Portfolio Adjusted | Size: Under 20 kW | All | 2022 | April Monthly Peak | 4 | 97717.1798
Portfolio AdjustedSize: Under 20 kWAll2022August Monthly Peak | Portfolio Adjusted | Size: Under 20 kW | All | 2022 | August Monthly Peak | 8 | 97717.1798
Portfolio AdjustedSize: Under 20 kWAll2022December Monthly Peak | Portfolio Adjusted | Size: Under 20 kW | All | 2022 | December Monthly Peak | 12 | 97717.1798
Portfolio AdjustedSize: Under 20 kWAll2022February Monthly Peak | Portfolio Adjusted | Size: Under 20 kW | All | 2022 | February Monthly Peak | 2 | 94668.643
Portfolio AdjustedSize: Under 20 kWAll2022January Monthly Peak | Portfolio Adjusted | Size: Under 20 kW | All | 2022 | January Monthly Peak | 1 | 94668.643
Portfolio AdjustedSize: Under 20 kWAll2022July Monthly Peak | Portfolio Adjusted | Size: Under 20 kW | All | 2022 | July Monthly Peak | 7 | 97717.1798
Portfolio AdjustedSize: Under 20 kWAll2022June Monthly Peak | Portfolio Adjusted | Size: Under 20 kW | All | 2022 | June Monthly Peak | 6 | 97717.1798
Portfolio AdjustedSize: Under 20 kWAll2022March Monthly Peak | Portfolio Adjusted | Size: Under 20 kW | All | 2022 | March Monthly Peak | 3 | 94668.643
Portfolio AdjustedSize: Under 20 kWAll2022May Monthly Peak | Portfolio Adjusted | Size: Under 20 kW | All | 2022 | May Monthly Peak | 5 | 97717.1798
Portfolio AdjustedSize: Under 20 kWAll2022November Monthly Peak | Portfolio Adjusted | Size: Under 20 kW | All | 2022 | November Monthly Peak | 11 | 97717.1798
Portfolio AdjustedSize: Under 20 kWAll2022October Monthly Peak | Portfolio Adjusted | Size: Under 20 kW | All | 2022 | October Monthly Peak | 10 | 97717.1798
Portfolio AdjustedSize: Under 20 kWAll2022September Monthly Peak | Portfolio Adjusted | Size: Under 20 kW | All | 2022 | September Monthly Peak | 9 | 97717.1798
Portfolio AdjustedSize: Under 20 kWAll2022Typical Event Day | Portfolio Adjusted | Size: Under 20 kW | All | 2022 | Typical Event Day | 8 | 97717.1798
Portfolio AdjustedSize: Under 20 kWAll2023April Monthly Peak | Portfolio Adjusted | Size: Under 20 kW | All | 2023 | April Monthly Peak | 4 | 100863.8861
Portfolio AdjustedSize: Under 20 kWAll2023August Monthly Peak | Portfolio Adjusted | Size: Under 20 kW | All | 2023 | August Monthly Peak | 8 | 100863.8861
Portfolio AdjustedSize: Under 20 kWAll2023December Monthly Peak | Portfolio Adjusted | Size: Under 20 kW | All | 2023 | December Monthly Peak | 12 | 100863.8861
Portfolio AdjustedSize: Under 20 kWAll2023February Monthly Peak | Portfolio Adjusted | Size: Under 20 kW | All | 2023 | February Monthly Peak | 2 | 97717.1798
Portfolio AdjustedSize: Under 20 kWAll2023January Monthly Peak | Portfolio Adjusted | Size: Under 20 kW | All | 2023 | January Monthly Peak | 1 | 97717.1798
Portfolio AdjustedSize: Under 20 kWAll2023July Monthly Peak | Portfolio Adjusted | Size: Under 20 kW | All | 2023 | July Monthly Peak | 7 | 100863.8861
Portfolio AdjustedSize: Under 20 kWAll2023June Monthly Peak | Portfolio Adjusted | Size: Under 20 kW | All | 2023 | June Monthly Peak | 6 | 100863.8861
Portfolio AdjustedSize: Under 20 kWAll2023March Monthly Peak | Portfolio Adjusted | Size: Under 20 kW | All | 2023 | March Monthly Peak | 3 | 97717.1798
Portfolio AdjustedSize: Under 20 kWAll2023May Monthly Peak | Portfolio Adjusted | Size: Under 20 kW | All | 2023 | May Monthly Peak | 5 | 100863.8861
Portfolio AdjustedSize: Under 20 kWAll2023November Monthly Peak | Portfolio Adjusted | Size: Under 20 kW | All | 2023 | November Monthly Peak | 11 | 100863.8861
Portfolio AdjustedSize: Under 20 kWAll2023October Monthly Peak | Portfolio Adjusted | Size: Under 20 kW | All | 2023 | October Monthly Peak | 10 | 100863.8861
Portfolio AdjustedSize: Under 20 kWAll2023September Monthly Peak | Portfolio Adjusted | Size: Under 20 kW | All | 2023 | September Monthly Peak | 9 | 100863.8861
Portfolio AdjustedSize: Under 20 kWAll2023Typical Event Day | Portfolio Adjusted | Size: Under 20 kW | All | 2023 | Typical Event Day | 8 | 100863.8861
Portfolio AdjustedSize: Under 20 kWAll2024April Monthly Peak | Portfolio Adjusted | Size: Under 20 kW | All | 2024 | April Monthly Peak | 4 | 104111.9232
Portfolio AdjustedSize: Under 20 kWAll2024August Monthly Peak | Portfolio Adjusted | Size: Under 20 kW | All | 2024 | August Monthly Peak | 8 | 104111.9232
Portfolio AdjustedSize: Under 20 kWAll2024December Monthly Peak | Portfolio Adjusted | Size: Under 20 kW | All | 2024 | December Monthly Peak | 12 | 104111.9232
Portfolio AdjustedSize: Under 20 kWAll2024February Monthly Peak | Portfolio Adjusted | Size: Under 20 kW | All | 2024 | February Monthly Peak | 2 | 100863.8861
Portfolio AdjustedSize: Under 20 kWAll2024January Monthly Peak | Portfolio Adjusted | Size: Under 20 kW | All | 2024 | January Monthly Peak | 1 | 100863.8861
Portfolio AdjustedSize: Under 20 kWAll2024July Monthly Peak | Portfolio Adjusted | Size: Under 20 kW | All | 2024 | July Monthly Peak | 7 | 104111.9232
Portfolio AdjustedSize: Under 20 kWAll2024June Monthly Peak | Portfolio Adjusted | Size: Under 20 kW | All | 2024 | June Monthly Peak | 6 | 104111.9232
Portfolio AdjustedSize: Under 20 kWAll2024March Monthly Peak | Portfolio Adjusted | Size: Under 20 kW | All | 2024 | March Monthly Peak | 3 | 100863.8861
Portfolio AdjustedSize: Under 20 kWAll2024May Monthly Peak | Portfolio Adjusted | Size: Under 20 kW | All | 2024 | May Monthly Peak | 5 | 104111.9232
Portfolio AdjustedSize: Under 20 kWAll2024November Monthly Peak | Portfolio Adjusted | Size: Under 20 kW | All | 2024 | November Monthly Peak | 11 | 104111.9232
Portfolio AdjustedSize: Under 20 kWAll2024October Monthly Peak | Portfolio Adjusted | Size: Under 20 kW | All | 2024 | October Monthly Peak | 10 | 104111.9232
Portfolio AdjustedSize: Under 20 kWAll2024September Monthly Peak | Portfolio Adjusted | Size: Under 20 kW | All | 2024 | September Monthly Peak | 9 | 104111.9232
Portfolio AdjustedSize: Under 20 kWAll2024Typical Event Day | Portfolio Adjusted | Size: Under 20 kW | All | 2024 | Typical Event Day | 8 | 104111.9232
Portfolio AdjustedSize: Under 20 kWAll2025April Monthly Peak | Portfolio Adjusted | Size: Under 20 kW | All | 2025 | April Monthly Peak | 4 | 107464.5541
Portfolio AdjustedSize: Under 20 kWAll2025August Monthly Peak | Portfolio Adjusted | Size: Under 20 kW | All | 2025 | August Monthly Peak | 8 | 107464.5541
Portfolio AdjustedSize: Under 20 kWAll2025December Monthly Peak | Portfolio Adjusted | Size: Under 20 kW | All | 2025 | December Monthly Peak | 12 | 107464.5541
Portfolio AdjustedSize: Under 20 kWAll2025February Monthly Peak | Portfolio Adjusted | Size: Under 20 kW | All | 2025 | February Monthly Peak | 2 | 104111.9232
Portfolio AdjustedSize: Under 20 kWAll2025January Monthly Peak | Portfolio Adjusted | Size: Under 20 kW | All | 2025 | January Monthly Peak | 1 | 104111.9232
Portfolio AdjustedSize: Under 20 kWAll2025July Monthly Peak | Portfolio Adjusted | Size: Under 20 kW | All | 2025 | July Monthly Peak | 7 | 107464.5541
Portfolio AdjustedSize: Under 20 kWAll2025June Monthly Peak | Portfolio Adjusted | Size: Under 20 kW | All | 2025 | June Monthly Peak | 6 | 107464.5541
Portfolio AdjustedSize: Under 20 kWAll2025March Monthly Peak | Portfolio Adjusted | Size: Under 20 kW | All | 2025 | March Monthly Peak | 3 | 104111.9232
Portfolio AdjustedSize: Under 20 kWAll2025May Monthly Peak | Portfolio Adjusted | Size: Under 20 kW | All | 2025 | May Monthly Peak | 5 | 107464.5541
Portfolio AdjustedSize: Under 20 kWAll2025November Monthly Peak | Portfolio Adjusted | Size: Under 20 kW | All | 2025 | November Monthly Peak | 11 | 107464.5541
Portfolio AdjustedSize: Under 20 kWAll2025October Monthly Peak | Portfolio Adjusted | Size: Under 20 kW | All | 2025 | October Monthly Peak | 10 | 107464.5541
Portfolio AdjustedSize: Under 20 kWAll2025September Monthly Peak | Portfolio Adjusted | Size: Under 20 kW | All | 2025 | September Monthly Peak | 9 | 107464.5541
Portfolio AdjustedSize: Under 20 kWAll2025Typical Event Day | Portfolio Adjusted | Size: Under 20 kW | All | 2025 | Typical Event Day | 8 | 107464.5541
Portfolio AdjustedSize: Under 20 kWOrange County2015April Monthly Peak | Portfolio Adjusted | Size: Under 20 kW | Orange County | 2015 | April Monthly Peak | 4 | 0
Portfolio AdjustedSize: Under 20 kWOrange County2015August Monthly Peak | Portfolio Adjusted | Size: Under 20 kW | Orange County | 2015 | August Monthly Peak | 8 | 0
Portfolio AdjustedSize: Under 20 kWOrange County2015December Monthly Peak | Portfolio Adjusted | Size: Under 20 kW | Orange County | 2015 | December Monthly Peak | 12 | 0
Portfolio AdjustedSize: Under 20 kWOrange County2015February Monthly Peak | Portfolio Adjusted | Size: Under 20 kW | Orange County | 2015 | February Monthly Peak | 2 | 0
Portfolio AdjustedSize: Under 20 kWOrange County2015January Monthly Peak | Portfolio Adjusted | Size: Under 20 kW | Orange County | 2015 | January Monthly Peak | 1 | 0
Portfolio AdjustedSize: Under 20 kWOrange County2015July Monthly Peak | Portfolio Adjusted | Size: Under 20 kW | Orange County | 2015 | July Monthly Peak | 7 | 0
Portfolio AdjustedSize: Under 20 kWOrange County2015June Monthly Peak | Portfolio Adjusted | Size: Under 20 kW | Orange County | 2015 | June Monthly Peak | 6 | 0
Portfolio AdjustedSize: Under 20 kWOrange County2015March Monthly Peak | Portfolio Adjusted | Size: Under 20 kW | Orange County | 2015 | March Monthly Peak | 3 | 0
Portfolio AdjustedSize: Under 20 kWOrange County2015May Monthly Peak | Portfolio Adjusted | Size: Under 20 kW | Orange County | 2015 | May Monthly Peak | 5 | 0
Portfolio AdjustedSize: Under 20 kWOrange County2015November Monthly Peak | Portfolio Adjusted | Size: Under 20 kW | Orange County | 2015 | November Monthly Peak | 11 | 0
Portfolio AdjustedSize: Under 20 kWOrange County2015October Monthly Peak | Portfolio Adjusted | Size: Under 20 kW | Orange County | 2015 | October Monthly Peak | 10 | 0
Portfolio AdjustedSize: Under 20 kWOrange County2015September Monthly Peak | Portfolio Adjusted | Size: Under 20 kW | Orange County | 2015 | September Monthly Peak | 9 | 0
Portfolio AdjustedSize: Under 20 kWOrange County2015Typical Event Day | Portfolio Adjusted | Size: Under 20 kW | Orange County | 2015 | Typical Event Day | 8 | 0
Portfolio AdjustedSize: Under 20 kWOrange County2016April Monthly Peak | Portfolio Adjusted | Size: Under 20 kW | Orange County | 2016 | April Monthly Peak | 4 | 0
Portfolio AdjustedSize: Under 20 kWOrange County2016August Monthly Peak | Portfolio Adjusted | Size: Under 20 kW | Orange County | 2016 | August Monthly Peak | 8 | 0
Portfolio AdjustedSize: Under 20 kWOrange County2016December Monthly Peak | Portfolio Adjusted | Size: Under 20 kW | Orange County | 2016 | December Monthly Peak | 12 | 0
Portfolio AdjustedSize: Under 20 kWOrange County2016February Monthly Peak | Portfolio Adjusted | Size: Under 20 kW | Orange County | 2016 | February Monthly Peak | 2 | 0
Portfolio AdjustedSize: Under 20 kWOrange County2016January Monthly Peak | Portfolio Adjusted | Size: Under 20 kW | Orange County | 2016 | January Monthly Peak | 1 | 0
Portfolio AdjustedSize: Under 20 kWOrange County2016July Monthly Peak | Portfolio Adjusted | Size: Under 20 kW | Orange County | 2016 | July Monthly Peak | 7 | 0
Portfolio AdjustedSize: Under 20 kWOrange County2016June Monthly Peak | Portfolio Adjusted | Size: Under 20 kW | Orange County | 2016 | June Monthly Peak | 6 | 0
Portfolio AdjustedSize: Under 20 kWOrange County2016March Monthly Peak | Portfolio Adjusted | Size: Under 20 kW | Orange County | 2016 | March Monthly Peak | 3 | 0
Portfolio AdjustedSize: Under 20 kWOrange County2016May Monthly Peak | Portfolio Adjusted | Size: Under 20 kW | Orange County | 2016 | May Monthly Peak | 5 | 0
Portfolio AdjustedSize: Under 20 kWOrange County2016November Monthly Peak | Portfolio Adjusted | Size: Under 20 kW | Orange County | 2016 | November Monthly Peak | 11 | 0
Portfolio AdjustedSize: Under 20 kWOrange County2016October Monthly Peak | Portfolio Adjusted | Size: Under 20 kW | Orange County | 2016 | October Monthly Peak | 10 | 0
Portfolio AdjustedSize: Under 20 kWOrange County2016September Monthly Peak | Portfolio Adjusted | Size: Under 20 kW | Orange County | 2016 | September Monthly Peak | 9 | 0
Portfolio AdjustedSize: Under 20 kWOrange County2016Typical Event Day | Portfolio Adjusted | Size: Under 20 kW | Orange County | 2016 | Typical Event Day | 8 | 0
Portfolio AdjustedSize: Under 20 kWOrange County2017April Monthly Peak | Portfolio Adjusted | Size: Under 20 kW | Orange County | 2017 | April Monthly Peak | 4 | 51854.7036
Portfolio AdjustedSize: Under 20 kWOrange County2017August Monthly Peak | Portfolio Adjusted | Size: Under 20 kW | Orange County | 2017 | August Monthly Peak | 8 | 51854.7036
Portfolio AdjustedSize: Under 20 kWOrange County2017December Monthly Peak | Portfolio Adjusted | Size: Under 20 kW | Orange County | 2017 | December Monthly Peak | 12 | 51854.7036
Portfolio AdjustedSize: Under 20 kWOrange County2017February Monthly Peak | Portfolio Adjusted | Size: Under 20 kW | Orange County | 2017 | February Monthly Peak | 2 | 0
Portfolio AdjustedSize: Under 20 kWOrange County2017January Monthly Peak | Portfolio Adjusted | Size: Under 20 kW | Orange County | 2017 | January Monthly Peak | 1 | 0
Portfolio AdjustedSize: Under 20 kWOrange County2017July Monthly Peak | Portfolio Adjusted | Size: Under 20 kW | Orange County | 2017 | July Monthly Peak | 7 | 51854.7036
Portfolio AdjustedSize: Under 20 kWOrange County2017June Monthly Peak | Portfolio Adjusted | Size: Under 20 kW | Orange County | 2017 | June Monthly Peak | 6 | 51854.7036
Portfolio AdjustedSize: Under 20 kWOrange County2017March Monthly Peak | Portfolio Adjusted | Size: Under 20 kW | Orange County | 2017 | March Monthly Peak | 3 | 0
Portfolio AdjustedSize: Under 20 kWOrange County2017May Monthly Peak | Portfolio Adjusted | Size: Under 20 kW | Orange County | 2017 | May Monthly Peak | 5 | 51854.7036
Portfolio AdjustedSize: Under 20 kWOrange County2017November Monthly Peak | Portfolio Adjusted | Size: Under 20 kW | Orange County | 2017 | November Monthly Peak | 11 | 51854.7036
Portfolio AdjustedSize: Under 20 kWOrange County2017October Monthly Peak | Portfolio Adjusted | Size: Under 20 kW | Orange County | 2017 | October Monthly Peak | 10 | 51854.7036
Portfolio AdjustedSize: Under 20 kWOrange County2017September Monthly Peak | Portfolio Adjusted | Size: Under 20 kW | Orange County | 2017 | September Monthly Peak | 9 | 51854.7036
Portfolio AdjustedSize: Under 20 kWOrange County2017Typical Event Day | Portfolio Adjusted | Size: Under 20 kW | Orange County | 2017 | Typical Event Day | 8 | 51854.7036
Portfolio AdjustedSize: Under 20 kWOrange County2018April Monthly Peak | Portfolio Adjusted | Size: Under 20 kW | Orange County | 2018 | April Monthly Peak | 4 | 20741.8814
Portfolio AdjustedSize: Under 20 kWOrange County2018August Monthly Peak | Portfolio Adjusted | Size: Under 20 kW | Orange County | 2018 | August Monthly Peak | 8 | 20741.8814
Portfolio AdjustedSize: Under 20 kWOrange County2018December Monthly Peak | Portfolio Adjusted | Size: Under 20 kW | Orange County | 2018 | December Monthly Peak | 12 | 20741.8814
Portfolio AdjustedSize: Under 20 kWOrange County2018February Monthly Peak | Portfolio Adjusted | Size: Under 20 kW | Orange County | 2018 | February Monthly Peak | 2 | 51854.7036
Portfolio AdjustedSize: Under 20 kWOrange County2018January Monthly Peak | Portfolio Adjusted | Size: Under 20 kW | Orange County | 2018 | January Monthly Peak | 1 | 51854.7036
Portfolio AdjustedSize: Under 20 kWOrange County2018July Monthly Peak | Portfolio Adjusted | Size: Under 20 kW | Orange County | 2018 | July Monthly Peak | 7 | 20741.8814
Portfolio AdjustedSize: Under 20 kWOrange County2018June Monthly Peak | Portfolio Adjusted | Size: Under 20 kW | Orange County | 2018 | June Monthly Peak | 6 | 20741.8814
Portfolio AdjustedSize: Under 20 kWOrange County2018March Monthly Peak | Portfolio Adjusted | Size: Under 20 kW | Orange County | 2018 | March Monthly Peak | 3 | 51854.7036
Portfolio AdjustedSize: Under 20 kWOrange County2018May Monthly Peak | Portfolio Adjusted | Size: Under 20 kW | Orange County | 2018 | May Monthly Peak | 5 | 20741.8814
Portfolio AdjustedSize: Under 20 kWOrange County2018November Monthly Peak | Portfolio Adjusted | Size: Under 20 kW | Orange County | 2018 | November Monthly Peak | 11 | 20741.8814
Portfolio AdjustedSize: Under 20 kWOrange County2018October Monthly Peak | Portfolio Adjusted | Size: Under 20 kW | Orange County | 2018 | October Monthly Peak | 10 | 20741.8814
Portfolio AdjustedSize: Under 20 kWOrange County2018September Monthly Peak | Portfolio Adjusted | Size: Under 20 kW | Orange County | 2018 | September Monthly Peak | 9 | 20741.8814
Portfolio AdjustedSize: Under 20 kWOrange County2018Typical Event Day | Portfolio Adjusted | Size: Under 20 kW | Orange County | 2018 | Typical Event Day | 8 | 20741.8814
Portfolio AdjustedSize: Under 20 kWOrange County2019April Monthly Peak | Portfolio Adjusted | Size: Under 20 kW | Orange County | 2019 | April Monthly Peak | 4 | 21409.8152
Portfolio AdjustedSize: Under 20 kWOrange County2019August Monthly Peak | Portfolio Adjusted | Size: Under 20 kW | Orange County | 2019 | August Monthly Peak | 8 | 21409.8152
Portfolio AdjustedSize: Under 20 kWOrange County2019December Monthly Peak | Portfolio Adjusted | Size: Under 20 kW | Orange County | 2019 | December Monthly Peak | 12 | 21409.8152
Portfolio AdjustedSize: Under 20 kWOrange County2019February Monthly Peak | Portfolio Adjusted | Size: Under 20 kW | Orange County | 2019 | February Monthly Peak | 2 | 20741.8814
Portfolio AdjustedSize: Under 20 kWOrange County2019January Monthly Peak | Portfolio Adjusted | Size: Under 20 kW | Orange County | 2019 | January Monthly Peak | 1 | 20741.8814
Portfolio AdjustedSize: Under 20 kWOrange County2019July Monthly Peak | Portfolio Adjusted | Size: Under 20 kW | Orange County | 2019 | July Monthly Peak | 7 | 21409.8152
Portfolio AdjustedSize: Under 20 kWOrange County2019June Monthly Peak | Portfolio Adjusted | Size: Under 20 kW | Orange County | 2019 | June Monthly Peak | 6 | 21409.8152
Portfolio AdjustedSize: Under 20 kWOrange County2019March Monthly Peak | Portfolio Adjusted | Size: Under 20 kW | Orange County | 2019 | March Monthly Peak | 3 | 20741.8814
Portfolio AdjustedSize: Under 20 kWOrange County2019May Monthly Peak | Portfolio Adjusted | Size: Under 20 kW | Orange County | 2019 | May Monthly Peak | 5 | 21409.8152
Portfolio AdjustedSize: Under 20 kWOrange County2019November Monthly Peak | Portfolio Adjusted | Size: Under 20 kW | Orange County | 2019 | November Monthly Peak | 11 | 21409.8152
Portfolio AdjustedSize: Under 20 kWOrange County2019October Monthly Peak | Portfolio Adjusted | Size: Under 20 kW | Orange County | 2019 | October Monthly Peak | 10 | 21409.8152
Portfolio AdjustedSize: Under 20 kWOrange County2019September Monthly Peak | Portfolio Adjusted | Size: Under 20 kW | Orange County | 2019 | September Monthly Peak | 9 | 21409.8152
Portfolio AdjustedSize: Under 20 kWOrange County2019Typical Event Day | Portfolio Adjusted | Size: Under 20 kW | Orange County | 2019 | Typical Event Day | 8 | 21409.8152
Portfolio AdjustedSize: Under 20 kWOrange County2020April Monthly Peak | Portfolio Adjusted | Size: Under 20 kW | Orange County | 2020 | April Monthly Peak | 4 | 22099.258
Portfolio AdjustedSize: Under 20 kWOrange County2020August Monthly Peak | Portfolio Adjusted | Size: Under 20 kW | Orange County | 2020 | August Monthly Peak | 8 | 22099.258
Portfolio AdjustedSize: Under 20 kWOrange County2020December Monthly Peak | Portfolio Adjusted | Size: Under 20 kW | Orange County | 2020 | December Monthly Peak | 12 | 22099.258
Portfolio AdjustedSize: Under 20 kWOrange County2020February Monthly Peak | Portfolio Adjusted | Size: Under 20 kW | Orange County | 2020 | February Monthly Peak | 2 | 21409.8152
Portfolio AdjustedSize: Under 20 kWOrange County2020January Monthly Peak | Portfolio Adjusted | Size: Under 20 kW | Orange County | 2020 | January Monthly Peak | 1 | 21409.8152
Portfolio AdjustedSize: Under 20 kWOrange County2020July Monthly Peak | Portfolio Adjusted | Size: Under 20 kW | Orange County | 2020 | July Monthly Peak | 7 | 22099.258
Portfolio AdjustedSize: Under 20 kWOrange County2020June Monthly Peak | Portfolio Adjusted | Size: Under 20 kW | Orange County | 2020 | June Monthly Peak | 6 | 22099.258
Portfolio AdjustedSize: Under 20 kWOrange County2020March Monthly Peak | Portfolio Adjusted | Size: Under 20 kW | Orange County | 2020 | March Monthly Peak | 3 | 21409.8152
Portfolio AdjustedSize: Under 20 kWOrange County2020May Monthly Peak | Portfolio Adjusted | Size: Under 20 kW | Orange County | 2020 | May Monthly Peak | 5 | 22099.258
Portfolio AdjustedSize: Under 20 kWOrange County2020November Monthly Peak | Portfolio Adjusted | Size: Under 20 kW | Orange County | 2020 | November Monthly Peak | 11 | 22099.258
Portfolio AdjustedSize: Under 20 kWOrange County2020October Monthly Peak | Portfolio Adjusted | Size: Under 20 kW | Orange County | 2020 | October Monthly Peak | 10 | 22099.258
Portfolio AdjustedSize: Under 20 kWOrange County2020September Monthly Peak | Portfolio Adjusted | Size: Under 20 kW | Orange County | 2020 | September Monthly Peak | 9 | 22099.258
Portfolio AdjustedSize: Under 20 kWOrange County2020Typical Event Day | Portfolio Adjusted | Size: Under 20 kW | Orange County | 2020 | Typical Event Day | 8 | 22099.258
Portfolio AdjustedSize: Under 20 kWOrange County2021April Monthly Peak | Portfolio Adjusted | Size: Under 20 kW | Orange County | 2021 | April Monthly Peak | 4 | 22810.9023
Portfolio AdjustedSize: Under 20 kWOrange County2021August Monthly Peak | Portfolio Adjusted | Size: Under 20 kW | Orange County | 2021 | August Monthly Peak | 8 | 22810.9023
Portfolio AdjustedSize: Under 20 kWOrange County2021December Monthly Peak | Portfolio Adjusted | Size: Under 20 kW | Orange County | 2021 | December Monthly Peak | 12 | 22810.9023
Portfolio AdjustedSize: Under 20 kWOrange County2021February Monthly Peak | Portfolio Adjusted | Size: Under 20 kW | Orange County | 2021 | February Monthly Peak | 2 | 22099.258
Portfolio AdjustedSize: Under 20 kWOrange County2021January Monthly Peak | Portfolio Adjusted | Size: Under 20 kW | Orange County | 2021 | January Monthly Peak | 1 | 22099.258
Portfolio AdjustedSize: Under 20 kWOrange County2021July Monthly Peak | Portfolio Adjusted | Size: Under 20 kW | Orange County | 2021 | July Monthly Peak | 7 | 22810.9023
Portfolio AdjustedSize: Under 20 kWOrange County2021June Monthly Peak | Portfolio Adjusted | Size: Under 20 kW | Orange County | 2021 | June Monthly Peak | 6 | 22810.9023
Portfolio AdjustedSize: Under 20 kWOrange County2021March Monthly Peak | Portfolio Adjusted | Size: Under 20 kW | Orange County | 2021 | March Monthly Peak | 3 | 22099.258
Portfolio AdjustedSize: Under 20 kWOrange County2021May Monthly Peak | Portfolio Adjusted | Size: Under 20 kW | Orange County | 2021 | May Monthly Peak | 5 | 22810.9023
Portfolio AdjustedSize: Under 20 kWOrange County2021November Monthly Peak | Portfolio Adjusted | Size: Under 20 kW | Orange County | 2021 | November Monthly Peak | 11 | 22810.9023
Portfolio AdjustedSize: Under 20 kWOrange County2021October Monthly Peak | Portfolio Adjusted | Size: Under 20 kW | Orange County | 2021 | October Monthly Peak | 10 | 22810.9023
Portfolio AdjustedSize: Under 20 kWOrange County2021September Monthly Peak | Portfolio Adjusted | Size: Under 20 kW | Orange County | 2021 | September Monthly Peak | 9 | 22810.9023
Portfolio AdjustedSize: Under 20 kWOrange County2021Typical Event Day | Portfolio Adjusted | Size: Under 20 kW | Orange County | 2021 | Typical Event Day | 8 | 22810.9023
Portfolio AdjustedSize: Under 20 kWOrange County2022April Monthly Peak | Portfolio Adjusted | Size: Under 20 kW | Orange County | 2022 | April Monthly Peak | 4 | 23545.4631
Portfolio AdjustedSize: Under 20 kWOrange County2022August Monthly Peak | Portfolio Adjusted | Size: Under 20 kW | Orange County | 2022 | August Monthly Peak | 8 | 23545.4631
Portfolio AdjustedSize: Under 20 kWOrange County2022December Monthly Peak | Portfolio Adjusted | Size: Under 20 kW | Orange County | 2022 | December Monthly Peak | 12 | 23545.4631
Portfolio AdjustedSize: Under 20 kWOrange County2022February Monthly Peak | Portfolio Adjusted | Size: Under 20 kW | Orange County | 2022 | February Monthly Peak | 2 | 22810.9023
Portfolio AdjustedSize: Under 20 kWOrange County2022January Monthly Peak | Portfolio Adjusted | Size: Under 20 kW | Orange County | 2022 | January Monthly Peak | 1 | 22810.9023
Portfolio AdjustedSize: Under 20 kWOrange County2022July Monthly Peak | Portfolio Adjusted | Size: Under 20 kW | Orange County | 2022 | July Monthly Peak | 7 | 23545.4631
Portfolio AdjustedSize: Under 20 kWOrange County2022June Monthly Peak | Portfolio Adjusted | Size: Under 20 kW | Orange County | 2022 | June Monthly Peak | 6 | 23545.4631
Portfolio AdjustedSize: Under 20 kWOrange County2022March Monthly Peak | Portfolio Adjusted | Size: Under 20 kW | Orange County | 2022 | March Monthly Peak | 3 | 22810.9023
Portfolio AdjustedSize: Under 20 kWOrange County2022May Monthly Peak | Portfolio Adjusted | Size: Under 20 kW | Orange County | 2022 | May Monthly Peak | 5 | 23545.4631
Portfolio AdjustedSize: Under 20 kWOrange County2022November Monthly Peak | Portfolio Adjusted | Size: Under 20 kW | Orange County | 2022 | November Monthly Peak | 11 | 23545.4631
Portfolio AdjustedSize: Under 20 kWOrange County2022October Monthly Peak | Portfolio Adjusted | Size: Under 20 kW | Orange County | 2022 | October Monthly Peak | 10 | 23545.4631
Portfolio AdjustedSize: Under 20 kWOrange County2022September Monthly Peak | Portfolio Adjusted | Size: Under 20 kW | Orange County | 2022 | September Monthly Peak | 9 | 23545.4631
Portfolio AdjustedSize: Under 20 kWOrange County2022Typical Event Day | Portfolio Adjusted | Size: Under 20 kW | Orange County | 2022 | Typical Event Day | 8 | 23545.4631
Portfolio AdjustedSize: Under 20 kWOrange County2023April Monthly Peak | Portfolio Adjusted | Size: Under 20 kW | Orange County | 2023 | April Monthly Peak | 4 | 24303.6783
Portfolio AdjustedSize: Under 20 kWOrange County2023August Monthly Peak | Portfolio Adjusted | Size: Under 20 kW | Orange County | 2023 | August Monthly Peak | 8 | 24303.6783
Portfolio AdjustedSize: Under 20 kWOrange County2023December Monthly Peak | Portfolio Adjusted | Size: Under 20 kW | Orange County | 2023 | December Monthly Peak | 12 | 24303.6783
Portfolio AdjustedSize: Under 20 kWOrange County2023February Monthly Peak | Portfolio Adjusted | Size: Under 20 kW | Orange County | 2023 | February Monthly Peak | 2 | 23545.4631
Portfolio AdjustedSize: Under 20 kWOrange County2023January Monthly Peak | Portfolio Adjusted | Size: Under 20 kW | Orange County | 2023 | January Monthly Peak | 1 | 23545.4631
Portfolio AdjustedSize: Under 20 kWOrange County2023July Monthly Peak | Portfolio Adjusted | Size: Under 20 kW | Orange County | 2023 | July Monthly Peak | 7 | 24303.6783
Portfolio AdjustedSize: Under 20 kWOrange County2023June Monthly Peak | Portfolio Adjusted | Size: Under 20 kW | Orange County | 2023 | June Monthly Peak | 6 | 24303.6783
Portfolio AdjustedSize: Under 20 kWOrange County2023March Monthly Peak | Portfolio Adjusted | Size: Under 20 kW | Orange County | 2023 | March Monthly Peak | 3 | 23545.4631
Portfolio AdjustedSize: Under 20 kWOrange County2023May Monthly Peak | Portfolio Adjusted | Size: Under 20 kW | Orange County | 2023 | May Monthly Peak | 5 | 24303.6783
Portfolio AdjustedSize: Under 20 kWOrange County2023November Monthly Peak | Portfolio Adjusted | Size: Under 20 kW | Orange County | 2023 | November Monthly Peak | 11 | 24303.6783
Portfolio AdjustedSize: Under 20 kWOrange County2023October Monthly Peak | Portfolio Adjusted | Size: Under 20 kW | Orange County | 2023 | October Monthly Peak | 10 | 24303.6783
Portfolio AdjustedSize: Under 20 kWOrange County2023September Monthly Peak | Portfolio Adjusted | Size: Under 20 kW | Orange County | 2023 | September Monthly Peak | 9 | 24303.6783
Portfolio AdjustedSize: Under 20 kWOrange County2023Typical Event Day | Portfolio Adjusted | Size: Under 20 kW | Orange County | 2023 | Typical Event Day | 8 | 24303.6783
Portfolio AdjustedSize: Under 20 kWOrange County2024April Monthly Peak | Portfolio Adjusted | Size: Under 20 kW | Orange County | 2024 | April Monthly Peak | 4 | 25086.3098
Portfolio AdjustedSize: Under 20 kWOrange County2024August Monthly Peak | Portfolio Adjusted | Size: Under 20 kW | Orange County | 2024 | August Monthly Peak | 8 | 25086.3098
Portfolio AdjustedSize: Under 20 kWOrange County2024December Monthly Peak | Portfolio Adjusted | Size: Under 20 kW | Orange County | 2024 | December Monthly Peak | 12 | 25086.3098
Portfolio AdjustedSize: Under 20 kWOrange County2024February Monthly Peak | Portfolio Adjusted | Size: Under 20 kW | Orange County | 2024 | February Monthly Peak | 2 | 24303.6783
Portfolio AdjustedSize: Under 20 kWOrange County2024January Monthly Peak | Portfolio Adjusted | Size: Under 20 kW | Orange County | 2024 | January Monthly Peak | 1 | 24303.6783
Portfolio AdjustedSize: Under 20 kWOrange County2024July Monthly Peak | Portfolio Adjusted | Size: Under 20 kW | Orange County | 2024 | July Monthly Peak | 7 | 25086.3098
Portfolio AdjustedSize: Under 20 kWOrange County2024June Monthly Peak | Portfolio Adjusted | Size: Under 20 kW | Orange County | 2024 | June Monthly Peak | 6 | 25086.3098
Portfolio AdjustedSize: Under 20 kWOrange County2024March Monthly Peak | Portfolio Adjusted | Size: Under 20 kW | Orange County | 2024 | March Monthly Peak | 3 | 24303.6783
Portfolio AdjustedSize: Under 20 kWOrange County2024May Monthly Peak | Portfolio Adjusted | Size: Under 20 kW | Orange County | 2024 | May Monthly Peak | 5 | 25086.3098
Portfolio AdjustedSize: Under 20 kWOrange County2024November Monthly Peak | Portfolio Adjusted | Size: Under 20 kW | Orange County | 2024 | November Monthly Peak | 11 | 25086.3098
Portfolio AdjustedSize: Under 20 kWOrange County2024October Monthly Peak | Portfolio Adjusted | Size: Under 20 kW | Orange County | 2024 | October Monthly Peak | 10 | 25086.3098
Portfolio AdjustedSize: Under 20 kWOrange County2024September Monthly Peak | Portfolio Adjusted | Size: Under 20 kW | Orange County | 2024 | September Monthly Peak | 9 | 25086.3098
Portfolio AdjustedSize: Under 20 kWOrange County2024Typical Event Day | Portfolio Adjusted | Size: Under 20 kW | Orange County | 2024 | Typical Event Day | 8 | 25086.3098
Portfolio AdjustedSize: Under 20 kWOrange County2025April Monthly Peak | Portfolio Adjusted | Size: Under 20 kW | Orange County | 2025 | April Monthly Peak | 4 | 25894.1437
Portfolio AdjustedSize: Under 20 kWOrange County2025August Monthly Peak | Portfolio Adjusted | Size: Under 20 kW | Orange County | 2025 | August Monthly Peak | 8 | 25894.1437
Portfolio AdjustedSize: Under 20 kWOrange County2025December Monthly Peak | Portfolio Adjusted | Size: Under 20 kW | Orange County | 2025 | December Monthly Peak | 12 | 25894.1437
Portfolio AdjustedSize: Under 20 kWOrange County2025February Monthly Peak | Portfolio Adjusted | Size: Under 20 kW | Orange County | 2025 | February Monthly Peak | 2 | 25086.3098
Portfolio AdjustedSize: Under 20 kWOrange County2025January Monthly Peak | Portfolio Adjusted | Size: Under 20 kW | Orange County | 2025 | January Monthly Peak | 1 | 25086.3098
Portfolio AdjustedSize: Under 20 kWOrange County2025July Monthly Peak | Portfolio Adjusted | Size: Under 20 kW | Orange County | 2025 | July Monthly Peak | 7 | 25894.1437
Portfolio AdjustedSize: Under 20 kWOrange County2025June Monthly Peak | Portfolio Adjusted | Size: Under 20 kW | Orange County | 2025 | June Monthly Peak | 6 | 25894.1437
Portfolio AdjustedSize: Under 20 kWOrange County2025March Monthly Peak | Portfolio Adjusted | Size: Under 20 kW | Orange County | 2025 | March Monthly Peak | 3 | 25086.3098
Portfolio AdjustedSize: Under 20 kWOrange County2025May Monthly Peak | Portfolio Adjusted | Size: Under 20 kW | Orange County | 2025 | May Monthly Peak | 5 | 25894.1437
Portfolio AdjustedSize: Under 20 kWOrange County2025November Monthly Peak | Portfolio Adjusted | Size: Under 20 kW | Orange County | 2025 | November Monthly Peak | 11 | 25894.1437
Portfolio AdjustedSize: Under 20 kWOrange County2025October Monthly Peak | Portfolio Adjusted | Size: Under 20 kW | Orange County | 2025 | October Monthly Peak | 10 | 25894.1437
Portfolio AdjustedSize: Under 20 kWOrange County2025September Monthly Peak | Portfolio Adjusted | Size: Under 20 kW | Orange County | 2025 | September Monthly Peak | 9 | 25894.1437
Portfolio AdjustedSize: Under 20 kWOrange County2025Typical Event Day | Portfolio Adjusted | Size: Under 20 kW | Orange County | 2025 | Typical Event Day | 8 | 25894.1437
Portfolio AdjustedSize: Under 20 kWOther2015April Monthly Peak | Portfolio Adjusted | Size: Under 20 kW | Other | 2015 | April Monthly Peak | 4 | 0
Portfolio AdjustedSize: Under 20 kWOther2015August Monthly Peak | Portfolio Adjusted | Size: Under 20 kW | Other | 2015 | August Monthly Peak | 8 | 0
Portfolio AdjustedSize: Under 20 kWOther2015December Monthly Peak | Portfolio Adjusted | Size: Under 20 kW | Other | 2015 | December Monthly Peak | 12 | 0
Portfolio AdjustedSize: Under 20 kWOther2015February Monthly Peak | Portfolio Adjusted | Size: Under 20 kW | Other | 2015 | February Monthly Peak | 2 | 0
Portfolio AdjustedSize: Under 20 kWOther2015January Monthly Peak | Portfolio Adjusted | Size: Under 20 kW | Other | 2015 | January Monthly Peak | 1 | 0
Portfolio AdjustedSize: Under 20 kWOther2015July Monthly Peak | Portfolio Adjusted | Size: Under 20 kW | Other | 2015 | July Monthly Peak | 7 | 0
Portfolio AdjustedSize: Under 20 kWOther2015June Monthly Peak | Portfolio Adjusted | Size: Under 20 kW | Other | 2015 | June Monthly Peak | 6 | 0
Portfolio AdjustedSize: Under 20 kWOther2015March Monthly Peak | Portfolio Adjusted | Size: Under 20 kW | Other | 2015 | March Monthly Peak | 3 | 0
Portfolio AdjustedSize: Under 20 kWOther2015May Monthly Peak | Portfolio Adjusted | Size: Under 20 kW | Other | 2015 | May Monthly Peak | 5 | 0
Portfolio AdjustedSize: Under 20 kWOther2015November Monthly Peak | Portfolio Adjusted | Size: Under 20 kW | Other | 2015 | November Monthly Peak | 11 | 0
Portfolio AdjustedSize: Under 20 kWOther2015October Monthly Peak | Portfolio Adjusted | Size: Under 20 kW | Other | 2015 | October Monthly Peak | 10 | 0
Portfolio AdjustedSize: Under 20 kWOther2015September Monthly Peak | Portfolio Adjusted | Size: Under 20 kW | Other | 2015 | September Monthly Peak | 9 | 0
Portfolio AdjustedSize: Under 20 kWOther2015Typical Event Day | Portfolio Adjusted | Size: Under 20 kW | Other | 2015 | Typical Event Day | 8 | 0
Portfolio AdjustedSize: Under 20 kWOther2016April Monthly Peak | Portfolio Adjusted | Size: Under 20 kW | Other | 2016 | April Monthly Peak | 4 | 0
Portfolio AdjustedSize: Under 20 kWOther2016August Monthly Peak | Portfolio Adjusted | Size: Under 20 kW | Other | 2016 | August Monthly Peak | 8 | 0
Portfolio AdjustedSize: Under 20 kWOther2016December Monthly Peak | Portfolio Adjusted | Size: Under 20 kW | Other | 2016 | December Monthly Peak | 12 | 0
Portfolio AdjustedSize: Under 20 kWOther2016February Monthly Peak | Portfolio Adjusted | Size: Under 20 kW | Other | 2016 | February Monthly Peak | 2 | 0
Portfolio AdjustedSize: Under 20 kWOther2016January Monthly Peak | Portfolio Adjusted | Size: Under 20 kW | Other | 2016 | January Monthly Peak | 1 | 0
Portfolio AdjustedSize: Under 20 kWOther2016July Monthly Peak | Portfolio Adjusted | Size: Under 20 kW | Other | 2016 | July Monthly Peak | 7 | 0
Portfolio AdjustedSize: Under 20 kWOther2016June Monthly Peak | Portfolio Adjusted | Size: Under 20 kW | Other | 2016 | June Monthly Peak | 6 | 0
Portfolio AdjustedSize: Under 20 kWOther2016March Monthly Peak | Portfolio Adjusted | Size: Under 20 kW | Other | 2016 | March Monthly Peak | 3 | 0
Portfolio AdjustedSize: Under 20 kWOther2016May Monthly Peak | Portfolio Adjusted | Size: Under 20 kW | Other | 2016 | May Monthly Peak | 5 | 0
Portfolio AdjustedSize: Under 20 kWOther2016November Monthly Peak | Portfolio Adjusted | Size: Under 20 kW | Other | 2016 | November Monthly Peak | 11 | 0
Portfolio AdjustedSize: Under 20 kWOther2016October Monthly Peak | Portfolio Adjusted | Size: Under 20 kW | Other | 2016 | October Monthly Peak | 10 | 0
Portfolio AdjustedSize: Under 20 kWOther2016September Monthly Peak | Portfolio Adjusted | Size: Under 20 kW | Other | 2016 | September Monthly Peak | 9 | 0
Portfolio AdjustedSize: Under 20 kWOther2016Typical Event Day | Portfolio Adjusted | Size: Under 20 kW | Other | 2016 | Typical Event Day | 8 | 0
Portfolio AdjustedSize: Under 20 kWOther2017April Monthly Peak | Portfolio Adjusted | Size: Under 20 kW | Other | 2017 | April Monthly Peak | 4 | 138720.6614
Portfolio AdjustedSize: Under 20 kWOther2017August Monthly Peak | Portfolio Adjusted | Size: Under 20 kW | Other | 2017 | August Monthly Peak | 8 | 138720.6614
Portfolio AdjustedSize: Under 20 kWOther2017December Monthly Peak | Portfolio Adjusted | Size: Under 20 kW | Other | 2017 | December Monthly Peak | 12 | 138720.6614
Portfolio AdjustedSize: Under 20 kWOther2017February Monthly Peak | Portfolio Adjusted | Size: Under 20 kW | Other | 2017 | February Monthly Peak | 2 | 0
Portfolio AdjustedSize: Under 20 kWOther2017January Monthly Peak | Portfolio Adjusted | Size: Under 20 kW | Other | 2017 | January Monthly Peak | 1 | 0
Portfolio AdjustedSize: Under 20 kWOther2017July Monthly Peak | Portfolio Adjusted | Size: Under 20 kW | Other | 2017 | July Monthly Peak | 7 | 138720.6614
Portfolio AdjustedSize: Under 20 kWOther2017June Monthly Peak | Portfolio Adjusted | Size: Under 20 kW | Other | 2017 | June Monthly Peak | 6 | 138720.6614
Portfolio AdjustedSize: Under 20 kWOther2017March Monthly Peak | Portfolio Adjusted | Size: Under 20 kW | Other | 2017 | March Monthly Peak | 3 | 0
Portfolio AdjustedSize: Under 20 kWOther2017May Monthly Peak | Portfolio Adjusted | Size: Under 20 kW | Other | 2017 | May Monthly Peak | 5 | 138720.6614
Portfolio AdjustedSize: Under 20 kWOther2017November Monthly Peak | Portfolio Adjusted | Size: Under 20 kW | Other | 2017 | November Monthly Peak | 11 | 138720.6614
Portfolio AdjustedSize: Under 20 kWOther2017October Monthly Peak | Portfolio Adjusted | Size: Under 20 kW | Other | 2017 | October Monthly Peak | 10 | 138720.6614
Portfolio AdjustedSize: Under 20 kWOther2017September Monthly Peak | Portfolio Adjusted | Size: Under 20 kW | Other | 2017 | September Monthly Peak | 9 | 138720.6614
Portfolio AdjustedSize: Under 20 kWOther2017Typical Event Day | Portfolio Adjusted | Size: Under 20 kW | Other | 2017 | Typical Event Day | 8 | 138720.6614
Portfolio AdjustedSize: Under 20 kWOther2018April Monthly Peak | Portfolio Adjusted | Size: Under 20 kW | Other | 2018 | April Monthly Peak | 4 | 55488.2646
Portfolio AdjustedSize: Under 20 kWOther2018August Monthly Peak | Portfolio Adjusted | Size: Under 20 kW | Other | 2018 | August Monthly Peak | 8 | 55488.2646
Portfolio AdjustedSize: Under 20 kWOther2018December Monthly Peak | Portfolio Adjusted | Size: Under 20 kW | Other | 2018 | December Monthly Peak | 12 | 55488.2646
Portfolio AdjustedSize: Under 20 kWOther2018February Monthly Peak | Portfolio Adjusted | Size: Under 20 kW | Other | 2018 | February Monthly Peak | 2 | 138720.6614
Portfolio AdjustedSize: Under 20 kWOther2018January Monthly Peak | Portfolio Adjusted | Size: Under 20 kW | Other | 2018 | January Monthly Peak | 1 | 138720.6614
Portfolio AdjustedSize: Under 20 kWOther2018July Monthly Peak | Portfolio Adjusted | Size: Under 20 kW | Other | 2018 | July Monthly Peak | 7 | 55488.2646
Portfolio AdjustedSize: Under 20 kWOther2018June Monthly Peak | Portfolio Adjusted | Size: Under 20 kW | Other | 2018 | June Monthly Peak | 6 | 55488.2646
Portfolio AdjustedSize: Under 20 kWOther2018March Monthly Peak | Portfolio Adjusted | Size: Under 20 kW | Other | 2018 | March Monthly Peak | 3 | 138720.6614
Portfolio AdjustedSize: Under 20 kWOther2018May Monthly Peak | Portfolio Adjusted | Size: Under 20 kW | Other | 2018 | May Monthly Peak | 5 | 55488.2646
Portfolio AdjustedSize: Under 20 kWOther2018November Monthly Peak | Portfolio Adjusted | Size: Under 20 kW | Other | 2018 | November Monthly Peak | 11 | 55488.2646
Portfolio AdjustedSize: Under 20 kWOther2018October Monthly Peak | Portfolio Adjusted | Size: Under 20 kW | Other | 2018 | October Monthly Peak | 10 | 55488.2646
Portfolio AdjustedSize: Under 20 kWOther2018September Monthly Peak | Portfolio Adjusted | Size: Under 20 kW | Other | 2018 | September Monthly Peak | 9 | 55488.2646
Portfolio AdjustedSize: Under 20 kWOther2018Typical Event Day | Portfolio Adjusted | Size: Under 20 kW | Other | 2018 | Typical Event Day | 8 | 55488.2646
Portfolio AdjustedSize: Under 20 kWOther2019April Monthly Peak | Portfolio Adjusted | Size: Under 20 kW | Other | 2019 | April Monthly Peak | 4 | 57275.1077
Portfolio AdjustedSize: Under 20 kWOther2019August Monthly Peak | Portfolio Adjusted | Size: Under 20 kW | Other | 2019 | August Monthly Peak | 8 | 57275.1077
Portfolio AdjustedSize: Under 20 kWOther2019December Monthly Peak | Portfolio Adjusted | Size: Under 20 kW | Other | 2019 | December Monthly Peak | 12 | 57275.1077
Portfolio AdjustedSize: Under 20 kWOther2019February Monthly Peak | Portfolio Adjusted | Size: Under 20 kW | Other | 2019 | February Monthly Peak | 2 | 55488.2646
Portfolio AdjustedSize: Under 20 kWOther2019January Monthly Peak | Portfolio Adjusted | Size: Under 20 kW | Other | 2019 | January Monthly Peak | 1 | 55488.2646
Portfolio AdjustedSize: Under 20 kWOther2019July Monthly Peak | Portfolio Adjusted | Size: Under 20 kW | Other | 2019 | July Monthly Peak | 7 | 57275.1077
Portfolio AdjustedSize: Under 20 kWOther2019June Monthly Peak | Portfolio Adjusted | Size: Under 20 kW | Other | 2019 | June Monthly Peak | 6 | 57275.1077
Portfolio AdjustedSize: Under 20 kWOther2019March Monthly Peak | Portfolio Adjusted | Size: Under 20 kW | Other | 2019 | March Monthly Peak | 3 | 55488.2646
Portfolio AdjustedSize: Under 20 kWOther2019May Monthly Peak | Portfolio Adjusted | Size: Under 20 kW | Other | 2019 | May Monthly Peak | 5 | 57275.1077
Portfolio AdjustedSize: Under 20 kWOther2019November Monthly Peak | Portfolio Adjusted | Size: Under 20 kW | Other | 2019 | November Monthly Peak | 11 | 57275.1077
Portfolio AdjustedSize: Under 20 kWOther2019October Monthly Peak | Portfolio Adjusted | Size: Under 20 kW | Other | 2019 | October Monthly Peak | 10 | 57275.1077
Portfolio AdjustedSize: Under 20 kWOther2019September Monthly Peak | Portfolio Adjusted | Size: Under 20 kW | Other | 2019 | September Monthly Peak | 9 | 57275.1077
Portfolio AdjustedSize: Under 20 kWOther2019Typical Event Day | Portfolio Adjusted | Size: Under 20 kW | Other | 2019 | Typical Event Day | 8 | 57275.1077
Portfolio AdjustedSize: Under 20 kWOther2020April Monthly Peak | Portfolio Adjusted | Size: Under 20 kW | Other | 2020 | April Monthly Peak | 4 | 59119.4911
Portfolio AdjustedSize: Under 20 kWOther2020August Monthly Peak | Portfolio Adjusted | Size: Under 20 kW | Other | 2020 | August Monthly Peak | 8 | 59119.4911
Portfolio AdjustedSize: Under 20 kWOther2020December Monthly Peak | Portfolio Adjusted | Size: Under 20 kW | Other | 2020 | December Monthly Peak | 12 | 59119.4911
Portfolio AdjustedSize: Under 20 kWOther2020February Monthly Peak | Portfolio Adjusted | Size: Under 20 kW | Other | 2020 | February Monthly Peak | 2 | 57275.1077
Portfolio AdjustedSize: Under 20 kWOther2020January Monthly Peak | Portfolio Adjusted | Size: Under 20 kW | Other | 2020 | January Monthly Peak | 1 | 57275.1077
Portfolio AdjustedSize: Under 20 kWOther2020July Monthly Peak | Portfolio Adjusted | Size: Under 20 kW | Other | 2020 | July Monthly Peak | 7 | 59119.4911
Portfolio AdjustedSize: Under 20 kWOther2020June Monthly Peak | Portfolio Adjusted | Size: Under 20 kW | Other | 2020 | June Monthly Peak | 6 | 59119.4911
Portfolio AdjustedSize: Under 20 kWOther2020March Monthly Peak | Portfolio Adjusted | Size: Under 20 kW | Other | 2020 | March Monthly Peak | 3 | 57275.1077
Portfolio AdjustedSize: Under 20 kWOther2020May Monthly Peak | Portfolio Adjusted | Size: Under 20 kW | Other | 2020 | May Monthly Peak | 5 | 59119.4911
Portfolio AdjustedSize: Under 20 kWOther2020November Monthly Peak | Portfolio Adjusted | Size: Under 20 kW | Other | 2020 | November Monthly Peak | 11 | 59119.4911
Portfolio AdjustedSize: Under 20 kWOther2020October Monthly Peak | Portfolio Adjusted | Size: Under 20 kW | Other | 2020 | October Monthly Peak | 10 | 59119.4911
Portfolio AdjustedSize: Under 20 kWOther2020September Monthly Peak | Portfolio Adjusted | Size: Under 20 kW | Other | 2020 | September Monthly Peak | 9 | 59119.4911
Portfolio AdjustedSize: Under 20 kWOther2020Typical Event Day | Portfolio Adjusted | Size: Under 20 kW | Other | 2020 | Typical Event Day | 8 | 59119.4911
Portfolio AdjustedSize: Under 20 kWOther2021April Monthly Peak | Portfolio Adjusted | Size: Under 20 kW | Other | 2021 | April Monthly Peak | 4 | 61023.2676
Portfolio AdjustedSize: Under 20 kWOther2021August Monthly Peak | Portfolio Adjusted | Size: Under 20 kW | Other | 2021 | August Monthly Peak | 8 | 61023.2676
Portfolio AdjustedSize: Under 20 kWOther2021December Monthly Peak | Portfolio Adjusted | Size: Under 20 kW | Other | 2021 | December Monthly Peak | 12 | 61023.2676
Portfolio AdjustedSize: Under 20 kWOther2021February Monthly Peak | Portfolio Adjusted | Size: Under 20 kW | Other | 2021 | February Monthly Peak | 2 | 59119.4911
Portfolio AdjustedSize: Under 20 kWOther2021January Monthly Peak | Portfolio Adjusted | Size: Under 20 kW | Other | 2021 | January Monthly Peak | 1 | 59119.4911
Portfolio AdjustedSize: Under 20 kWOther2021July Monthly Peak | Portfolio Adjusted | Size: Under 20 kW | Other | 2021 | July Monthly Peak | 7 | 61023.2676
Portfolio AdjustedSize: Under 20 kWOther2021June Monthly Peak | Portfolio Adjusted | Size: Under 20 kW | Other | 2021 | June Monthly Peak | 6 | 61023.2676
Portfolio AdjustedSize: Under 20 kWOther2021March Monthly Peak | Portfolio Adjusted | Size: Under 20 kW | Other | 2021 | March Monthly Peak | 3 | 59119.4911
Portfolio AdjustedSize: Under 20 kWOther2021May Monthly Peak | Portfolio Adjusted | Size: Under 20 kW | Other | 2021 | May Monthly Peak | 5 | 61023.2676
Portfolio AdjustedSize: Under 20 kWOther2021November Monthly Peak | Portfolio Adjusted | Size: Under 20 kW | Other | 2021 | November Monthly Peak | 11 | 61023.2676
Portfolio AdjustedSize: Under 20 kWOther2021October Monthly Peak | Portfolio Adjusted | Size: Under 20 kW | Other | 2021 | October Monthly Peak | 10 | 61023.2676
Portfolio AdjustedSize: Under 20 kWOther2021September Monthly Peak | Portfolio Adjusted | Size: Under 20 kW | Other | 2021 | September Monthly Peak | 9 | 61023.2676
Portfolio AdjustedSize: Under 20 kWOther2021Typical Event Day | Portfolio Adjusted | Size: Under 20 kW | Other | 2021 | Typical Event Day | 8 | 61023.2676
Portfolio AdjustedSize: Under 20 kWOther2022April Monthly Peak | Portfolio Adjusted | Size: Under 20 kW | Other | 2022 | April Monthly Peak | 4 | 62988.3499
Portfolio AdjustedSize: Under 20 kWOther2022August Monthly Peak | Portfolio Adjusted | Size: Under 20 kW | Other | 2022 | August Monthly Peak | 8 | 62988.3499
Portfolio AdjustedSize: Under 20 kWOther2022December Monthly Peak | Portfolio Adjusted | Size: Under 20 kW | Other | 2022 | December Monthly Peak | 12 | 62988.3499
Portfolio AdjustedSize: Under 20 kWOther2022February Monthly Peak | Portfolio Adjusted | Size: Under 20 kW | Other | 2022 | February Monthly Peak | 2 | 61023.2676
Portfolio AdjustedSize: Under 20 kWOther2022January Monthly Peak | Portfolio Adjusted | Size: Under 20 kW | Other | 2022 | January Monthly Peak | 1 | 61023.2676
Portfolio AdjustedSize: Under 20 kWOther2022July Monthly Peak | Portfolio Adjusted | Size: Under 20 kW | Other | 2022 | July Monthly Peak | 7 | 62988.3499
Portfolio AdjustedSize: Under 20 kWOther2022June Monthly Peak | Portfolio Adjusted | Size: Under 20 kW | Other | 2022 | June Monthly Peak | 6 | 62988.3499
Portfolio AdjustedSize: Under 20 kWOther2022March Monthly Peak | Portfolio Adjusted | Size: Under 20 kW | Other | 2022 | March Monthly Peak | 3 | 61023.2676
Portfolio AdjustedSize: Under 20 kWOther2022May Monthly Peak | Portfolio Adjusted | Size: Under 20 kW | Other | 2022 | May Monthly Peak | 5 | 62988.3499
Portfolio AdjustedSize: Under 20 kWOther2022November Monthly Peak | Portfolio Adjusted | Size: Under 20 kW | Other | 2022 | November Monthly Peak | 11 | 62988.3499
Portfolio AdjustedSize: Under 20 kWOther2022October Monthly Peak | Portfolio Adjusted | Size: Under 20 kW | Other | 2022 | October Monthly Peak | 10 | 62988.3499
Portfolio AdjustedSize: Under 20 kWOther2022September Monthly Peak | Portfolio Adjusted | Size: Under 20 kW | Other | 2022 | September Monthly Peak | 9 | 62988.3499
Portfolio AdjustedSize: Under 20 kWOther2022Typical Event Day | Portfolio Adjusted | Size: Under 20 kW | Other | 2022 | Typical Event Day | 8 | 62988.3499
Portfolio AdjustedSize: Under 20 kWOther2023April Monthly Peak | Portfolio Adjusted | Size: Under 20 kW | Other | 2023 | April Monthly Peak | 4 | 65016.7121
Portfolio AdjustedSize: Under 20 kWOther2023August Monthly Peak | Portfolio Adjusted | Size: Under 20 kW | Other | 2023 | August Monthly Peak | 8 | 65016.7121
Portfolio AdjustedSize: Under 20 kWOther2023December Monthly Peak | Portfolio Adjusted | Size: Under 20 kW | Other | 2023 | December Monthly Peak | 12 | 65016.7121
Portfolio AdjustedSize: Under 20 kWOther2023February Monthly Peak | Portfolio Adjusted | Size: Under 20 kW | Other | 2023 | February Monthly Peak | 2 | 62988.3499
Portfolio AdjustedSize: Under 20 kWOther2023January Monthly Peak | Portfolio Adjusted | Size: Under 20 kW | Other | 2023 | January Monthly Peak | 1 | 62988.3499
Portfolio AdjustedSize: Under 20 kWOther2023July Monthly Peak | Portfolio Adjusted | Size: Under 20 kW | Other | 2023 | July Monthly Peak | 7 | 65016.7121
Portfolio AdjustedSize: Under 20 kWOther2023June Monthly Peak | Portfolio Adjusted | Size: Under 20 kW | Other | 2023 | June Monthly Peak | 6 | 65016.7121
Portfolio AdjustedSize: Under 20 kWOther2023March Monthly Peak | Portfolio Adjusted | Size: Under 20 kW | Other | 2023 | March Monthly Peak | 3 | 62988.3499
Portfolio AdjustedSize: Under 20 kWOther2023May Monthly Peak | Portfolio Adjusted | Size: Under 20 kW | Other | 2023 | May Monthly Peak | 5 | 65016.7121
Portfolio AdjustedSize: Under 20 kWOther2023November Monthly Peak | Portfolio Adjusted | Size: Under 20 kW | Other | 2023 | November Monthly Peak | 11 | 65016.7121
Portfolio AdjustedSize: Under 20 kWOther2023October Monthly Peak | Portfolio Adjusted | Size: Under 20 kW | Other | 2023 | October Monthly Peak | 10 | 65016.7121
Portfolio AdjustedSize: Under 20 kWOther2023September Monthly Peak | Portfolio Adjusted | Size: Under 20 kW | Other | 2023 | September Monthly Peak | 9 | 65016.7121
Portfolio AdjustedSize: Under 20 kWOther2023Typical Event Day | Portfolio Adjusted | Size: Under 20 kW | Other | 2023 | Typical Event Day | 8 | 65016.7121
Portfolio AdjustedSize: Under 20 kWOther2024April Monthly Peak | Portfolio Adjusted | Size: Under 20 kW | Other | 2024 | April Monthly Peak | 4 | 67110.392
Portfolio AdjustedSize: Under 20 kWOther2024August Monthly Peak | Portfolio Adjusted | Size: Under 20 kW | Other | 2024 | August Monthly Peak | 8 | 67110.392
Portfolio AdjustedSize: Under 20 kWOther2024December Monthly Peak | Portfolio Adjusted | Size: Under 20 kW | Other | 2024 | December Monthly Peak | 12 | 67110.392
Portfolio AdjustedSize: Under 20 kWOther2024February Monthly Peak | Portfolio Adjusted | Size: Under 20 kW | Other | 2024 | February Monthly Peak | 2 | 65016.7121
Portfolio AdjustedSize: Under 20 kWOther2024January Monthly Peak | Portfolio Adjusted | Size: Under 20 kW | Other | 2024 | January Monthly Peak | 1 | 65016.7121
Portfolio AdjustedSize: Under 20 kWOther2024July Monthly Peak | Portfolio Adjusted | Size: Under 20 kW | Other | 2024 | July Monthly Peak | 7 | 67110.392
Portfolio AdjustedSize: Under 20 kWOther2024June Monthly Peak | Portfolio Adjusted | Size: Under 20 kW | Other | 2024 | June Monthly Peak | 6 | 67110.392
Portfolio AdjustedSize: Under 20 kWOther2024March Monthly Peak | Portfolio Adjusted | Size: Under 20 kW | Other | 2024 | March Monthly Peak | 3 | 65016.7121
Portfolio AdjustedSize: Under 20 kWOther2024May Monthly Peak | Portfolio Adjusted | Size: Under 20 kW | Other | 2024 | May Monthly Peak | 5 | 67110.392
Portfolio AdjustedSize: Under 20 kWOther2024November Monthly Peak | Portfolio Adjusted | Size: Under 20 kW | Other | 2024 | November Monthly Peak | 11 | 67110.392
Portfolio AdjustedSize: Under 20 kWOther2024October Monthly Peak | Portfolio Adjusted | Size: Under 20 kW | Other | 2024 | October Monthly Peak | 10 | 67110.392
Portfolio AdjustedSize: Under 20 kWOther2024September Monthly Peak | Portfolio Adjusted | Size: Under 20 kW | Other | 2024 | September Monthly Peak | 9 | 67110.392
Portfolio AdjustedSize: Under 20 kWOther2024Typical Event Day | Portfolio Adjusted | Size: Under 20 kW | Other | 2024 | Typical Event Day | 8 | 67110.392
Portfolio AdjustedSize: Under 20 kWOther2025April Monthly Peak | Portfolio Adjusted | Size: Under 20 kW | Other | 2025 | April Monthly Peak | 4 | 69271.493
Portfolio AdjustedSize: Under 20 kWOther2025August Monthly Peak | Portfolio Adjusted | Size: Under 20 kW | Other | 2025 | August Monthly Peak | 8 | 69271.493
Portfolio AdjustedSize: Under 20 kWOther2025December Monthly Peak | Portfolio Adjusted | Size: Under 20 kW | Other | 2025 | December Monthly Peak | 12 | 69271.493
Portfolio AdjustedSize: Under 20 kWOther2025February Monthly Peak | Portfolio Adjusted | Size: Under 20 kW | Other | 2025 | February Monthly Peak | 2 | 67110.392
Portfolio AdjustedSize: Under 20 kWOther2025January Monthly Peak | Portfolio Adjusted | Size: Under 20 kW | Other | 2025 | January Monthly Peak | 1 | 67110.392
Portfolio AdjustedSize: Under 20 kWOther2025July Monthly Peak | Portfolio Adjusted | Size: Under 20 kW | Other | 2025 | July Monthly Peak | 7 | 69271.493
Portfolio AdjustedSize: Under 20 kWOther2025June Monthly Peak | Portfolio Adjusted | Size: Under 20 kW | Other | 2025 | June Monthly Peak | 6 | 69271.493
Portfolio AdjustedSize: Under 20 kWOther2025March Monthly Peak | Portfolio Adjusted | Size: Under 20 kW | Other | 2025 | March Monthly Peak | 3 | 67110.392
Portfolio AdjustedSize: Under 20 kWOther2025May Monthly Peak | Portfolio Adjusted | Size: Under 20 kW | Other | 2025 | May Monthly Peak | 5 | 69271.493
Portfolio AdjustedSize: Under 20 kWOther2025November Monthly Peak | Portfolio Adjusted | Size: Under 20 kW | Other | 2025 | November Monthly Peak | 11 | 69271.493
Portfolio AdjustedSize: Under 20 kWOther2025October Monthly Peak | Portfolio Adjusted | Size: Under 20 kW | Other | 2025 | October Monthly Peak | 10 | 69271.493
Portfolio AdjustedSize: Under 20 kWOther2025September Monthly Peak | Portfolio Adjusted | Size: Under 20 kW | Other | 2025 | September Monthly Peak | 9 | 69271.493
Portfolio AdjustedSize: Under 20 kWOther2025Typical Event Day | Portfolio Adjusted | Size: Under 20 kW | Other | 2025 | Typical Event Day | 8 | 69271.493
Portfolio AdjustedSize: Under 20 kWSouth of Lugo2015April Monthly Peak | Portfolio Adjusted | Size: Under 20 kW | South of Lugo | 2015 | April Monthly Peak | 4 | 0
Portfolio AdjustedSize: Under 20 kWSouth of Lugo2015August Monthly Peak | Portfolio Adjusted | Size: Under 20 kW | South of Lugo | 2015 | August Monthly Peak | 8 | 0
Portfolio AdjustedSize: Under 20 kWSouth of Lugo2015December Monthly Peak | Portfolio Adjusted | Size: Under 20 kW | South of Lugo | 2015 | December Monthly Peak | 12 | 0
Portfolio AdjustedSize: Under 20 kWSouth of Lugo2015February Monthly Peak | Portfolio Adjusted | Size: Under 20 kW | South of Lugo | 2015 | February Monthly Peak | 2 | 0
Portfolio AdjustedSize: Under 20 kWSouth of Lugo2015January Monthly Peak | Portfolio Adjusted | Size: Under 20 kW | South of Lugo | 2015 | January Monthly Peak | 1 | 0
Portfolio AdjustedSize: Under 20 kWSouth of Lugo2015July Monthly Peak | Portfolio Adjusted | Size: Under 20 kW | South of Lugo | 2015 | July Monthly Peak | 7 | 0
Portfolio AdjustedSize: Under 20 kWSouth of Lugo2015June Monthly Peak | Portfolio Adjusted | Size: Under 20 kW | South of Lugo | 2015 | June Monthly Peak | 6 | 0
Portfolio AdjustedSize: Under 20 kWSouth of Lugo2015March Monthly Peak | Portfolio Adjusted | Size: Under 20 kW | South of Lugo | 2015 | March Monthly Peak | 3 | 0
Portfolio AdjustedSize: Under 20 kWSouth of Lugo2015May Monthly Peak | Portfolio Adjusted | Size: Under 20 kW | South of Lugo | 2015 | May Monthly Peak | 5 | 0
Portfolio AdjustedSize: Under 20 kWSouth of Lugo2015November Monthly Peak | Portfolio Adjusted | Size: Under 20 kW | South of Lugo | 2015 | November Monthly Peak | 11 | 0
Portfolio AdjustedSize: Under 20 kWSouth of Lugo2015October Monthly Peak | Portfolio Adjusted | Size: Under 20 kW | South of Lugo | 2015 | October Monthly Peak | 10 | 0
Portfolio AdjustedSize: Under 20 kWSouth of Lugo2015September Monthly Peak | Portfolio Adjusted | Size: Under 20 kW | South of Lugo | 2015 | September Monthly Peak | 9 | 0
Portfolio AdjustedSize: Under 20 kWSouth of Lugo2015Typical Event Day | Portfolio Adjusted | Size: Under 20 kW | South of Lugo | 2015 | Typical Event Day | 8 | 0
Portfolio AdjustedSize: Under 20 kWSouth of Lugo2016April Monthly Peak | Portfolio Adjusted | Size: Under 20 kW | South of Lugo | 2016 | April Monthly Peak | 4 | 0
Portfolio AdjustedSize: Under 20 kWSouth of Lugo2016August Monthly Peak | Portfolio Adjusted | Size: Under 20 kW | South of Lugo | 2016 | August Monthly Peak | 8 | 0
Portfolio AdjustedSize: Under 20 kWSouth of Lugo2016December Monthly Peak | Portfolio Adjusted | Size: Under 20 kW | South of Lugo | 2016 | December Monthly Peak | 12 | 0
Portfolio AdjustedSize: Under 20 kWSouth of Lugo2016February Monthly Peak | Portfolio Adjusted | Size: Under 20 kW | South of Lugo | 2016 | February Monthly Peak | 2 | 0
Portfolio AdjustedSize: Under 20 kWSouth of Lugo2016January Monthly Peak | Portfolio Adjusted | Size: Under 20 kW | South of Lugo | 2016 | January Monthly Peak | 1 | 0
Portfolio AdjustedSize: Under 20 kWSouth of Lugo2016July Monthly Peak | Portfolio Adjusted | Size: Under 20 kW | South of Lugo | 2016 | July Monthly Peak | 7 | 0
Portfolio AdjustedSize: Under 20 kWSouth of Lugo2016June Monthly Peak | Portfolio Adjusted | Size: Under 20 kW | South of Lugo | 2016 | June Monthly Peak | 6 | 0
Portfolio AdjustedSize: Under 20 kWSouth of Lugo2016March Monthly Peak | Portfolio Adjusted | Size: Under 20 kW | South of Lugo | 2016 | March Monthly Peak | 3 | 0
Portfolio AdjustedSize: Under 20 kWSouth of Lugo2016May Monthly Peak | Portfolio Adjusted | Size: Under 20 kW | South of Lugo | 2016 | May Monthly Peak | 5 | 0
Portfolio AdjustedSize: Under 20 kWSouth of Lugo2016November Monthly Peak | Portfolio Adjusted | Size: Under 20 kW | South of Lugo | 2016 | November Monthly Peak | 11 | 0
Portfolio AdjustedSize: Under 20 kWSouth of Lugo2016October Monthly Peak | Portfolio Adjusted | Size: Under 20 kW | South of Lugo | 2016 | October Monthly Peak | 10 | 0
Portfolio AdjustedSize: Under 20 kWSouth of Lugo2016September Monthly Peak | Portfolio Adjusted | Size: Under 20 kW | South of Lugo | 2016 | September Monthly Peak | 9 | 0
Portfolio AdjustedSize: Under 20 kWSouth of Lugo2016Typical Event Day | Portfolio Adjusted | Size: Under 20 kW | South of Lugo | 2016 | Typical Event Day | 8 | 0
Portfolio AdjustedSize: Under 20 kWSouth of Lugo2017April Monthly Peak | Portfolio Adjusted | Size: Under 20 kW | South of Lugo | 2017 | April Monthly Peak | 4 | 24629.3806
Portfolio AdjustedSize: Under 20 kWSouth of Lugo2017August Monthly Peak | Portfolio Adjusted | Size: Under 20 kW | South of Lugo | 2017 | August Monthly Peak | 8 | 24629.3806
Portfolio AdjustedSize: Under 20 kWSouth of Lugo2017December Monthly Peak | Portfolio Adjusted | Size: Under 20 kW | South of Lugo | 2017 | December Monthly Peak | 12 | 24629.3806
Portfolio AdjustedSize: Under 20 kWSouth of Lugo2017February Monthly Peak | Portfolio Adjusted | Size: Under 20 kW | South of Lugo | 2017 | February Monthly Peak | 2 | 0
Portfolio AdjustedSize: Under 20 kWSouth of Lugo2017January Monthly Peak | Portfolio Adjusted | Size: Under 20 kW | South of Lugo | 2017 | January Monthly Peak | 1 | 0
Portfolio AdjustedSize: Under 20 kWSouth of Lugo2017July Monthly Peak | Portfolio Adjusted | Size: Under 20 kW | South of Lugo | 2017 | July Monthly Peak | 7 | 24629.3806
Portfolio AdjustedSize: Under 20 kWSouth of Lugo2017June Monthly Peak | Portfolio Adjusted | Size: Under 20 kW | South of Lugo | 2017 | June Monthly Peak | 6 | 24629.3806
Portfolio AdjustedSize: Under 20 kWSouth of Lugo2017March Monthly Peak | Portfolio Adjusted | Size: Under 20 kW | South of Lugo | 2017 | March Monthly Peak | 3 | 0
Portfolio AdjustedSize: Under 20 kWSouth of Lugo2017May Monthly Peak | Portfolio Adjusted | Size: Under 20 kW | South of Lugo | 2017 | May Monthly Peak | 5 | 24629.3806
Portfolio AdjustedSize: Under 20 kWSouth of Lugo2017November Monthly Peak | Portfolio Adjusted | Size: Under 20 kW | South of Lugo | 2017 | November Monthly Peak | 11 | 24629.3806
Portfolio AdjustedSize: Under 20 kWSouth of Lugo2017October Monthly Peak | Portfolio Adjusted | Size: Under 20 kW | South of Lugo | 2017 | October Monthly Peak | 10 | 24629.3806
Portfolio AdjustedSize: Under 20 kWSouth of Lugo2017September Monthly Peak | Portfolio Adjusted | Size: Under 20 kW | South of Lugo | 2017 | September Monthly Peak | 9 | 24629.3806
Portfolio AdjustedSize: Under 20 kWSouth of Lugo2017Typical Event Day | Portfolio Adjusted | Size: Under 20 kW | South of Lugo | 2017 | Typical Event Day | 8 | 24629.3806
Portfolio AdjustedSize: Under 20 kWSouth of Lugo2018April Monthly Peak | Portfolio Adjusted | Size: Under 20 kW | South of Lugo | 2018 | April Monthly Peak | 4 | 9851.7522
Portfolio AdjustedSize: Under 20 kWSouth of Lugo2018August Monthly Peak | Portfolio Adjusted | Size: Under 20 kW | South of Lugo | 2018 | August Monthly Peak | 8 | 9851.7522
Portfolio AdjustedSize: Under 20 kWSouth of Lugo2018December Monthly Peak | Portfolio Adjusted | Size: Under 20 kW | South of Lugo | 2018 | December Monthly Peak | 12 | 9851.7522
Portfolio AdjustedSize: Under 20 kWSouth of Lugo2018February Monthly Peak | Portfolio Adjusted | Size: Under 20 kW | South of Lugo | 2018 | February Monthly Peak | 2 | 24629.3806
Portfolio AdjustedSize: Under 20 kWSouth of Lugo2018January Monthly Peak | Portfolio Adjusted | Size: Under 20 kW | South of Lugo | 2018 | January Monthly Peak | 1 | 24629.3806
Portfolio AdjustedSize: Under 20 kWSouth of Lugo2018July Monthly Peak | Portfolio Adjusted | Size: Under 20 kW | South of Lugo | 2018 | July Monthly Peak | 7 | 9851.7522
Portfolio AdjustedSize: Under 20 kWSouth of Lugo2018June Monthly Peak | Portfolio Adjusted | Size: Under 20 kW | South of Lugo | 2018 | June Monthly Peak | 6 | 9851.7522
Portfolio AdjustedSize: Under 20 kWSouth of Lugo2018March Monthly Peak | Portfolio Adjusted | Size: Under 20 kW | South of Lugo | 2018 | March Monthly Peak | 3 | 24629.3806
Portfolio AdjustedSize: Under 20 kWSouth of Lugo2018May Monthly Peak | Portfolio Adjusted | Size: Under 20 kW | South of Lugo | 2018 | May Monthly Peak | 5 | 9851.7522
Portfolio AdjustedSize: Under 20 kWSouth of Lugo2018November Monthly Peak | Portfolio Adjusted | Size: Under 20 kW | South of Lugo | 2018 | November Monthly Peak | 11 | 9851.7522
Portfolio AdjustedSize: Under 20 kWSouth of Lugo2018October Monthly Peak | Portfolio Adjusted | Size: Under 20 kW | South of Lugo | 2018 | October Monthly Peak | 10 | 9851.7522
Portfolio AdjustedSize: Under 20 kWSouth of Lugo2018September Monthly Peak | Portfolio Adjusted | Size: Under 20 kW | South of Lugo | 2018 | September Monthly Peak | 9 | 9851.7522
Portfolio AdjustedSize: Under 20 kWSouth of Lugo2018Typical Event Day | Portfolio Adjusted | Size: Under 20 kW | South of Lugo | 2018 | Typical Event Day | 8 | 9851.7522
Portfolio AdjustedSize: Under 20 kWSouth of Lugo2019April Monthly Peak | Portfolio Adjusted | Size: Under 20 kW | South of Lugo | 2019 | April Monthly Peak | 4 | 10169.0001
Portfolio AdjustedSize: Under 20 kWSouth of Lugo2019August Monthly Peak | Portfolio Adjusted | Size: Under 20 kW | South of Lugo | 2019 | August Monthly Peak | 8 | 10169.0001
Portfolio AdjustedSize: Under 20 kWSouth of Lugo2019December Monthly Peak | Portfolio Adjusted | Size: Under 20 kW | South of Lugo | 2019 | December Monthly Peak | 12 | 10169.0001
Portfolio AdjustedSize: Under 20 kWSouth of Lugo2019February Monthly Peak | Portfolio Adjusted | Size: Under 20 kW | South of Lugo | 2019 | February Monthly Peak | 2 | 9851.7522
Portfolio AdjustedSize: Under 20 kWSouth of Lugo2019January Monthly Peak | Portfolio Adjusted | Size: Under 20 kW | South of Lugo | 2019 | January Monthly Peak | 1 | 9851.7522
Portfolio AdjustedSize: Under 20 kWSouth of Lugo2019July Monthly Peak | Portfolio Adjusted | Size: Under 20 kW | South of Lugo | 2019 | July Monthly Peak | 7 | 10169.0001
Portfolio AdjustedSize: Under 20 kWSouth of Lugo2019June Monthly Peak | Portfolio Adjusted | Size: Under 20 kW | South of Lugo | 2019 | June Monthly Peak | 6 | 10169.0001
Portfolio AdjustedSize: Under 20 kWSouth of Lugo2019March Monthly Peak | Portfolio Adjusted | Size: Under 20 kW | South of Lugo | 2019 | March Monthly Peak | 3 | 9851.7522
Portfolio AdjustedSize: Under 20 kWSouth of Lugo2019May Monthly Peak | Portfolio Adjusted | Size: Under 20 kW | South of Lugo | 2019 | May Monthly Peak | 5 | 10169.0001
Portfolio AdjustedSize: Under 20 kWSouth of Lugo2019November Monthly Peak | Portfolio Adjusted | Size: Under 20 kW | South of Lugo | 2019 | November Monthly Peak | 11 | 10169.0001
Portfolio AdjustedSize: Under 20 kWSouth of Lugo2019October Monthly Peak | Portfolio Adjusted | Size: Under 20 kW | South of Lugo | 2019 | October Monthly Peak | 10 | 10169.0001
Portfolio AdjustedSize: Under 20 kWSouth of Lugo2019September Monthly Peak | Portfolio Adjusted | Size: Under 20 kW | South of Lugo | 2019 | September Monthly Peak | 9 | 10169.0001
Portfolio AdjustedSize: Under 20 kWSouth of Lugo2019Typical Event Day | Portfolio Adjusted | Size: Under 20 kW | South of Lugo | 2019 | Typical Event Day | 8 | 10169.0001
Portfolio AdjustedSize: Under 20 kWSouth of Lugo2020April Monthly Peak | Portfolio Adjusted | Size: Under 20 kW | South of Lugo | 2020 | April Monthly Peak | 4 | 10496.4641
Portfolio AdjustedSize: Under 20 kWSouth of Lugo2020August Monthly Peak | Portfolio Adjusted | Size: Under 20 kW | South of Lugo | 2020 | August Monthly Peak | 8 | 10496.4641
Portfolio AdjustedSize: Under 20 kWSouth of Lugo2020December Monthly Peak | Portfolio Adjusted | Size: Under 20 kW | South of Lugo | 2020 | December Monthly Peak | 12 | 10496.4641
Portfolio AdjustedSize: Under 20 kWSouth of Lugo2020February Monthly Peak | Portfolio Adjusted | Size: Under 20 kW | South of Lugo | 2020 | February Monthly Peak | 2 | 10169.0001
Portfolio AdjustedSize: Under 20 kWSouth of Lugo2020January Monthly Peak | Portfolio Adjusted | Size: Under 20 kW | South of Lugo | 2020 | January Monthly Peak | 1 | 10169.0001
Portfolio AdjustedSize: Under 20 kWSouth of Lugo2020July Monthly Peak | Portfolio Adjusted | Size: Under 20 kW | South of Lugo | 2020 | July Monthly Peak | 7 | 10496.4641
Portfolio AdjustedSize: Under 20 kWSouth of Lugo2020June Monthly Peak | Portfolio Adjusted | Size: Under 20 kW | South of Lugo | 2020 | June Monthly Peak | 6 | 10496.4641
Portfolio AdjustedSize: Under 20 kWSouth of Lugo2020March Monthly Peak | Portfolio Adjusted | Size: Under 20 kW | South of Lugo | 2020 | March Monthly Peak | 3 | 10169.0001
Portfolio AdjustedSize: Under 20 kWSouth of Lugo2020May Monthly Peak | Portfolio Adjusted | Size: Under 20 kW | South of Lugo | 2020 | May Monthly Peak | 5 | 10496.4641
Portfolio AdjustedSize: Under 20 kWSouth of Lugo2020November Monthly Peak | Portfolio Adjusted | Size: Under 20 kW | South of Lugo | 2020 | November Monthly Peak | 11 | 10496.4641
Portfolio AdjustedSize: Under 20 kWSouth of Lugo2020October Monthly Peak | Portfolio Adjusted | Size: Under 20 kW | South of Lugo | 2020 | October Monthly Peak | 10 | 10496.4641
Portfolio AdjustedSize: Under 20 kWSouth of Lugo2020September Monthly Peak | Portfolio Adjusted | Size: Under 20 kW | South of Lugo | 2020 | September Monthly Peak | 9 | 10496.4641
Portfolio AdjustedSize: Under 20 kWSouth of Lugo2020Typical Event Day | Portfolio Adjusted | Size: Under 20 kW | South of Lugo | 2020 | Typical Event Day | 8 | 10496.4641
Portfolio AdjustedSize: Under 20 kWSouth of Lugo2021April Monthly Peak | Portfolio Adjusted | Size: Under 20 kW | South of Lugo | 2021 | April Monthly Peak | 4 | 10834.4731
Portfolio AdjustedSize: Under 20 kWSouth of Lugo2021August Monthly Peak | Portfolio Adjusted | Size: Under 20 kW | South of Lugo | 2021 | August Monthly Peak | 8 | 10834.4731
Portfolio AdjustedSize: Under 20 kWSouth of Lugo2021December Monthly Peak | Portfolio Adjusted | Size: Under 20 kW | South of Lugo | 2021 | December Monthly Peak | 12 | 10834.4731
Portfolio AdjustedSize: Under 20 kWSouth of Lugo2021February Monthly Peak | Portfolio Adjusted | Size: Under 20 kW | South of Lugo | 2021 | February Monthly Peak | 2 | 10496.4641
Portfolio AdjustedSize: Under 20 kWSouth of Lugo2021January Monthly Peak | Portfolio Adjusted | Size: Under 20 kW | South of Lugo | 2021 | January Monthly Peak | 1 | 10496.4641
Portfolio AdjustedSize: Under 20 kWSouth of Lugo2021July Monthly Peak | Portfolio Adjusted | Size: Under 20 kW | South of Lugo | 2021 | July Monthly Peak | 7 | 10834.4731
Portfolio AdjustedSize: Under 20 kWSouth of Lugo2021June Monthly Peak | Portfolio Adjusted | Size: Under 20 kW | South of Lugo | 2021 | June Monthly Peak | 6 | 10834.4731
Portfolio AdjustedSize: Under 20 kWSouth of Lugo2021March Monthly Peak | Portfolio Adjusted | Size: Under 20 kW | South of Lugo | 2021 | March Monthly Peak | 3 | 10496.4641
Portfolio AdjustedSize: Under 20 kWSouth of Lugo2021May Monthly Peak | Portfolio Adjusted | Size: Under 20 kW | South of Lugo | 2021 | May Monthly Peak | 5 | 10834.4731
Portfolio AdjustedSize: Under 20 kWSouth of Lugo2021November Monthly Peak | Portfolio Adjusted | Size: Under 20 kW | South of Lugo | 2021 | November Monthly Peak | 11 | 10834.4731
Portfolio AdjustedSize: Under 20 kWSouth of Lugo2021October Monthly Peak | Portfolio Adjusted | Size: Under 20 kW | South of Lugo | 2021 | October Monthly Peak | 10 | 10834.4731
Portfolio AdjustedSize: Under 20 kWSouth of Lugo2021September Monthly Peak | Portfolio Adjusted | Size: Under 20 kW | South of Lugo | 2021 | September Monthly Peak | 9 | 10834.4731
Portfolio AdjustedSize: Under 20 kWSouth of Lugo2021Typical Event Day | Portfolio Adjusted | Size: Under 20 kW | South of Lugo | 2021 | Typical Event Day | 8 | 10834.4731
Portfolio AdjustedSize: Under 20 kWSouth of Lugo2022April Monthly Peak | Portfolio Adjusted | Size: Under 20 kW | South of Lugo | 2022 | April Monthly Peak | 4 | 11183.3668
Portfolio AdjustedSize: Under 20 kWSouth of Lugo2022August Monthly Peak | Portfolio Adjusted | Size: Under 20 kW | South of Lugo | 2022 | August Monthly Peak | 8 | 11183.3668
Portfolio AdjustedSize: Under 20 kWSouth of Lugo2022December Monthly Peak | Portfolio Adjusted | Size: Under 20 kW | South of Lugo | 2022 | December Monthly Peak | 12 | 11183.3668
Portfolio AdjustedSize: Under 20 kWSouth of Lugo2022February Monthly Peak | Portfolio Adjusted | Size: Under 20 kW | South of Lugo | 2022 | February Monthly Peak | 2 | 10834.4731
Portfolio AdjustedSize: Under 20 kWSouth of Lugo2022January Monthly Peak | Portfolio Adjusted | Size: Under 20 kW | South of Lugo | 2022 | January Monthly Peak | 1 | 10834.4731
Portfolio AdjustedSize: Under 20 kWSouth of Lugo2022July Monthly Peak | Portfolio Adjusted | Size: Under 20 kW | South of Lugo | 2022 | July Monthly Peak | 7 | 11183.3668
Portfolio AdjustedSize: Under 20 kWSouth of Lugo2022June Monthly Peak | Portfolio Adjusted | Size: Under 20 kW | South of Lugo | 2022 | June Monthly Peak | 6 | 11183.3668
Portfolio AdjustedSize: Under 20 kWSouth of Lugo2022March Monthly Peak | Portfolio Adjusted | Size: Under 20 kW | South of Lugo | 2022 | March Monthly Peak | 3 | 10834.4731
Portfolio AdjustedSize: Under 20 kWSouth of Lugo2022May Monthly Peak | Portfolio Adjusted | Size: Under 20 kW | South of Lugo | 2022 | May Monthly Peak | 5 | 11183.3668
Portfolio AdjustedSize: Under 20 kWSouth of Lugo2022November Monthly Peak | Portfolio Adjusted | Size: Under 20 kW | South of Lugo | 2022 | November Monthly Peak | 11 | 11183.3668
Portfolio AdjustedSize: Under 20 kWSouth of Lugo2022October Monthly Peak | Portfolio Adjusted | Size: Under 20 kW | South of Lugo | 2022 | October Monthly Peak | 10 | 11183.3668
Portfolio AdjustedSize: Under 20 kWSouth of Lugo2022September Monthly Peak | Portfolio Adjusted | Size: Under 20 kW | South of Lugo | 2022 | September Monthly Peak | 9 | 11183.3668
Portfolio AdjustedSize: Under 20 kWSouth of Lugo2022Typical Event Day | Portfolio Adjusted | Size: Under 20 kW | South of Lugo | 2022 | Typical Event Day | 8 | 11183.3668
Portfolio AdjustedSize: Under 20 kWSouth of Lugo2023April Monthly Peak | Portfolio Adjusted | Size: Under 20 kW | South of Lugo | 2023 | April Monthly Peak | 4 | 11543.4956
Portfolio AdjustedSize: Under 20 kWSouth of Lugo2023August Monthly Peak | Portfolio Adjusted | Size: Under 20 kW | South of Lugo | 2023 | August Monthly Peak | 8 | 11543.4956
Portfolio AdjustedSize: Under 20 kWSouth of Lugo2023December Monthly Peak | Portfolio Adjusted | Size: Under 20 kW | South of Lugo | 2023 | December Monthly Peak | 12 | 11543.4956
Portfolio AdjustedSize: Under 20 kWSouth of Lugo2023February Monthly Peak | Portfolio Adjusted | Size: Under 20 kW | South of Lugo | 2023 | February Monthly Peak | 2 | 11183.3668
Portfolio AdjustedSize: Under 20 kWSouth of Lugo2023January Monthly Peak | Portfolio Adjusted | Size: Under 20 kW | South of Lugo | 2023 | January Monthly Peak | 1 | 11183.3668
Portfolio AdjustedSize: Under 20 kWSouth of Lugo2023July Monthly Peak | Portfolio Adjusted | Size: Under 20 kW | South of Lugo | 2023 | July Monthly Peak | 7 | 11543.4956
Portfolio AdjustedSize: Under 20 kWSouth of Lugo2023June Monthly Peak | Portfolio Adjusted | Size: Under 20 kW | South of Lugo | 2023 | June Monthly Peak | 6 | 11543.4956
Portfolio AdjustedSize: Under 20 kWSouth of Lugo2023March Monthly Peak | Portfolio Adjusted | Size: Under 20 kW | South of Lugo | 2023 | March Monthly Peak | 3 | 11183.3668
Portfolio AdjustedSize: Under 20 kWSouth of Lugo2023May Monthly Peak | Portfolio Adjusted | Size: Under 20 kW | South of Lugo | 2023 | May Monthly Peak | 5 | 11543.4956
Portfolio AdjustedSize: Under 20 kWSouth of Lugo2023November Monthly Peak | Portfolio Adjusted | Size: Under 20 kW | South of Lugo | 2023 | November Monthly Peak | 11 | 11543.4956
Portfolio AdjustedSize: Under 20 kWSouth of Lugo2023October Monthly Peak | Portfolio Adjusted | Size: Under 20 kW | South of Lugo | 2023 | October Monthly Peak | 10 | 11543.4956
Portfolio AdjustedSize: Under 20 kWSouth of Lugo2023September Monthly Peak | Portfolio Adjusted | Size: Under 20 kW | South of Lugo | 2023 | September Monthly Peak | 9 | 11543.4956
Portfolio AdjustedSize: Under 20 kWSouth of Lugo2023Typical Event Day | Portfolio Adjusted | Size: Under 20 kW | South of Lugo | 2023 | Typical Event Day | 8 | 11543.4956
Portfolio AdjustedSize: Under 20 kWSouth of Lugo2024April Monthly Peak | Portfolio Adjusted | Size: Under 20 kW | South of Lugo | 2024 | April Monthly Peak | 4 | 11915.2213
Portfolio AdjustedSize: Under 20 kWSouth of Lugo2024August Monthly Peak | Portfolio Adjusted | Size: Under 20 kW | South of Lugo | 2024 | August Monthly Peak | 8 | 11915.2213
Portfolio AdjustedSize: Under 20 kWSouth of Lugo2024December Monthly Peak | Portfolio Adjusted | Size: Under 20 kW | South of Lugo | 2024 | December Monthly Peak | 12 | 11915.2213
Portfolio AdjustedSize: Under 20 kWSouth of Lugo2024February Monthly Peak | Portfolio Adjusted | Size: Under 20 kW | South of Lugo | 2024 | February Monthly Peak | 2 | 11543.4956
Portfolio AdjustedSize: Under 20 kWSouth of Lugo2024January Monthly Peak | Portfolio Adjusted | Size: Under 20 kW | South of Lugo | 2024 | January Monthly Peak | 1 | 11543.4956
Portfolio AdjustedSize: Under 20 kWSouth of Lugo2024July Monthly Peak | Portfolio Adjusted | Size: Under 20 kW | South of Lugo | 2024 | July Monthly Peak | 7 | 11915.2213
Portfolio AdjustedSize: Under 20 kWSouth of Lugo2024June Monthly Peak | Portfolio Adjusted | Size: Under 20 kW | South of Lugo | 2024 | June Monthly Peak | 6 | 11915.2213
Portfolio AdjustedSize: Under 20 kWSouth of Lugo2024March Monthly Peak | Portfolio Adjusted | Size: Under 20 kW | South of Lugo | 2024 | March Monthly Peak | 3 | 11543.4956
Portfolio AdjustedSize: Under 20 kWSouth of Lugo2024May Monthly Peak | Portfolio Adjusted | Size: Under 20 kW | South of Lugo | 2024 | May Monthly Peak | 5 | 11915.2213
Portfolio AdjustedSize: Under 20 kWSouth of Lugo2024November Monthly Peak | Portfolio Adjusted | Size: Under 20 kW | South of Lugo | 2024 | November Monthly Peak | 11 | 11915.2213
Portfolio AdjustedSize: Under 20 kWSouth of Lugo2024October Monthly Peak | Portfolio Adjusted | Size: Under 20 kW | South of Lugo | 2024 | October Monthly Peak | 10 | 11915.2213
Portfolio AdjustedSize: Under 20 kWSouth of Lugo2024September Monthly Peak | Portfolio Adjusted | Size: Under 20 kW | South of Lugo | 2024 | September Monthly Peak | 9 | 11915.2213
Portfolio AdjustedSize: Under 20 kWSouth of Lugo2024Typical Event Day | Portfolio Adjusted | Size: Under 20 kW | South of Lugo | 2024 | Typical Event Day | 8 | 11915.2213
Portfolio AdjustedSize: Under 20 kWSouth of Lugo2025April Monthly Peak | Portfolio Adjusted | Size: Under 20 kW | South of Lugo | 2025 | April Monthly Peak | 4 | 12298.9174
Portfolio AdjustedSize: Under 20 kWSouth of Lugo2025August Monthly Peak | Portfolio Adjusted | Size: Under 20 kW | South of Lugo | 2025 | August Monthly Peak | 8 | 12298.9174
Portfolio AdjustedSize: Under 20 kWSouth of Lugo2025December Monthly Peak | Portfolio Adjusted | Size: Under 20 kW | South of Lugo | 2025 | December Monthly Peak | 12 | 12298.9174
Portfolio AdjustedSize: Under 20 kWSouth of Lugo2025February Monthly Peak | Portfolio Adjusted | Size: Under 20 kW | South of Lugo | 2025 | February Monthly Peak | 2 | 11915.2213
Portfolio AdjustedSize: Under 20 kWSouth of Lugo2025January Monthly Peak | Portfolio Adjusted | Size: Under 20 kW | South of Lugo | 2025 | January Monthly Peak | 1 | 11915.2213
Portfolio AdjustedSize: Under 20 kWSouth of Lugo2025July Monthly Peak | Portfolio Adjusted | Size: Under 20 kW | South of Lugo | 2025 | July Monthly Peak | 7 | 12298.9174
Portfolio AdjustedSize: Under 20 kWSouth of Lugo2025June Monthly Peak | Portfolio Adjusted | Size: Under 20 kW | South of Lugo | 2025 | June Monthly Peak | 6 | 12298.9174
Portfolio AdjustedSize: Under 20 kWSouth of Lugo2025March Monthly Peak | Portfolio Adjusted | Size: Under 20 kW | South of Lugo | 2025 | March Monthly Peak | 3 | 11915.2213
Portfolio AdjustedSize: Under 20 kWSouth of Lugo2025May Monthly Peak | Portfolio Adjusted | Size: Under 20 kW | South of Lugo | 2025 | May Monthly Peak | 5 | 12298.9174
Portfolio AdjustedSize: Under 20 kWSouth of Lugo2025November Monthly Peak | Portfolio Adjusted | Size: Under 20 kW | South of Lugo | 2025 | November Monthly Peak | 11 | 12298.9174
Portfolio AdjustedSize: Under 20 kWSouth of Lugo2025October Monthly Peak | Portfolio Adjusted | Size: Under 20 kW | South of Lugo | 2025 | October Monthly Peak | 10 | 12298.9174
Portfolio AdjustedSize: Under 20 kWSouth of Lugo2025September Monthly Peak | Portfolio Adjusted | Size: Under 20 kW | South of Lugo | 2025 | September Monthly Peak | 9 | 12298.9174
Portfolio AdjustedSize: Under 20 kWSouth of Lugo2025Typical Event Day | Portfolio Adjusted | Size: Under 20 kW | South of Lugo | 2025 | Typical Event Day | 8 | 12298.9174
Program SpecificAllAll2015April Monthly Peak | Program Specific | All | All | 2015 | April Monthly Peak | 4 | 2545.8999
Program SpecificAllAll2015August Monthly Peak | Program Specific | All | All | 2015 | August Monthly Peak | 8 | 2559.8999
Program SpecificAllAll2015December Monthly Peak | Program Specific | All | All | 2015 | December Monthly Peak | 12 | 2573.8999
Program SpecificAllAll2015February Monthly Peak | Program Specific | All | All | 2015 | February Monthly Peak | 2 | 2538.8999
Program SpecificAllAll2015January Monthly Peak | Program Specific | All | All | 2015 | January Monthly Peak | 1 | 2538.8999
Program SpecificAllAll2015July Monthly Peak | Program Specific | All | All | 2015 | July Monthly Peak | 7 | 2556.3999
Program SpecificAllAll2015June Monthly Peak | Program Specific | All | All | 2015 | June Monthly Peak | 6 | 2552.8999
Program SpecificAllAll2015March Monthly Peak | Program Specific | All | All | 2015 | March Monthly Peak | 3 | 2542.3999
Program SpecificAllAll2015May Monthly Peak | Program Specific | All | All | 2015 | May Monthly Peak | 5 | 2549.3999
Program SpecificAllAll2015November Monthly Peak | Program Specific | All | All | 2015 | November Monthly Peak | 11 | 2570.3999
Program SpecificAllAll2015October Monthly Peak | Program Specific | All | All | 2015 | October Monthly Peak | 10 | 2566.8999
Program SpecificAllAll2015September Monthly Peak | Program Specific | All | All | 2015 | September Monthly Peak | 9 | 2563.3999
Program SpecificAllAll2015Typical Event Day | Program Specific | All | All | 2015 | Typical Event Day | 8 | 2559.8999
Program SpecificAllAll2016April Monthly Peak | Program Specific | All | All | 2016 | April Monthly Peak | 4 | 2573.8999
Program SpecificAllAll2016August Monthly Peak | Program Specific | All | All | 2016 | August Monthly Peak | 8 | 2573.8999
Program SpecificAllAll2016December Monthly Peak | Program Specific | All | All | 2016 | December Monthly Peak | 12 | 2656.7851
Program SpecificAllAll2016February Monthly Peak | Program Specific | All | All | 2016 | February Monthly Peak | 2 | 2573.8999
Program SpecificAllAll2016January Monthly Peak | Program Specific | All | All | 2016 | January Monthly Peak | 1 | 2573.8999
Program SpecificAllAll2016July Monthly Peak | Program Specific | All | All | 2016 | July Monthly Peak | 7 | 2573.8999
Program SpecificAllAll2016June Monthly Peak | Program Specific | All | All | 2016 | June Monthly Peak | 6 | 2573.8999
Program SpecificAllAll2016March Monthly Peak | Program Specific | All | All | 2016 | March Monthly Peak | 3 | 2573.8999
Program SpecificAllAll2016May Monthly Peak | Program Specific | All | All | 2016 | May Monthly Peak | 5 | 2573.8999
Program SpecificAllAll2016November Monthly Peak | Program Specific | All | All | 2016 | November Monthly Peak | 11 | 2573.8999
Program SpecificAllAll2016October Monthly Peak | Program Specific | All | All | 2016 | October Monthly Peak | 10 | 2573.8999
Program SpecificAllAll2016September Monthly Peak | Program Specific | All | All | 2016 | September Monthly Peak | 9 | 2573.8999
Program SpecificAllAll2016Typical Event Day | Program Specific | All | All | 2016 | Typical Event Day | 8 | 2573.8999
Program SpecificAllAll2017April Monthly Peak | Program Specific | All | All | 2017 | April Monthly Peak | 4 | 252656.7791
Program SpecificAllAll2017August Monthly Peak | Program Specific | All | All | 2017 | August Monthly Peak | 8 | 252656.7791
Program SpecificAllAll2017December Monthly Peak | Program Specific | All | All | 2017 | December Monthly Peak | 12 | 252742.3334
Program SpecificAllAll2017February Monthly Peak | Program Specific | All | All | 2017 | February Monthly Peak | 2 | 2656.7851
Program SpecificAllAll2017January Monthly Peak | Program Specific | All | All | 2017 | January Monthly Peak | 1 | 2656.7851
Program SpecificAllAll2017July Monthly Peak | Program Specific | All | All | 2017 | July Monthly Peak | 7 | 252656.7791
Program SpecificAllAll2017June Monthly Peak | Program Specific | All | All | 2017 | June Monthly Peak | 6 | 252656.7791
Program SpecificAllAll2017March Monthly Peak | Program Specific | All | All | 2017 | March Monthly Peak | 3 | 2656.7851
Program SpecificAllAll2017May Monthly Peak | Program Specific | All | All | 2017 | May Monthly Peak | 5 | 252656.7791
Program SpecificAllAll2017November Monthly Peak | Program Specific | All | All | 2017 | November Monthly Peak | 11 | 252656.7791
Program SpecificAllAll2017October Monthly Peak | Program Specific | All | All | 2017 | October Monthly Peak | 10 | 252656.7791
Program SpecificAllAll2017September Monthly Peak | Program Specific | All | All | 2017 | September Monthly Peak | 9 | 252656.7791
Program SpecificAllAll2017Typical Event Day | Program Specific | All | All | 2017 | Typical Event Day | 8 | 252656.7791
Program SpecificAllAll2018April Monthly Peak | Program Specific | All | All | 2018 | April Monthly Peak | 4 | 102742.337
Program SpecificAllAll2018August Monthly Peak | Program Specific | All | All | 2018 | August Monthly Peak | 8 | 102742.337
Program SpecificAllAll2018December Monthly Peak | Program Specific | All | All | 2018 | December Monthly Peak | 12 | 102830.6463
Program SpecificAllAll2018February Monthly Peak | Program Specific | All | All | 2018 | February Monthly Peak | 2 | 252742.3334
Program SpecificAllAll2018January Monthly Peak | Program Specific | All | All | 2018 | January Monthly Peak | 1 | 252742.3334
Program SpecificAllAll2018July Monthly Peak | Program Specific | All | All | 2018 | July Monthly Peak | 7 | 102742.337
Program SpecificAllAll2018June Monthly Peak | Program Specific | All | All | 2018 | June Monthly Peak | 6 | 102742.337
Program SpecificAllAll2018March Monthly Peak | Program Specific | All | All | 2018 | March Monthly Peak | 3 | 252742.3334
Program SpecificAllAll2018May Monthly Peak | Program Specific | All | All | 2018 | May Monthly Peak | 5 | 102742.337
Program SpecificAllAll2018November Monthly Peak | Program Specific | All | All | 2018 | November Monthly Peak | 11 | 102742.337
Program SpecificAllAll2018October Monthly Peak | Program Specific | All | All | 2018 | October Monthly Peak | 10 | 102742.337
Program SpecificAllAll2018September Monthly Peak | Program Specific | All | All | 2018 | September Monthly Peak | 9 | 102742.337
Program SpecificAllAll2018Typical Event Day | Program Specific | All | All | 2018 | Typical Event Day | 8 | 102742.337
Program SpecificAllAll2019April Monthly Peak | Program Specific | All | All | 2019 | April Monthly Peak | 4 | 106050.8643
Program SpecificAllAll2019August Monthly Peak | Program Specific | All | All | 2019 | August Monthly Peak | 8 | 106050.8643
Program SpecificAllAll2019December Monthly Peak | Program Specific | All | All | 2019 | December Monthly Peak | 12 | 106142.0174
Program SpecificAllAll2019February Monthly Peak | Program Specific | All | All | 2019 | February Monthly Peak | 2 | 102830.6463
Program SpecificAllAll2019January Monthly Peak | Program Specific | All | All | 2019 | January Monthly Peak | 1 | 102830.6463
Program SpecificAllAll2019July Monthly Peak | Program Specific | All | All | 2019 | July Monthly Peak | 7 | 106050.8643
Program SpecificAllAll2019June Monthly Peak | Program Specific | All | All | 2019 | June Monthly Peak | 6 | 106050.8643
Program SpecificAllAll2019March Monthly Peak | Program Specific | All | All | 2019 | March Monthly Peak | 3 | 102830.6463
Program SpecificAllAll2019May Monthly Peak | Program Specific | All | All | 2019 | May Monthly Peak | 5 | 106050.8643
Program SpecificAllAll2019November Monthly Peak | Program Specific | All | All | 2019 | November Monthly Peak | 11 | 106050.8643
Program SpecificAllAll2019October Monthly Peak | Program Specific | All | All | 2019 | October Monthly Peak | 10 | 106050.8643
Program SpecificAllAll2019September Monthly Peak | Program Specific | All | All | 2019 | September Monthly Peak | 9 | 106050.8643
Program SpecificAllAll2019Typical Event Day | Program Specific | All | All | 2019 | Typical Event Day | 8 | 106050.8643
Program SpecificAllAll2020April Monthly Peak | Program Specific | All | All | 2020 | April Monthly Peak | 4 | 109465.9334
Program SpecificAllAll2020August Monthly Peak | Program Specific | All | All | 2020 | August Monthly Peak | 8 | 109465.9334
Program SpecificAllAll2020December Monthly Peak | Program Specific | All | All | 2020 | December Monthly Peak | 12 | 109560.0218
Program SpecificAllAll2020February Monthly Peak | Program Specific | All | All | 2020 | February Monthly Peak | 2 | 106142.0174
Program SpecificAllAll2020January Monthly Peak | Program Specific | All | All | 2020 | January Monthly Peak | 1 | 106142.0174
Program SpecificAllAll2020July Monthly Peak | Program Specific | All | All | 2020 | July Monthly Peak | 7 | 109465.9334
Program SpecificAllAll2020June Monthly Peak | Program Specific | All | All | 2020 | June Monthly Peak | 6 | 109465.9334
Program SpecificAllAll2020March Monthly Peak | Program Specific | All | All | 2020 | March Monthly Peak | 3 | 106142.0174
Program SpecificAllAll2020May Monthly Peak | Program Specific | All | All | 2020 | May Monthly Peak | 5 | 109465.9334
Program SpecificAllAll2020November Monthly Peak | Program Specific | All | All | 2020 | November Monthly Peak | 11 | 109465.9334
Program SpecificAllAll2020October Monthly Peak | Program Specific | All | All | 2020 | October Monthly Peak | 10 | 109465.9334
Program SpecificAllAll2020September Monthly Peak | Program Specific | All | All | 2020 | September Monthly Peak | 9 | 109465.9334
Program SpecificAllAll2020Typical Event Day | Program Specific | All | All | 2020 | Typical Event Day | 8 | 109465.9334
Program SpecificAllAll2021April Monthly Peak | Program Specific | All | All | 2021 | April Monthly Peak | 4 | 112990.9752
Program SpecificAllAll2021August Monthly Peak | Program Specific | All | All | 2021 | August Monthly Peak | 8 | 112990.9752
Program SpecificAllAll2021December Monthly Peak | Program Specific | All | All | 2021 | December Monthly Peak | 12 | 113088.0934
Program SpecificAllAll2021February Monthly Peak | Program Specific | All | All | 2021 | February Monthly Peak | 2 | 109560.0218
Program SpecificAllAll2021January Monthly Peak | Program Specific | All | All | 2021 | January Monthly Peak | 1 | 109560.0218
Program SpecificAllAll2021July Monthly Peak | Program Specific | All | All | 2021 | July Monthly Peak | 7 | 112990.9752
Program SpecificAllAll2021June Monthly Peak | Program Specific | All | All | 2021 | June Monthly Peak | 6 | 112990.9752
Program SpecificAllAll2021March Monthly Peak | Program Specific | All | All | 2021 | March Monthly Peak | 3 | 109560.0218
Program SpecificAllAll2021May Monthly Peak | Program Specific | All | All | 2021 | May Monthly Peak | 5 | 112990.9752
Program SpecificAllAll2021November Monthly Peak | Program Specific | All | All | 2021 | November Monthly Peak | 11 | 112990.9752
Program SpecificAllAll2021October Monthly Peak | Program Specific | All | All | 2021 | October Monthly Peak | 10 | 112990.9752
Program SpecificAllAll2021September Monthly Peak | Program Specific | All | All | 2021 | September Monthly Peak | 9 | 112990.9752
Program SpecificAllAll2021Typical Event Day | Program Specific | All | All | 2021 | Typical Event Day | 8 | 112990.9752
Program SpecificAllAll2022April Monthly Peak | Program Specific | All | All | 2022 | April Monthly Peak | 4 | 116629.531
Program SpecificAllAll2022August Monthly Peak | Program Specific | All | All | 2022 | August Monthly Peak | 8 | 116629.531
Program SpecificAllAll2022December Monthly Peak | Program Specific | All | All | 2022 | December Monthly Peak | 12 | 116729.7766
Program SpecificAllAll2022February Monthly Peak | Program Specific | All | All | 2022 | February Monthly Peak | 2 | 113088.0934
Program SpecificAllAll2022January Monthly Peak | Program Specific | All | All | 2022 | January Monthly Peak | 1 | 113088.0934
Program SpecificAllAll2022July Monthly Peak | Program Specific | All | All | 2022 | July Monthly Peak | 7 | 116629.531
Program SpecificAllAll2022June Monthly Peak | Program Specific | All | All | 2022 | June Monthly Peak | 6 | 116629.531
Program SpecificAllAll2022March Monthly Peak | Program Specific | All | All | 2022 | March Monthly Peak | 3 | 113088.0934
Program SpecificAllAll2022May Monthly Peak | Program Specific | All | All | 2022 | May Monthly Peak | 5 | 116629.531
Program SpecificAllAll2022November Monthly Peak | Program Specific | All | All | 2022 | November Monthly Peak | 11 | 116629.531
Program SpecificAllAll2022October Monthly Peak | Program Specific | All | All | 2022 | October Monthly Peak | 10 | 116629.531
Program SpecificAllAll2022September Monthly Peak | Program Specific | All | All | 2022 | September Monthly Peak | 9 | 116629.531
Program SpecificAllAll2022Typical Event Day | Program Specific | All | All | 2022 | Typical Event Day | 8 | 116629.531
Program SpecificAllAll2023April Monthly Peak | Program Specific | All | All | 2023 | April Monthly Peak | 4 | 120385.2562
Program SpecificAllAll2023August Monthly Peak | Program Specific | All | All | 2023 | August Monthly Peak | 8 | 120385.2562
Program SpecificAllAll2023December Monthly Peak | Program Specific | All | All | 2023 | December Monthly Peak | 12 | 120488.73
Program SpecificAllAll2023February Monthly Peak | Program Specific | All | All | 2023 | February Monthly Peak | 2 | 116729.7766
Program SpecificAllAll2023January Monthly Peak | Program Specific | All | All | 2023 | January Monthly Peak | 1 | 116729.7766
Program SpecificAllAll2023July Monthly Peak | Program Specific | All | All | 2023 | July Monthly Peak | 7 | 120385.2562
Program SpecificAllAll2023June Monthly Peak | Program Specific | All | All | 2023 | June Monthly Peak | 6 | 120385.2562
Program SpecificAllAll2023March Monthly Peak | Program Specific | All | All | 2023 | March Monthly Peak | 3 | 116729.7766
Program SpecificAllAll2023May Monthly Peak | Program Specific | All | All | 2023 | May Monthly Peak | 5 | 120385.2562
Program SpecificAllAll2023November Monthly Peak | Program Specific | All | All | 2023 | November Monthly Peak | 11 | 120385.2562
Program SpecificAllAll2023October Monthly Peak | Program Specific | All | All | 2023 | October Monthly Peak | 10 | 120385.2562
Program SpecificAllAll2023September Monthly Peak | Program Specific | All | All | 2023 | September Monthly Peak | 9 | 120385.2562
Program SpecificAllAll2023Typical Event Day | Program Specific | All | All | 2023 | Typical Event Day | 8 | 120385.2562
Program SpecificAllAll2024April Monthly Peak | Program Specific | All | All | 2024 | April Monthly Peak | 4 | 124261.924
Program SpecificAllAll2024August Monthly Peak | Program Specific | All | All | 2024 | August Monthly Peak | 8 | 124261.924
Program SpecificAllAll2024December Monthly Peak | Program Specific | All | All | 2024 | December Monthly Peak | 12 | 124368.7299
Program SpecificAllAll2024February Monthly Peak | Program Specific | All | All | 2024 | February Monthly Peak | 2 | 120488.73
Program SpecificAllAll2024January Monthly Peak | Program Specific | All | All | 2024 | January Monthly Peak | 1 | 120488.73
Program SpecificAllAll2024July Monthly Peak | Program Specific | All | All | 2024 | July Monthly Peak | 7 | 124261.924
Program SpecificAllAll2024June Monthly Peak | Program Specific | All | All | 2024 | June Monthly Peak | 6 | 124261.924
Program SpecificAllAll2024March Monthly Peak | Program Specific | All | All | 2024 | March Monthly Peak | 3 | 120488.73
Program SpecificAllAll2024May Monthly Peak | Program Specific | All | All | 2024 | May Monthly Peak | 5 | 124261.924
Program SpecificAllAll2024November Monthly Peak | Program Specific | All | All | 2024 | November Monthly Peak | 11 | 124261.924
Program SpecificAllAll2024October Monthly Peak | Program Specific | All | All | 2024 | October Monthly Peak | 10 | 124261.924
Program SpecificAllAll2024September Monthly Peak | Program Specific | All | All | 2024 | September Monthly Peak | 9 | 124261.924
Program SpecificAllAll2024Typical Event Day | Program Specific | All | All | 2024 | Typical Event Day | 8 | 124261.924
Program SpecificAllAll2025April Monthly Peak | Program Specific | All | All | 2025 | April Monthly Peak | 4 | 128263.429
Program SpecificAllAll2025August Monthly Peak | Program Specific | All | All | 2025 | August Monthly Peak | 8 | 128263.429
Program SpecificAllAll2025December Monthly Peak | Program Specific | All | All | 2025 | December Monthly Peak | 12 | 128373.6742
Program SpecificAllAll2025February Monthly Peak | Program Specific | All | All | 2025 | February Monthly Peak | 2 | 124368.7299
Program SpecificAllAll2025January Monthly Peak | Program Specific | All | All | 2025 | January Monthly Peak | 1 | 124368.7299
Program SpecificAllAll2025July Monthly Peak | Program Specific | All | All | 2025 | July Monthly Peak | 7 | 128263.429
Program SpecificAllAll2025June Monthly Peak | Program Specific | All | All | 2025 | June Monthly Peak | 6 | 128263.429
Program SpecificAllAll2025March Monthly Peak | Program Specific | All | All | 2025 | March Monthly Peak | 3 | 124368.7299
Program SpecificAllAll2025May Monthly Peak | Program Specific | All | All | 2025 | May Monthly Peak | 5 | 128263.429
Program SpecificAllAll2025November Monthly Peak | Program Specific | All | All | 2025 | November Monthly Peak | 11 | 128263.429
Program SpecificAllAll2025October Monthly Peak | Program Specific | All | All | 2025 | October Monthly Peak | 10 | 128263.429
Program SpecificAllAll2025September Monthly Peak | Program Specific | All | All | 2025 | September Monthly Peak | 9 | 128263.429
Program SpecificAllAll2025Typical Event Day | Program Specific | All | All | 2025 | Typical Event Day | 8 | 128263.429
Program SpecificAllOrange County2015April Monthly Peak | Program Specific | All | Orange County | 2015 | April Monthly Peak | 4 | 856.202
Program SpecificAllOrange County2015August Monthly Peak | Program Specific | All | Orange County | 2015 | August Monthly Peak | 8 | 860.9103
Program SpecificAllOrange County2015December Monthly Peak | Program Specific | All | Orange County | 2015 | December Monthly Peak | 12 | 865.6186
Program SpecificAllOrange County2015February Monthly Peak | Program Specific | All | Orange County | 2015 | February Monthly Peak | 2 | 853.8478
Program SpecificAllOrange County2015January Monthly Peak | Program Specific | All | Orange County | 2015 | January Monthly Peak | 1 | 853.8478
Program SpecificAllOrange County2015July Monthly Peak | Program Specific | All | Orange County | 2015 | July Monthly Peak | 7 | 859.7332
Program SpecificAllOrange County2015June Monthly Peak | Program Specific | All | Orange County | 2015 | June Monthly Peak | 6 | 858.5561
Program SpecificAllOrange County2015March Monthly Peak | Program Specific | All | Orange County | 2015 | March Monthly Peak | 3 | 855.0249
Program SpecificAllOrange County2015May Monthly Peak | Program Specific | All | Orange County | 2015 | May Monthly Peak | 5 | 857.3791
Program SpecificAllOrange County2015November Monthly Peak | Program Specific | All | Orange County | 2015 | November Monthly Peak | 11 | 864.4415
Program SpecificAllOrange County2015October Monthly Peak | Program Specific | All | Orange County | 2015 | October Monthly Peak | 10 | 863.2644
Program SpecificAllOrange County2015September Monthly Peak | Program Specific | All | Orange County | 2015 | September Monthly Peak | 9 | 862.0873
Program SpecificAllOrange County2015Typical Event Day | Program Specific | All | Orange County | 2015 | Typical Event Day | 8 | 860.9103
Program SpecificAllOrange County2016April Monthly Peak | Program Specific | All | Orange County | 2016 | April Monthly Peak | 4 | 865.6186
Program SpecificAllOrange County2016August Monthly Peak | Program Specific | All | Orange County | 2016 | August Monthly Peak | 8 | 865.6186
Program SpecificAllOrange County2016December Monthly Peak | Program Specific | All | Orange County | 2016 | December Monthly Peak | 12 | 893.4934
Program SpecificAllOrange County2016February Monthly Peak | Program Specific | All | Orange County | 2016 | February Monthly Peak | 2 | 865.6186
Program SpecificAllOrange County2016January Monthly Peak | Program Specific | All | Orange County | 2016 | January Monthly Peak | 1 | 865.6186
Program SpecificAllOrange County2016July Monthly Peak | Program Specific | All | Orange County | 2016 | July Monthly Peak | 7 | 865.6186
Program SpecificAllOrange County2016June Monthly Peak | Program Specific | All | Orange County | 2016 | June Monthly Peak | 6 | 865.6186
Program SpecificAllOrange County2016March Monthly Peak | Program Specific | All | Orange County | 2016 | March Monthly Peak | 3 | 865.6186
Program SpecificAllOrange County2016May Monthly Peak | Program Specific | All | Orange County | 2016 | May Monthly Peak | 5 | 865.6186
Program SpecificAllOrange County2016November Monthly Peak | Program Specific | All | Orange County | 2016 | November Monthly Peak | 11 | 865.6186
Program SpecificAllOrange County2016October Monthly Peak | Program Specific | All | Orange County | 2016 | October Monthly Peak | 10 | 865.6186
Program SpecificAllOrange County2016September Monthly Peak | Program Specific | All | Orange County | 2016 | September Monthly Peak | 9 | 865.6186
Program SpecificAllOrange County2016Typical Event Day | Program Specific | All | Orange County | 2016 | Typical Event Day | 8 | 865.6186
Program SpecificAllOrange County2017April Monthly Peak | Program Specific | All | Orange County | 2017 | April Monthly Peak | 4 | 62130.6609
Program SpecificAllOrange County2017August Monthly Peak | Program Specific | All | Orange County | 2017 | August Monthly Peak | 8 | 62130.6609
Program SpecificAllOrange County2017December Monthly Peak | Program Specific | All | Orange County | 2017 | December Monthly Peak | 12 | 62159.4334
Program SpecificAllOrange County2017February Monthly Peak | Program Specific | All | Orange County | 2017 | February Monthly Peak | 2 | 893.4934
Program SpecificAllOrange County2017January Monthly Peak | Program Specific | All | Orange County | 2017 | January Monthly Peak | 1 | 893.4934
Program SpecificAllOrange County2017July Monthly Peak | Program Specific | All | Orange County | 2017 | July Monthly Peak | 7 | 62130.6609
Program SpecificAllOrange County2017June Monthly Peak | Program Specific | All | Orange County | 2017 | June Monthly Peak | 6 | 62130.6609
Program SpecificAllOrange County2017March Monthly Peak | Program Specific | All | Orange County | 2017 | March Monthly Peak | 3 | 893.4934
Program SpecificAllOrange County2017May Monthly Peak | Program Specific | All | Orange County | 2017 | May Monthly Peak | 5 | 62130.6609
Program SpecificAllOrange County2017November Monthly Peak | Program Specific | All | Orange County | 2017 | November Monthly Peak | 11 | 62130.6609
Program SpecificAllOrange County2017October Monthly Peak | Program Specific | All | Orange County | 2017 | October Monthly Peak | 10 | 62130.6609
Program SpecificAllOrange County2017September Monthly Peak | Program Specific | All | Orange County | 2017 | September Monthly Peak | 9 | 62130.6609
Program SpecificAllOrange County2017Typical Event Day | Program Specific | All | Orange County | 2017 | Typical Event Day | 8 | 62130.6609
Program SpecificAllOrange County2018April Monthly Peak | Program Specific | All | Orange County | 2018 | April Monthly Peak | 4 | 25417.1328
Program SpecificAllOrange County2018August Monthly Peak | Program Specific | All | Orange County | 2018 | August Monthly Peak | 8 | 25417.1328
Program SpecificAllOrange County2018December Monthly Peak | Program Specific | All | Orange County | 2018 | December Monthly Peak | 12 | 25446.8318
Program SpecificAllOrange County2018February Monthly Peak | Program Specific | All | Orange County | 2018 | February Monthly Peak | 2 | 62159.4334
Program SpecificAllOrange County2018January Monthly Peak | Program Specific | All | Orange County | 2018 | January Monthly Peak | 1 | 62159.4334
Program SpecificAllOrange County2018July Monthly Peak | Program Specific | All | Orange County | 2018 | July Monthly Peak | 7 | 25417.1328
Program SpecificAllOrange County2018June Monthly Peak | Program Specific | All | Orange County | 2018 | June Monthly Peak | 6 | 25417.1328
Program SpecificAllOrange County2018March Monthly Peak | Program Specific | All | Orange County | 2018 | March Monthly Peak | 3 | 62159.4334
Program SpecificAllOrange County2018May Monthly Peak | Program Specific | All | Orange County | 2018 | May Monthly Peak | 5 | 25417.1328
Program SpecificAllOrange County2018November Monthly Peak | Program Specific | All | Orange County | 2018 | November Monthly Peak | 11 | 25417.1328
Program SpecificAllOrange County2018October Monthly Peak | Program Specific | All | Orange County | 2018 | October Monthly Peak | 10 | 25417.1328
Program SpecificAllOrange County2018September Monthly Peak | Program Specific | All | Orange County | 2018 | September Monthly Peak | 9 | 25417.1328
Program SpecificAllOrange County2018Typical Event Day | Program Specific | All | Orange County | 2018 | Typical Event Day | 8 | 25417.1328
Program SpecificAllOrange County2019April Monthly Peak | Program Specific | All | Orange County | 2019 | April Monthly Peak | 4 | 26235.6199
Program SpecificAllOrange County2019August Monthly Peak | Program Specific | All | Orange County | 2019 | August Monthly Peak | 8 | 26235.6199
Program SpecificAllOrange County2019December Monthly Peak | Program Specific | All | Orange County | 2019 | December Monthly Peak | 12 | 26266.2753
Program SpecificAllOrange County2019February Monthly Peak | Program Specific | All | Orange County | 2019 | February Monthly Peak | 2 | 25446.8318
Program SpecificAllOrange County2019January Monthly Peak | Program Specific | All | Orange County | 2019 | January Monthly Peak | 1 | 25446.8318
Program SpecificAllOrange County2019July Monthly Peak | Program Specific | All | Orange County | 2019 | July Monthly Peak | 7 | 26235.6199
Program SpecificAllOrange County2019June Monthly Peak | Program Specific | All | Orange County | 2019 | June Monthly Peak | 6 | 26235.6199
Program SpecificAllOrange County2019March Monthly Peak | Program Specific | All | Orange County | 2019 | March Monthly Peak | 3 | 25446.8318
Program SpecificAllOrange County2019May Monthly Peak | Program Specific | All | Orange County | 2019 | May Monthly Peak | 5 | 26235.6199
Program SpecificAllOrange County2019November Monthly Peak | Program Specific | All | Orange County | 2019 | November Monthly Peak | 11 | 26235.6199
Program SpecificAllOrange County2019October Monthly Peak | Program Specific | All | Orange County | 2019 | October Monthly Peak | 10 | 26235.6199
Program SpecificAllOrange County2019September Monthly Peak | Program Specific | All | Orange County | 2019 | September Monthly Peak | 9 | 26235.6199
Program SpecificAllOrange County2019Typical Event Day | Program Specific | All | Orange County | 2019 | Typical Event Day | 8 | 26235.6199
Program SpecificAllOrange County2020April Monthly Peak | Program Specific | All | Orange County | 2020 | April Monthly Peak | 4 | 27080.4641
Program SpecificAllOrange County2020August Monthly Peak | Program Specific | All | Orange County | 2020 | August Monthly Peak | 8 | 27080.4641
Program SpecificAllOrange County2020December Monthly Peak | Program Specific | All | Orange County | 2020 | December Monthly Peak | 12 | 27112.1066
Program SpecificAllOrange County2020February Monthly Peak | Program Specific | All | Orange County | 2020 | February Monthly Peak | 2 | 26266.2753
Program SpecificAllOrange County2020January Monthly Peak | Program Specific | All | Orange County | 2020 | January Monthly Peak | 1 | 26266.2753
Program SpecificAllOrange County2020July Monthly Peak | Program Specific | All | Orange County | 2020 | July Monthly Peak | 7 | 27080.4641
Program SpecificAllOrange County2020June Monthly Peak | Program Specific | All | Orange County | 2020 | June Monthly Peak | 6 | 27080.4641
Program SpecificAllOrange County2020March Monthly Peak | Program Specific | All | Orange County | 2020 | March Monthly Peak | 3 | 26266.2753
Program SpecificAllOrange County2020May Monthly Peak | Program Specific | All | Orange County | 2020 | May Monthly Peak | 5 | 27080.4641
Program SpecificAllOrange County2020November Monthly Peak | Program Specific | All | Orange County | 2020 | November Monthly Peak | 11 | 27080.4641
Program SpecificAllOrange County2020October Monthly Peak | Program Specific | All | Orange County | 2020 | October Monthly Peak | 10 | 27080.4641
Program SpecificAllOrange County2020September Monthly Peak | Program Specific | All | Orange County | 2020 | September Monthly Peak | 9 | 27080.4641
Program SpecificAllOrange County2020Typical Event Day | Program Specific | All | Orange County | 2020 | Typical Event Day | 8 | 27080.4641
Program SpecificAllOrange County2021April Monthly Peak | Program Specific | All | Orange County | 2021 | April Monthly Peak | 4 | 27952.5141
Program SpecificAllOrange County2021August Monthly Peak | Program Specific | All | Orange County | 2021 | August Monthly Peak | 8 | 27952.5141
Program SpecificAllOrange County2021December Monthly Peak | Program Specific | All | Orange County | 2021 | December Monthly Peak | 12 | 27985.1756
Program SpecificAllOrange County2021February Monthly Peak | Program Specific | All | Orange County | 2021 | February Monthly Peak | 2 | 27112.1066
Program SpecificAllOrange County2021January Monthly Peak | Program Specific | All | Orange County | 2021 | January Monthly Peak | 1 | 27112.1066
Program SpecificAllOrange County2021July Monthly Peak | Program Specific | All | Orange County | 2021 | July Monthly Peak | 7 | 27952.5141
Program SpecificAllOrange County2021June Monthly Peak | Program Specific | All | Orange County | 2021 | June Monthly Peak | 6 | 27952.5141
Program SpecificAllOrange County2021March Monthly Peak | Program Specific | All | Orange County | 2021 | March Monthly Peak | 3 | 27112.1066
Program SpecificAllOrange County2021May Monthly Peak | Program Specific | All | Orange County | 2021 | May Monthly Peak | 5 | 27952.5141
Program SpecificAllOrange County2021November Monthly Peak | Program Specific | All | Orange County | 2021 | November Monthly Peak | 11 | 27952.5141
Program SpecificAllOrange County2021October Monthly Peak | Program Specific | All | Orange County | 2021 | October Monthly Peak | 10 | 27952.5141
Program SpecificAllOrange County2021September Monthly Peak | Program Specific | All | Orange County | 2021 | September Monthly Peak | 9 | 27952.5141
Program SpecificAllOrange County2021Typical Event Day | Program Specific | All | Orange County | 2021 | Typical Event Day | 8 | 27952.5141
Program SpecificAllOrange County2022April Monthly Peak | Program Specific | All | Orange County | 2022 | April Monthly Peak | 4 | 28852.646
Program SpecificAllOrange County2022August Monthly Peak | Program Specific | All | Orange County | 2022 | August Monthly Peak | 8 | 28852.646
Program SpecificAllOrange County2022December Monthly Peak | Program Specific | All | Orange County | 2022 | December Monthly Peak | 12 | 28886.3593
Program SpecificAllOrange County2022February Monthly Peak | Program Specific | All | Orange County | 2022 | February Monthly Peak | 2 | 27985.1756
Program SpecificAllOrange County2022January Monthly Peak | Program Specific | All | Orange County | 2022 | January Monthly Peak | 1 | 27985.1756
Program SpecificAllOrange County2022July Monthly Peak | Program Specific | All | Orange County | 2022 | July Monthly Peak | 7 | 28852.646
Program SpecificAllOrange County2022June Monthly Peak | Program Specific | All | Orange County | 2022 | June Monthly Peak | 6 | 28852.646
Program SpecificAllOrange County2022March Monthly Peak | Program Specific | All | Orange County | 2022 | March Monthly Peak | 3 | 27985.1756
Program SpecificAllOrange County2022May Monthly Peak | Program Specific | All | Orange County | 2022 | May Monthly Peak | 5 | 28852.646
Program SpecificAllOrange County2022November Monthly Peak | Program Specific | All | Orange County | 2022 | November Monthly Peak | 11 | 28852.646
Program SpecificAllOrange County2022October Monthly Peak | Program Specific | All | Orange County | 2022 | October Monthly Peak | 10 | 28852.646
Program SpecificAllOrange County2022September Monthly Peak | Program Specific | All | Orange County | 2022 | September Monthly Peak | 9 | 28852.646
Program SpecificAllOrange County2022Typical Event Day | Program Specific | All | Orange County | 2022 | Typical Event Day | 8 | 28852.646
Program SpecificAllOrange County2023April Monthly Peak | Program Specific | All | Orange County | 2023 | April Monthly Peak | 4 | 29781.7642
Program SpecificAllOrange County2023August Monthly Peak | Program Specific | All | Orange County | 2023 | August Monthly Peak | 8 | 29781.7642
Program SpecificAllOrange County2023December Monthly Peak | Program Specific | All | Orange County | 2023 | December Monthly Peak | 12 | 29816.563
Program SpecificAllOrange County2023February Monthly Peak | Program Specific | All | Orange County | 2023 | February Monthly Peak | 2 | 28886.3593
Program SpecificAllOrange County2023January Monthly Peak | Program Specific | All | Orange County | 2023 | January Monthly Peak | 1 | 28886.3593
Program SpecificAllOrange County2023July Monthly Peak | Program Specific | All | Orange County | 2023 | July Monthly Peak | 7 | 29781.7642
Program SpecificAllOrange County2023June Monthly Peak | Program Specific | All | Orange County | 2023 | June Monthly Peak | 6 | 29781.7642
Program SpecificAllOrange County2023March Monthly Peak | Program Specific | All | Orange County | 2023 | March Monthly Peak | 3 | 28886.3593
Program SpecificAllOrange County2023May Monthly Peak | Program Specific | All | Orange County | 2023 | May Monthly Peak | 5 | 29781.7642
Program SpecificAllOrange County2023November Monthly Peak | Program Specific | All | Orange County | 2023 | November Monthly Peak | 11 | 29781.7642
Program SpecificAllOrange County2023October Monthly Peak | Program Specific | All | Orange County | 2023 | October Monthly Peak | 10 | 29781.7642
Program SpecificAllOrange County2023September Monthly Peak | Program Specific | All | Orange County | 2023 | September Monthly Peak | 9 | 29781.7642
Program SpecificAllOrange County2023Typical Event Day | Program Specific | All | Orange County | 2023 | Typical Event Day | 8 | 29781.7642
Program SpecificAllOrange County2024April Monthly Peak | Program Specific | All | Orange County | 2024 | April Monthly Peak | 4 | 30740.8019
Program SpecificAllOrange County2024August Monthly Peak | Program Specific | All | Orange County | 2024 | August Monthly Peak | 8 | 30740.8019
Program SpecificAllOrange County2024December Monthly Peak | Program Specific | All | Orange County | 2024 | December Monthly Peak | 12 | 30776.7214
Program SpecificAllOrange County2024February Monthly Peak | Program Specific | All | Orange County | 2024 | February Monthly Peak | 2 | 29816.563
Program SpecificAllOrange County2024January Monthly Peak | Program Specific | All | Orange County | 2024 | January Monthly Peak | 1 | 29816.563
Program SpecificAllOrange County2024July Monthly Peak | Program Specific | All | Orange County | 2024 | July Monthly Peak | 7 | 30740.8019
Program SpecificAllOrange County2024June Monthly Peak | Program Specific | All | Orange County | 2024 | June Monthly Peak | 6 | 30740.8019
Program SpecificAllOrange County2024March Monthly Peak | Program Specific | All | Orange County | 2024 | March Monthly Peak | 3 | 29816.563
Program SpecificAllOrange County2024May Monthly Peak | Program Specific | All | Orange County | 2024 | May Monthly Peak | 5 | 30740.8019
Program SpecificAllOrange County2024November Monthly Peak | Program Specific | All | Orange County | 2024 | November Monthly Peak | 11 | 30740.8019
Program SpecificAllOrange County2024October Monthly Peak | Program Specific | All | Orange County | 2024 | October Monthly Peak | 10 | 30740.8019
Program SpecificAllOrange County2024September Monthly Peak | Program Specific | All | Orange County | 2024 | September Monthly Peak | 9 | 30740.8019
Program SpecificAllOrange County2024Typical Event Day | Program Specific | All | Orange County | 2024 | Typical Event Day | 8 | 30740.8019
Program SpecificAllOrange County2025April Monthly Peak | Program Specific | All | Orange County | 2025 | April Monthly Peak | 4 | 31730.7228
Program SpecificAllOrange County2025August Monthly Peak | Program Specific | All | Orange County | 2025 | August Monthly Peak | 8 | 31730.7228
Program SpecificAllOrange County2025December Monthly Peak | Program Specific | All | Orange County | 2025 | December Monthly Peak | 12 | 31767.7989
Program SpecificAllOrange County2025February Monthly Peak | Program Specific | All | Orange County | 2025 | February Monthly Peak | 2 | 30776.7214
Program SpecificAllOrange County2025January Monthly Peak | Program Specific | All | Orange County | 2025 | January Monthly Peak | 1 | 30776.7214
Program SpecificAllOrange County2025July Monthly Peak | Program Specific | All | Orange County | 2025 | July Monthly Peak | 7 | 31730.7228
Program SpecificAllOrange County2025June Monthly Peak | Program Specific | All | Orange County | 2025 | June Monthly Peak | 6 | 31730.7228
Program SpecificAllOrange County2025March Monthly Peak | Program Specific | All | Orange County | 2025 | March Monthly Peak | 3 | 30776.7214
Program SpecificAllOrange County2025May Monthly Peak | Program Specific | All | Orange County | 2025 | May Monthly Peak | 5 | 31730.7228
Program SpecificAllOrange County2025November Monthly Peak | Program Specific | All | Orange County | 2025 | November Monthly Peak | 11 | 31730.7228
Program SpecificAllOrange County2025October Monthly Peak | Program Specific | All | Orange County | 2025 | October Monthly Peak | 10 | 31730.7228
Program SpecificAllOrange County2025September Monthly Peak | Program Specific | All | Orange County | 2025 | September Monthly Peak | 9 | 31730.7228
Program SpecificAllOrange County2025Typical Event Day | Program Specific | All | Orange County | 2025 | Typical Event Day | 8 | 31730.7228
Program SpecificAllOther2015April Monthly Peak | Program Specific | All | Other | 2015 | April Monthly Peak | 4 | 1427.6339
Program SpecificAllOther2015August Monthly Peak | Program Specific | All | Other | 2015 | August Monthly Peak | 8 | 1435.4845
Program SpecificAllOther2015December Monthly Peak | Program Specific | All | Other | 2015 | December Monthly Peak | 12 | 1443.3352
Program SpecificAllOther2015February Monthly Peak | Program Specific | All | Other | 2015 | February Monthly Peak | 2 | 1423.7086
Program SpecificAllOther2015January Monthly Peak | Program Specific | All | Other | 2015 | January Monthly Peak | 1 | 1423.7086
Program SpecificAllOther2015July Monthly Peak | Program Specific | All | Other | 2015 | July Monthly Peak | 7 | 1433.5219
Program SpecificAllOther2015June Monthly Peak | Program Specific | All | Other | 2015 | June Monthly Peak | 6 | 1431.5592
Program SpecificAllOther2015March Monthly Peak | Program Specific | All | Other | 2015 | March Monthly Peak | 3 | 1425.6713
Program SpecificAllOther2015May Monthly Peak | Program Specific | All | Other | 2015 | May Monthly Peak | 5 | 1429.5966
Program SpecificAllOther2015November Monthly Peak | Program Specific | All | Other | 2015 | November Monthly Peak | 11 | 1441.3725
Program SpecificAllOther2015October Monthly Peak | Program Specific | All | Other | 2015 | October Monthly Peak | 10 | 1439.4098
Program SpecificAllOther2015September Monthly Peak | Program Specific | All | Other | 2015 | September Monthly Peak | 9 | 1437.4472
Program SpecificAllOther2015Typical Event Day | Program Specific | All | Other | 2015 | Typical Event Day | 8 | 1435.4845
Program SpecificAllOther2016April Monthly Peak | Program Specific | All | Other | 2016 | April Monthly Peak | 4 | 1443.3352
Program SpecificAllOther2016August Monthly Peak | Program Specific | All | Other | 2016 | August Monthly Peak | 8 | 1443.3352
Program SpecificAllOther2016December Monthly Peak | Program Specific | All | Other | 2016 | December Monthly Peak | 12 | 1489.8137
Program SpecificAllOther2016February Monthly Peak | Program Specific | All | Other | 2016 | February Monthly Peak | 2 | 1443.3352
Program SpecificAllOther2016January Monthly Peak | Program Specific | All | Other | 2016 | January Monthly Peak | 1 | 1443.3352
Program SpecificAllOther2016July Monthly Peak | Program Specific | All | Other | 2016 | July Monthly Peak | 7 | 1443.3352
Program SpecificAllOther2016June Monthly Peak | Program Specific | All | Other | 2016 | June Monthly Peak | 6 | 1443.3352
Program SpecificAllOther2016March Monthly Peak | Program Specific | All | Other | 2016 | March Monthly Peak | 3 | 1443.3352
Program SpecificAllOther2016May Monthly Peak | Program Specific | All | Other | 2016 | May Monthly Peak | 5 | 1443.3352
Program SpecificAllOther2016November Monthly Peak | Program Specific | All | Other | 2016 | November Monthly Peak | 11 | 1443.3352
Program SpecificAllOther2016October Monthly Peak | Program Specific | All | Other | 2016 | October Monthly Peak | 10 | 1443.3352
Program SpecificAllOther2016September Monthly Peak | Program Specific | All | Other | 2016 | September Monthly Peak | 9 | 1443.3352
Program SpecificAllOther2016Typical Event Day | Program Specific | All | Other | 2016 | Typical Event Day | 8 | 1443.3352
Program SpecificAllOther2017April Monthly Peak | Program Specific | All | Other | 2017 | April Monthly Peak | 4 | 161309.5806
Program SpecificAllOther2017August Monthly Peak | Program Specific | All | Other | 2017 | August Monthly Peak | 8 | 161309.5806
Program SpecificAllOther2017December Monthly Peak | Program Specific | All | Other | 2017 | December Monthly Peak | 12 | 161357.5558
Program SpecificAllOther2017February Monthly Peak | Program Specific | All | Other | 2017 | February Monthly Peak | 2 | 1489.8137
Program SpecificAllOther2017January Monthly Peak | Program Specific | All | Other | 2017 | January Monthly Peak | 1 | 1489.8137
Program SpecificAllOther2017July Monthly Peak | Program Specific | All | Other | 2017 | July Monthly Peak | 7 | 161309.5806
Program SpecificAllOther2017June Monthly Peak | Program Specific | All | Other | 2017 | June Monthly Peak | 6 | 161309.5806
Program SpecificAllOther2017March Monthly Peak | Program Specific | All | Other | 2017 | March Monthly Peak | 3 | 1489.8137
Program SpecificAllOther2017May Monthly Peak | Program Specific | All | Other | 2017 | May Monthly Peak | 5 | 161309.5806
Program SpecificAllOther2017November Monthly Peak | Program Specific | All | Other | 2017 | November Monthly Peak | 11 | 161309.5806
Program SpecificAllOther2017October Monthly Peak | Program Specific | All | Other | 2017 | October Monthly Peak | 10 | 161309.5806
Program SpecificAllOther2017September Monthly Peak | Program Specific | All | Other | 2017 | September Monthly Peak | 9 | 161309.5806
Program SpecificAllOther2017Typical Event Day | Program Specific | All | Other | 2017 | Typical Event Day | 8 | 161309.5806
Program SpecificAllOther2018April Monthly Peak | Program Specific | All | Other | 2018 | April Monthly Peak | 4 | 65465.6957
Program SpecificAllOther2018August Monthly Peak | Program Specific | All | Other | 2018 | August Monthly Peak | 8 | 65465.6957
Program SpecificAllOther2018December Monthly Peak | Program Specific | All | Other | 2018 | December Monthly Peak | 12 | 65515.2159
Program SpecificAllOther2018February Monthly Peak | Program Specific | All | Other | 2018 | February Monthly Peak | 2 | 161357.5558
Program SpecificAllOther2018January Monthly Peak | Program Specific | All | Other | 2018 | January Monthly Peak | 1 | 161357.5558
Program SpecificAllOther2018July Monthly Peak | Program Specific | All | Other | 2018 | July Monthly Peak | 7 | 65465.6957
Program SpecificAllOther2018June Monthly Peak | Program Specific | All | Other | 2018 | June Monthly Peak | 6 | 65465.6957
Program SpecificAllOther2018March Monthly Peak | Program Specific | All | Other | 2018 | March Monthly Peak | 3 | 161357.5558
Program SpecificAllOther2018May Monthly Peak | Program Specific | All | Other | 2018 | May Monthly Peak | 5 | 65465.6957
Program SpecificAllOther2018November Monthly Peak | Program Specific | All | Other | 2018 | November Monthly Peak | 11 | 65465.6957
Program SpecificAllOther2018October Monthly Peak | Program Specific | All | Other | 2018 | October Monthly Peak | 10 | 65465.6957
Program SpecificAllOther2018September Monthly Peak | Program Specific | All | Other | 2018 | September Monthly Peak | 9 | 65465.6957
Program SpecificAllOther2018Typical Event Day | Program Specific | All | Other | 2018 | Typical Event Day | 8 | 65465.6957
Program SpecificAllOther2019April Monthly Peak | Program Specific | All | Other | 2019 | April Monthly Peak | 4 | 67573.8339
Program SpecificAllOther2019August Monthly Peak | Program Specific | All | Other | 2019 | August Monthly Peak | 8 | 67573.8339
Program SpecificAllOther2019December Monthly Peak | Program Specific | All | Other | 2019 | December Monthly Peak | 12 | 67624.9487
Program SpecificAllOther2019February Monthly Peak | Program Specific | All | Other | 2019 | February Monthly Peak | 2 | 65515.2159
Program SpecificAllOther2019January Monthly Peak | Program Specific | All | Other | 2019 | January Monthly Peak | 1 | 65515.2159
Program SpecificAllOther2019July Monthly Peak | Program Specific | All | Other | 2019 | July Monthly Peak | 7 | 67573.8339
Program SpecificAllOther2019June Monthly Peak | Program Specific | All | Other | 2019 | June Monthly Peak | 6 | 67573.8339
Program SpecificAllOther2019March Monthly Peak | Program Specific | All | Other | 2019 | March Monthly Peak | 3 | 65515.2159
Program SpecificAllOther2019May Monthly Peak | Program Specific | All | Other | 2019 | May Monthly Peak | 5 | 67573.8339
Program SpecificAllOther2019November Monthly Peak | Program Specific | All | Other | 2019 | November Monthly Peak | 11 | 67573.8339
Program SpecificAllOther2019October Monthly Peak | Program Specific | All | Other | 2019 | October Monthly Peak | 10 | 67573.8339
Program SpecificAllOther2019September Monthly Peak | Program Specific | All | Other | 2019 | September Monthly Peak | 9 | 67573.8339
Program SpecificAllOther2019Typical Event Day | Program Specific | All | Other | 2019 | Typical Event Day | 8 | 67573.8339
Program SpecificAllOther2020April Monthly Peak | Program Specific | All | Other | 2020 | April Monthly Peak | 4 | 69749.8587
Program SpecificAllOther2020August Monthly Peak | Program Specific | All | Other | 2020 | August Monthly Peak | 8 | 69749.8587
Program SpecificAllOther2020December Monthly Peak | Program Specific | All | Other | 2020 | December Monthly Peak | 12 | 69802.6195
Program SpecificAllOther2020February Monthly Peak | Program Specific | All | Other | 2020 | February Monthly Peak | 2 | 67624.9487
Program SpecificAllOther2020January Monthly Peak | Program Specific | All | Other | 2020 | January Monthly Peak | 1 | 67624.9487
Program SpecificAllOther2020July Monthly Peak | Program Specific | All | Other | 2020 | July Monthly Peak | 7 | 69749.8587
Program SpecificAllOther2020June Monthly Peak | Program Specific | All | Other | 2020 | June Monthly Peak | 6 | 69749.8587
Program SpecificAllOther2020March Monthly Peak | Program Specific | All | Other | 2020 | March Monthly Peak | 3 | 67624.9487
Program SpecificAllOther2020May Monthly Peak | Program Specific | All | Other | 2020 | May Monthly Peak | 5 | 69749.8587
Program SpecificAllOther2020November Monthly Peak | Program Specific | All | Other | 2020 | November Monthly Peak | 11 | 69749.8587
Program SpecificAllOther2020October Monthly Peak | Program Specific | All | Other | 2020 | October Monthly Peak | 10 | 69749.8587
Program SpecificAllOther2020September Monthly Peak | Program Specific | All | Other | 2020 | September Monthly Peak | 9 | 69749.8587
Program SpecificAllOther2020Typical Event Day | Program Specific | All | Other | 2020 | Typical Event Day | 8 | 69749.8587
Program SpecificAllOther2021April Monthly Peak | Program Specific | All | Other | 2021 | April Monthly Peak | 4 | 71995.9562
Program SpecificAllOther2021August Monthly Peak | Program Specific | All | Other | 2021 | August Monthly Peak | 8 | 71995.9562
Program SpecificAllOther2021December Monthly Peak | Program Specific | All | Other | 2021 | December Monthly Peak | 12 | 72050.4161
Program SpecificAllOther2021February Monthly Peak | Program Specific | All | Other | 2021 | February Monthly Peak | 2 | 69802.6195
Program SpecificAllOther2021January Monthly Peak | Program Specific | All | Other | 2021 | January Monthly Peak | 1 | 69802.6195
Program SpecificAllOther2021July Monthly Peak | Program Specific | All | Other | 2021 | July Monthly Peak | 7 | 71995.9562
Program SpecificAllOther2021June Monthly Peak | Program Specific | All | Other | 2021 | June Monthly Peak | 6 | 71995.9562
Program SpecificAllOther2021March Monthly Peak | Program Specific | All | Other | 2021 | March Monthly Peak | 3 | 69802.6195
Program SpecificAllOther2021May Monthly Peak | Program Specific | All | Other | 2021 | May Monthly Peak | 5 | 71995.9562
Program SpecificAllOther2021November Monthly Peak | Program Specific | All | Other | 2021 | November Monthly Peak | 11 | 71995.9562
Program SpecificAllOther2021October Monthly Peak | Program Specific | All | Other | 2021 | October Monthly Peak | 10 | 71995.9562
Program SpecificAllOther2021September Monthly Peak | Program Specific | All | Other | 2021 | September Monthly Peak | 9 | 71995.9562
Program SpecificAllOther2021Typical Event Day | Program Specific | All | Other | 2021 | Typical Event Day | 8 | 71995.9562
Program SpecificAllOther2022April Monthly Peak | Program Specific | All | Other | 2022 | April Monthly Peak | 4 | 74314.383
Program SpecificAllOther2022August Monthly Peak | Program Specific | All | Other | 2022 | August Monthly Peak | 8 | 74314.383
Program SpecificAllOther2022December Monthly Peak | Program Specific | All | Other | 2022 | December Monthly Peak | 12 | 74370.5966
Program SpecificAllOther2022February Monthly Peak | Program Specific | All | Other | 2022 | February Monthly Peak | 2 | 72050.4161
Program SpecificAllOther2022January Monthly Peak | Program Specific | All | Other | 2022 | January Monthly Peak | 1 | 72050.4161
Program SpecificAllOther2022July Monthly Peak | Program Specific | All | Other | 2022 | July Monthly Peak | 7 | 74314.383
Program SpecificAllOther2022June Monthly Peak | Program Specific | All | Other | 2022 | June Monthly Peak | 6 | 74314.383
Program SpecificAllOther2022March Monthly Peak | Program Specific | All | Other | 2022 | March Monthly Peak | 3 | 72050.4161
Program SpecificAllOther2022May Monthly Peak | Program Specific | All | Other | 2022 | May Monthly Peak | 5 | 74314.383
Program SpecificAllOther2022November Monthly Peak | Program Specific | All | Other | 2022 | November Monthly Peak | 11 | 74314.383
Program SpecificAllOther2022October Monthly Peak | Program Specific | All | Other | 2022 | October Monthly Peak | 10 | 74314.383
Program SpecificAllOther2022September Monthly Peak | Program Specific | All | Other | 2022 | September Monthly Peak | 9 | 74314.383
Program SpecificAllOther2022Typical Event Day | Program Specific | All | Other | 2022 | Typical Event Day | 8 | 74314.383
Program SpecificAllOther2023April Monthly Peak | Program Specific | All | Other | 2023 | April Monthly Peak | 4 | 76707.4682
Program SpecificAllOther2023August Monthly Peak | Program Specific | All | Other | 2023 | August Monthly Peak | 8 | 76707.4682
Program SpecificAllOther2023December Monthly Peak | Program Specific | All | Other | 2023 | December Monthly Peak | 12 | 76765.492
Program SpecificAllOther2023February Monthly Peak | Program Specific | All | Other | 2023 | February Monthly Peak | 2 | 74370.5966
Program SpecificAllOther2023January Monthly Peak | Program Specific | All | Other | 2023 | January Monthly Peak | 1 | 74370.5966
Program SpecificAllOther2023July Monthly Peak | Program Specific | All | Other | 2023 | July Monthly Peak | 7 | 76707.4682
Program SpecificAllOther2023June Monthly Peak | Program Specific | All | Other | 2023 | June Monthly Peak | 6 | 76707.4682
Program SpecificAllOther2023March Monthly Peak | Program Specific | All | Other | 2023 | March Monthly Peak | 3 | 74370.5966
Program SpecificAllOther2023May Monthly Peak | Program Specific | All | Other | 2023 | May Monthly Peak | 5 | 76707.4682
Program SpecificAllOther2023November Monthly Peak | Program Specific | All | Other | 2023 | November Monthly Peak | 11 | 76707.4682
Program SpecificAllOther2023October Monthly Peak | Program Specific | All | Other | 2023 | October Monthly Peak | 10 | 76707.4682
Program SpecificAllOther2023September Monthly Peak | Program Specific | All | Other | 2023 | September Monthly Peak | 9 | 76707.4682
Program SpecificAllOther2023Typical Event Day | Program Specific | All | Other | 2023 | Typical Event Day | 8 | 76707.4682
Program SpecificAllOther2024April Monthly Peak | Program Specific | All | Other | 2024 | April Monthly Peak | 4 | 79177.616
Program SpecificAllOther2024August Monthly Peak | Program Specific | All | Other | 2024 | August Monthly Peak | 8 | 79177.616
Program SpecificAllOther2024December Monthly Peak | Program Specific | All | Other | 2024 | December Monthly Peak | 12 | 79237.5082
Program SpecificAllOther2024February Monthly Peak | Program Specific | All | Other | 2024 | February Monthly Peak | 2 | 76765.492
Program SpecificAllOther2024January Monthly Peak | Program Specific | All | Other | 2024 | January Monthly Peak | 1 | 76765.492
Program SpecificAllOther2024July Monthly Peak | Program Specific | All | Other | 2024 | July Monthly Peak | 7 | 79177.616
Program SpecificAllOther2024June Monthly Peak | Program Specific | All | Other | 2024 | June Monthly Peak | 6 | 79177.616
Program SpecificAllOther2024March Monthly Peak | Program Specific | All | Other | 2024 | March Monthly Peak | 3 | 76765.492
Program SpecificAllOther2024May Monthly Peak | Program Specific | All | Other | 2024 | May Monthly Peak | 5 | 79177.616
Program SpecificAllOther2024November Monthly Peak | Program Specific | All | Other | 2024 | November Monthly Peak | 11 | 79177.616
Program SpecificAllOther2024October Monthly Peak | Program Specific | All | Other | 2024 | October Monthly Peak | 10 | 79177.616
Program SpecificAllOther2024September Monthly Peak | Program Specific | All | Other | 2024 | September Monthly Peak | 9 | 79177.616
Program SpecificAllOther2024Typical Event Day | Program Specific | All | Other | 2024 | Typical Event Day | 8 | 79177.616
Program SpecificAllOther2025April Monthly Peak | Program Specific | All | Other | 2025 | April Monthly Peak | 4 | 81727.3079
Program SpecificAllOther2025August Monthly Peak | Program Specific | All | Other | 2025 | August Monthly Peak | 8 | 81727.3079
Program SpecificAllOther2025December Monthly Peak | Program Specific | All | Other | 2025 | December Monthly Peak | 12 | 81789.1288
Program SpecificAllOther2025February Monthly Peak | Program Specific | All | Other | 2025 | February Monthly Peak | 2 | 79237.5082
Program SpecificAllOther2025January Monthly Peak | Program Specific | All | Other | 2025 | January Monthly Peak | 1 | 79237.5082
Program SpecificAllOther2025July Monthly Peak | Program Specific | All | Other | 2025 | July Monthly Peak | 7 | 81727.3079
Program SpecificAllOther2025June Monthly Peak | Program Specific | All | Other | 2025 | June Monthly Peak | 6 | 81727.3079
Program SpecificAllOther2025March Monthly Peak | Program Specific | All | Other | 2025 | March Monthly Peak | 3 | 79237.5082
Program SpecificAllOther2025May Monthly Peak | Program Specific | All | Other | 2025 | May Monthly Peak | 5 | 81727.3079
Program SpecificAllOther2025November Monthly Peak | Program Specific | All | Other | 2025 | November Monthly Peak | 11 | 81727.3079
Program SpecificAllOther2025October Monthly Peak | Program Specific | All | Other | 2025 | October Monthly Peak | 10 | 81727.3079
Program SpecificAllOther2025September Monthly Peak | Program Specific | All | Other | 2025 | September Monthly Peak | 9 | 81727.3079
Program SpecificAllOther2025Typical Event Day | Program Specific | All | Other | 2025 | Typical Event Day | 8 | 81727.3079
Program SpecificAllSouth of Lugo2015April Monthly Peak | Program Specific | All | South of Lugo | 2015 | April Monthly Peak | 4 | 262.064
Program SpecificAllSouth of Lugo2015August Monthly Peak | Program Specific | All | South of Lugo | 2015 | August Monthly Peak | 8 | 263.5051
Program SpecificAllSouth of Lugo2015December Monthly Peak | Program Specific | All | South of Lugo | 2015 | December Monthly Peak | 12 | 264.9462
Program SpecificAllSouth of Lugo2015February Monthly Peak | Program Specific | All | South of Lugo | 2015 | February Monthly Peak | 2 | 261.3435
Program SpecificAllSouth of Lugo2015January Monthly Peak | Program Specific | All | South of Lugo | 2015 | January Monthly Peak | 1 | 261.3435
Program SpecificAllSouth of Lugo2015July Monthly Peak | Program Specific | All | South of Lugo | 2015 | July Monthly Peak | 7 | 263.1448
Program SpecificAllSouth of Lugo2015June Monthly Peak | Program Specific | All | South of Lugo | 2015 | June Monthly Peak | 6 | 262.7846
Program SpecificAllSouth of Lugo2015March Monthly Peak | Program Specific | All | South of Lugo | 2015 | March Monthly Peak | 3 | 261.7037
Program SpecificAllSouth of Lugo2015May Monthly Peak | Program Specific | All | South of Lugo | 2015 | May Monthly Peak | 5 | 262.4243
Program SpecificAllSouth of Lugo2015November Monthly Peak | Program Specific | All | South of Lugo | 2015 | November Monthly Peak | 11 | 264.5859
Program SpecificAllSouth of Lugo2015October Monthly Peak | Program Specific | All | South of Lugo | 2015 | October Monthly Peak | 10 | 264.2257
Program SpecificAllSouth of Lugo2015September Monthly Peak | Program Specific | All | South of Lugo | 2015 | September Monthly Peak | 9 | 263.8654
Program SpecificAllSouth of Lugo2015Typical Event Day | Program Specific | All | South of Lugo | 2015 | Typical Event Day | 8 | 263.5051
Program SpecificAllSouth of Lugo2016April Monthly Peak | Program Specific | All | South of Lugo | 2016 | April Monthly Peak | 4 | 264.9462
Program SpecificAllSouth of Lugo2016August Monthly Peak | Program Specific | All | South of Lugo | 2016 | August Monthly Peak | 8 | 264.9462
Program SpecificAllSouth of Lugo2016December Monthly Peak | Program Specific | All | South of Lugo | 2016 | December Monthly Peak | 12 | 273.4781
Program SpecificAllSouth of Lugo2016February Monthly Peak | Program Specific | All | South of Lugo | 2016 | February Monthly Peak | 2 | 264.9462
Program SpecificAllSouth of Lugo2016January Monthly Peak | Program Specific | All | South of Lugo | 2016 | January Monthly Peak | 1 | 264.9462
Program SpecificAllSouth of Lugo2016July Monthly Peak | Program Specific | All | South of Lugo | 2016 | July Monthly Peak | 7 | 264.9462
Program SpecificAllSouth of Lugo2016June Monthly Peak | Program Specific | All | South of Lugo | 2016 | June Monthly Peak | 6 | 264.9462
Program SpecificAllSouth of Lugo2016March Monthly Peak | Program Specific | All | South of Lugo | 2016 | March Monthly Peak | 3 | 264.9462
Program SpecificAllSouth of Lugo2016May Monthly Peak | Program Specific | All | South of Lugo | 2016 | May Monthly Peak | 5 | 264.9462
Program SpecificAllSouth of Lugo2016November Monthly Peak | Program Specific | All | South of Lugo | 2016 | November Monthly Peak | 11 | 264.9462
Program SpecificAllSouth of Lugo2016October Monthly Peak | Program Specific | All | South of Lugo | 2016 | October Monthly Peak | 10 | 264.9462
Program SpecificAllSouth of Lugo2016September Monthly Peak | Program Specific | All | South of Lugo | 2016 | September Monthly Peak | 9 | 264.9462
Program SpecificAllSouth of Lugo2016Typical Event Day | Program Specific | All | South of Lugo | 2016 | Typical Event Day | 8 | 264.9462
Program SpecificAllSouth of Lugo2017April Monthly Peak | Program Specific | All | South of Lugo | 2017 | April Monthly Peak | 4 | 29216.5376
Program SpecificAllSouth of Lugo2017August Monthly Peak | Program Specific | All | South of Lugo | 2017 | August Monthly Peak | 8 | 29216.5376
Program SpecificAllSouth of Lugo2017December Monthly Peak | Program Specific | All | South of Lugo | 2017 | December Monthly Peak | 12 | 29225.3442
Program SpecificAllSouth of Lugo2017February Monthly Peak | Program Specific | All | South of Lugo | 2017 | February Monthly Peak | 2 | 273.4781
Program SpecificAllSouth of Lugo2017January Monthly Peak | Program Specific | All | South of Lugo | 2017 | January Monthly Peak | 1 | 273.4781
Program SpecificAllSouth of Lugo2017July Monthly Peak | Program Specific | All | South of Lugo | 2017 | July Monthly Peak | 7 | 29216.5376
Program SpecificAllSouth of Lugo2017June Monthly Peak | Program Specific | All | South of Lugo | 2017 | June Monthly Peak | 6 | 29216.5376
Program SpecificAllSouth of Lugo2017March Monthly Peak | Program Specific | All | South of Lugo | 2017 | March Monthly Peak | 3 | 273.4781
Program SpecificAllSouth of Lugo2017May Monthly Peak | Program Specific | All | South of Lugo | 2017 | May Monthly Peak | 5 | 29216.5376
Program SpecificAllSouth of Lugo2017November Monthly Peak | Program Specific | All | South of Lugo | 2017 | November Monthly Peak | 11 | 29216.5376
Program SpecificAllSouth of Lugo2017October Monthly Peak | Program Specific | All | South of Lugo | 2017 | October Monthly Peak | 10 | 29216.5376
Program SpecificAllSouth of Lugo2017September Monthly Peak | Program Specific | All | South of Lugo | 2017 | September Monthly Peak | 9 | 29216.5376
Program SpecificAllSouth of Lugo2017Typical Event Day | Program Specific | All | South of Lugo | 2017 | Typical Event Day | 8 | 29216.5376
Program SpecificAllSouth of Lugo2018April Monthly Peak | Program Specific | All | South of Lugo | 2018 | April Monthly Peak | 4 | 11859.5085
Program SpecificAllSouth of Lugo2018August Monthly Peak | Program Specific | All | South of Lugo | 2018 | August Monthly Peak | 8 | 11859.5085
Program SpecificAllSouth of Lugo2018December Monthly Peak | Program Specific | All | South of Lugo | 2018 | December Monthly Peak | 12 | 11868.5986
Program SpecificAllSouth of Lugo2018February Monthly Peak | Program Specific | All | South of Lugo | 2018 | February Monthly Peak | 2 | 29225.3442
Program SpecificAllSouth of Lugo2018January Monthly Peak | Program Specific | All | South of Lugo | 2018 | January Monthly Peak | 1 | 29225.3442
Program SpecificAllSouth of Lugo2018July Monthly Peak | Program Specific | All | South of Lugo | 2018 | July Monthly Peak | 7 | 11859.5085
Program SpecificAllSouth of Lugo2018June Monthly Peak | Program Specific | All | South of Lugo | 2018 | June Monthly Peak | 6 | 11859.5085
Program SpecificAllSouth of Lugo2018March Monthly Peak | Program Specific | All | South of Lugo | 2018 | March Monthly Peak | 3 | 29225.3442
Program SpecificAllSouth of Lugo2018May Monthly Peak | Program Specific | All | South of Lugo | 2018 | May Monthly Peak | 5 | 11859.5085
Program SpecificAllSouth of Lugo2018November Monthly Peak | Program Specific | All | South of Lugo | 2018 | November Monthly Peak | 11 | 11859.5085
Program SpecificAllSouth of Lugo2018October Monthly Peak | Program Specific | All | South of Lugo | 2018 | October Monthly Peak | 10 | 11859.5085
Program SpecificAllSouth of Lugo2018September Monthly Peak | Program Specific | All | South of Lugo | 2018 | September Monthly Peak | 9 | 11859.5085
Program SpecificAllSouth of Lugo2018Typical Event Day | Program Specific | All | South of Lugo | 2018 | Typical Event Day | 8 | 11859.5085
Program SpecificAllSouth of Lugo2019April Monthly Peak | Program Specific | All | South of Lugo | 2019 | April Monthly Peak | 4 | 12241.4105
Program SpecificAllSouth of Lugo2019August Monthly Peak | Program Specific | All | South of Lugo | 2019 | August Monthly Peak | 8 | 12241.4105
Program SpecificAllSouth of Lugo2019December Monthly Peak | Program Specific | All | South of Lugo | 2019 | December Monthly Peak | 12 | 12250.7934
Program SpecificAllSouth of Lugo2019February Monthly Peak | Program Specific | All | South of Lugo | 2019 | February Monthly Peak | 2 | 11868.5986
Program SpecificAllSouth of Lugo2019January Monthly Peak | Program Specific | All | South of Lugo | 2019 | January Monthly Peak | 1 | 11868.5986
Program SpecificAllSouth of Lugo2019July Monthly Peak | Program Specific | All | South of Lugo | 2019 | July Monthly Peak | 7 | 12241.4105
Program SpecificAllSouth of Lugo2019June Monthly Peak | Program Specific | All | South of Lugo | 2019 | June Monthly Peak | 6 | 12241.4105
Program SpecificAllSouth of Lugo2019March Monthly Peak | Program Specific | All | South of Lugo | 2019 | March Monthly Peak | 3 | 11868.5986
Program SpecificAllSouth of Lugo2019May Monthly Peak | Program Specific | All | South of Lugo | 2019 | May Monthly Peak | 5 | 12241.4105
Program SpecificAllSouth of Lugo2019November Monthly Peak | Program Specific | All | South of Lugo | 2019 | November Monthly Peak | 11 | 12241.4105
Program SpecificAllSouth of Lugo2019October Monthly Peak | Program Specific | All | South of Lugo | 2019 | October Monthly Peak | 10 | 12241.4105
Program SpecificAllSouth of Lugo2019September Monthly Peak | Program Specific | All | South of Lugo | 2019 | September Monthly Peak | 9 | 12241.4105
Program SpecificAllSouth of Lugo2019Typical Event Day | Program Specific | All | South of Lugo | 2019 | Typical Event Day | 8 | 12241.4105
Program SpecificAllSouth of Lugo2020April Monthly Peak | Program Specific | All | South of Lugo | 2020 | April Monthly Peak | 4 | 12635.6106
Program SpecificAllSouth of Lugo2020August Monthly Peak | Program Specific | All | South of Lugo | 2020 | August Monthly Peak | 8 | 12635.6106
Program SpecificAllSouth of Lugo2020December Monthly Peak | Program Specific | All | South of Lugo | 2020 | December Monthly Peak | 12 | 12645.2957
Program SpecificAllSouth of Lugo2020February Monthly Peak | Program Specific | All | South of Lugo | 2020 | February Monthly Peak | 2 | 12250.7934
Program SpecificAllSouth of Lugo2020January Monthly Peak | Program Specific | All | South of Lugo | 2020 | January Monthly Peak | 1 | 12250.7934
Program SpecificAllSouth of Lugo2020July Monthly Peak | Program Specific | All | South of Lugo | 2020 | July Monthly Peak | 7 | 12635.6106
Program SpecificAllSouth of Lugo2020June Monthly Peak | Program Specific | All | South of Lugo | 2020 | June Monthly Peak | 6 | 12635.6106
Program SpecificAllSouth of Lugo2020March Monthly Peak | Program Specific | All | South of Lugo | 2020 | March Monthly Peak | 3 | 12250.7934
Program SpecificAllSouth of Lugo2020May Monthly Peak | Program Specific | All | South of Lugo | 2020 | May Monthly Peak | 5 | 12635.6106
Program SpecificAllSouth of Lugo2020November Monthly Peak | Program Specific | All | South of Lugo | 2020 | November Monthly Peak | 11 | 12635.6106
Program SpecificAllSouth of Lugo2020October Monthly Peak | Program Specific | All | South of Lugo | 2020 | October Monthly Peak | 10 | 12635.6106
Program SpecificAllSouth of Lugo2020September Monthly Peak | Program Specific | All | South of Lugo | 2020 | September Monthly Peak | 9 | 12635.6106
Program SpecificAllSouth of Lugo2020Typical Event Day | Program Specific | All | South of Lugo | 2020 | Typical Event Day | 8 | 12635.6106
Program SpecificAllSouth of Lugo2021April Monthly Peak | Program Specific | All | South of Lugo | 2021 | April Monthly Peak | 4 | 13042.5048
Program SpecificAllSouth of Lugo2021August Monthly Peak | Program Specific | All | South of Lugo | 2021 | August Monthly Peak | 8 | 13042.5048
Program SpecificAllSouth of Lugo2021December Monthly Peak | Program Specific | All | South of Lugo | 2021 | December Monthly Peak | 12 | 13052.5018
Program SpecificAllSouth of Lugo2021February Monthly Peak | Program Specific | All | South of Lugo | 2021 | February Monthly Peak | 2 | 12645.2957
Program SpecificAllSouth of Lugo2021January Monthly Peak | Program Specific | All | South of Lugo | 2021 | January Monthly Peak | 1 | 12645.2957
Program SpecificAllSouth of Lugo2021July Monthly Peak | Program Specific | All | South of Lugo | 2021 | July Monthly Peak | 7 | 13042.5048
Program SpecificAllSouth of Lugo2021June Monthly Peak | Program Specific | All | South of Lugo | 2021 | June Monthly Peak | 6 | 13042.5048
Program SpecificAllSouth of Lugo2021March Monthly Peak | Program Specific | All | South of Lugo | 2021 | March Monthly Peak | 3 | 12645.2957
Program SpecificAllSouth of Lugo2021May Monthly Peak | Program Specific | All | South of Lugo | 2021 | May Monthly Peak | 5 | 13042.5048
Program SpecificAllSouth of Lugo2021November Monthly Peak | Program Specific | All | South of Lugo | 2021 | November Monthly Peak | 11 | 13042.5048
Program SpecificAllSouth of Lugo2021October Monthly Peak | Program Specific | All | South of Lugo | 2021 | October Monthly Peak | 10 | 13042.5048
Program SpecificAllSouth of Lugo2021September Monthly Peak | Program Specific | All | South of Lugo | 2021 | September Monthly Peak | 9 | 13042.5048
Program SpecificAllSouth of Lugo2021Typical Event Day | Program Specific | All | South of Lugo | 2021 | Typical Event Day | 8 | 13042.5048
Program SpecificAllSouth of Lugo2022April Monthly Peak | Program Specific | All | South of Lugo | 2022 | April Monthly Peak | 4 | 13462.5019
Program SpecificAllSouth of Lugo2022August Monthly Peak | Program Specific | All | South of Lugo | 2022 | August Monthly Peak | 8 | 13462.5019
Program SpecificAllSouth of Lugo2022December Monthly Peak | Program Specific | All | South of Lugo | 2022 | December Monthly Peak | 12 | 13472.8208
Program SpecificAllSouth of Lugo2022February Monthly Peak | Program Specific | All | South of Lugo | 2022 | February Monthly Peak | 2 | 13052.5018
Program SpecificAllSouth of Lugo2022January Monthly Peak | Program Specific | All | South of Lugo | 2022 | January Monthly Peak | 1 | 13052.5018
Program SpecificAllSouth of Lugo2022July Monthly Peak | Program Specific | All | South of Lugo | 2022 | July Monthly Peak | 7 | 13462.5019
Program SpecificAllSouth of Lugo2022June Monthly Peak | Program Specific | All | South of Lugo | 2022 | June Monthly Peak | 6 | 13462.5019
Program SpecificAllSouth of Lugo2022March Monthly Peak | Program Specific | All | South of Lugo | 2022 | March Monthly Peak | 3 | 13052.5018
Program SpecificAllSouth of Lugo2022May Monthly Peak | Program Specific | All | South of Lugo | 2022 | May Monthly Peak | 5 | 13462.5019
Program SpecificAllSouth of Lugo2022November Monthly Peak | Program Specific | All | South of Lugo | 2022 | November Monthly Peak | 11 | 13462.5019
Program SpecificAllSouth of Lugo2022October Monthly Peak | Program Specific | All | South of Lugo | 2022 | October Monthly Peak | 10 | 13462.5019
Program SpecificAllSouth of Lugo2022September Monthly Peak | Program Specific | All | South of Lugo | 2022 | September Monthly Peak | 9 | 13462.5019
Program SpecificAllSouth of Lugo2022Typical Event Day | Program Specific | All | South of Lugo | 2022 | Typical Event Day | 8 | 13462.5019
Program SpecificAllSouth of Lugo2023April Monthly Peak | Program Specific | All | South of Lugo | 2023 | April Monthly Peak | 4 | 13896.0238
Program SpecificAllSouth of Lugo2023August Monthly Peak | Program Specific | All | South of Lugo | 2023 | August Monthly Peak | 8 | 13896.0238
Program SpecificAllSouth of Lugo2023December Monthly Peak | Program Specific | All | South of Lugo | 2023 | December Monthly Peak | 12 | 13906.675
Program SpecificAllSouth of Lugo2023February Monthly Peak | Program Specific | All | South of Lugo | 2023 | February Monthly Peak | 2 | 13472.8208
Program SpecificAllSouth of Lugo2023January Monthly Peak | Program Specific | All | South of Lugo | 2023 | January Monthly Peak | 1 | 13472.8208
Program SpecificAllSouth of Lugo2023July Monthly Peak | Program Specific | All | South of Lugo | 2023 | July Monthly Peak | 7 | 13896.0238
Program SpecificAllSouth of Lugo2023June Monthly Peak | Program Specific | All | South of Lugo | 2023 | June Monthly Peak | 6 | 13896.0238
Program SpecificAllSouth of Lugo2023March Monthly Peak | Program Specific | All | South of Lugo | 2023 | March Monthly Peak | 3 | 13472.8208
Program SpecificAllSouth of Lugo2023May Monthly Peak | Program Specific | All | South of Lugo | 2023 | May Monthly Peak | 5 | 13896.0238
Program SpecificAllSouth of Lugo2023November Monthly Peak | Program Specific | All | South of Lugo | 2023 | November Monthly Peak | 11 | 13896.0238
Program SpecificAllSouth of Lugo2023October Monthly Peak | Program Specific | All | South of Lugo | 2023 | October Monthly Peak | 10 | 13896.0238
Program SpecificAllSouth of Lugo2023September Monthly Peak | Program Specific | All | South of Lugo | 2023 | September Monthly Peak | 9 | 13896.0238
Program SpecificAllSouth of Lugo2023Typical Event Day | Program Specific | All | South of Lugo | 2023 | Typical Event Day | 8 | 13896.0238
Program SpecificAllSouth of Lugo2024April Monthly Peak | Program Specific | All | South of Lugo | 2024 | April Monthly Peak | 4 | 14343.5061
Program SpecificAllSouth of Lugo2024August Monthly Peak | Program Specific | All | South of Lugo | 2024 | August Monthly Peak | 8 | 14343.5061
Program SpecificAllSouth of Lugo2024December Monthly Peak | Program Specific | All | South of Lugo | 2024 | December Monthly Peak | 12 | 14354.5003
Program SpecificAllSouth of Lugo2024February Monthly Peak | Program Specific | All | South of Lugo | 2024 | February Monthly Peak | 2 | 13906.675
Program SpecificAllSouth of Lugo2024January Monthly Peak | Program Specific | All | South of Lugo | 2024 | January Monthly Peak | 1 | 13906.675
Program SpecificAllSouth of Lugo2024July Monthly Peak | Program Specific | All | South of Lugo | 2024 | July Monthly Peak | 7 | 14343.5061
Program SpecificAllSouth of Lugo2024June Monthly Peak | Program Specific | All | South of Lugo | 2024 | June Monthly Peak | 6 | 14343.5061
Program SpecificAllSouth of Lugo2024March Monthly Peak | Program Specific | All | South of Lugo | 2024 | March Monthly Peak | 3 | 13906.675
Program SpecificAllSouth of Lugo2024May Monthly Peak | Program Specific | All | South of Lugo | 2024 | May Monthly Peak | 5 | 14343.5061
Program SpecificAllSouth of Lugo2024November Monthly Peak | Program Specific | All | South of Lugo | 2024 | November Monthly Peak | 11 | 14343.5061
Program SpecificAllSouth of Lugo2024October Monthly Peak | Program Specific | All | South of Lugo | 2024 | October Monthly Peak | 10 | 14343.5061
Program SpecificAllSouth of Lugo2024September Monthly Peak | Program Specific | All | South of Lugo | 2024 | September Monthly Peak | 9 | 14343.5061
Program SpecificAllSouth of Lugo2024Typical Event Day | Program Specific | All | South of Lugo | 2024 | Typical Event Day | 8 | 14343.5061
Program SpecificAllSouth of Lugo2025April Monthly Peak | Program Specific | All | South of Lugo | 2025 | April Monthly Peak | 4 | 14805.3983
Program SpecificAllSouth of Lugo2025August Monthly Peak | Program Specific | All | South of Lugo | 2025 | August Monthly Peak | 8 | 14805.3983
Program SpecificAllSouth of Lugo2025December Monthly Peak | Program Specific | All | South of Lugo | 2025 | December Monthly Peak | 12 | 14816.7465
Program SpecificAllSouth of Lugo2025February Monthly Peak | Program Specific | All | South of Lugo | 2025 | February Monthly Peak | 2 | 14354.5003
Program SpecificAllSouth of Lugo2025January Monthly Peak | Program Specific | All | South of Lugo | 2025 | January Monthly Peak | 1 | 14354.5003
Program SpecificAllSouth of Lugo2025July Monthly Peak | Program Specific | All | South of Lugo | 2025 | July Monthly Peak | 7 | 14805.3983
Program SpecificAllSouth of Lugo2025June Monthly Peak | Program Specific | All | South of Lugo | 2025 | June Monthly Peak | 6 | 14805.3983
Program SpecificAllSouth of Lugo2025March Monthly Peak | Program Specific | All | South of Lugo | 2025 | March Monthly Peak | 3 | 14354.5003
Program SpecificAllSouth of Lugo2025May Monthly Peak | Program Specific | All | South of Lugo | 2025 | May Monthly Peak | 5 | 14805.3983
Program SpecificAllSouth of Lugo2025November Monthly Peak | Program Specific | All | South of Lugo | 2025 | November Monthly Peak | 11 | 14805.3983
Program SpecificAllSouth of Lugo2025October Monthly Peak | Program Specific | All | South of Lugo | 2025 | October Monthly Peak | 10 | 14805.3983
Program SpecificAllSouth of Lugo2025September Monthly Peak | Program Specific | All | South of Lugo | 2025 | September Monthly Peak | 9 | 14805.3983
Program SpecificAllSouth of Lugo2025Typical Event Day | Program Specific | All | South of Lugo | 2025 | Typical Event Day | 8 | 14805.3983
Program SpecificSize: 20 kW to 199.99 kWAll2015April Monthly Peak | Program Specific | Size: 20 kW to 199.99 kW | All | 2015 | April Monthly Peak | 4 | 0
Program SpecificSize: 20 kW to 199.99 kWAll2015August Monthly Peak | Program Specific | Size: 20 kW to 199.99 kW | All | 2015 | August Monthly Peak | 8 | 0
Program SpecificSize: 20 kW to 199.99 kWAll2015December Monthly Peak | Program Specific | Size: 20 kW to 199.99 kW | All | 2015 | December Monthly Peak | 12 | 0
Program SpecificSize: 20 kW to 199.99 kWAll2015February Monthly Peak | Program Specific | Size: 20 kW to 199.99 kW | All | 2015 | February Monthly Peak | 2 | 0
Program SpecificSize: 20 kW to 199.99 kWAll2015January Monthly Peak | Program Specific | Size: 20 kW to 199.99 kW | All | 2015 | January Monthly Peak | 1 | 0
Program SpecificSize: 20 kW to 199.99 kWAll2015July Monthly Peak | Program Specific | Size: 20 kW to 199.99 kW | All | 2015 | July Monthly Peak | 7 | 0
Program SpecificSize: 20 kW to 199.99 kWAll2015June Monthly Peak | Program Specific | Size: 20 kW to 199.99 kW | All | 2015 | June Monthly Peak | 6 | 0
Program SpecificSize: 20 kW to 199.99 kWAll2015March Monthly Peak | Program Specific | Size: 20 kW to 199.99 kW | All | 2015 | March Monthly Peak | 3 | 0
Program SpecificSize: 20 kW to 199.99 kWAll2015May Monthly Peak | Program Specific | Size: 20 kW to 199.99 kW | All | 2015 | May Monthly Peak | 5 | 0
Program SpecificSize: 20 kW to 199.99 kWAll2015November Monthly Peak | Program Specific | Size: 20 kW to 199.99 kW | All | 2015 | November Monthly Peak | 11 | 0
Program SpecificSize: 20 kW to 199.99 kWAll2015October Monthly Peak | Program Specific | Size: 20 kW to 199.99 kW | All | 2015 | October Monthly Peak | 10 | 0
Program SpecificSize: 20 kW to 199.99 kWAll2015September Monthly Peak | Program Specific | Size: 20 kW to 199.99 kW | All | 2015 | September Monthly Peak | 9 | 0
Program SpecificSize: 20 kW to 199.99 kWAll2015Typical Event Day | Program Specific | Size: 20 kW to 199.99 kW | All | 2015 | Typical Event Day | 8 | 0
Program SpecificSize: 20 kW to 199.99 kWAll2016April Monthly Peak | Program Specific | Size: 20 kW to 199.99 kW | All | 2016 | April Monthly Peak | 4 | 0
Program SpecificSize: 20 kW to 199.99 kWAll2016August Monthly Peak | Program Specific | Size: 20 kW to 199.99 kW | All | 2016 | August Monthly Peak | 8 | 0
Program SpecificSize: 20 kW to 199.99 kWAll2016December Monthly Peak | Program Specific | Size: 20 kW to 199.99 kW | All | 2016 | December Monthly Peak | 12 | 0
Program SpecificSize: 20 kW to 199.99 kWAll2016February Monthly Peak | Program Specific | Size: 20 kW to 199.99 kW | All | 2016 | February Monthly Peak | 2 | 0
Program SpecificSize: 20 kW to 199.99 kWAll2016January Monthly Peak | Program Specific | Size: 20 kW to 199.99 kW | All | 2016 | January Monthly Peak | 1 | 0
Program SpecificSize: 20 kW to 199.99 kWAll2016July Monthly Peak | Program Specific | Size: 20 kW to 199.99 kW | All | 2016 | July Monthly Peak | 7 | 0
Program SpecificSize: 20 kW to 199.99 kWAll2016June Monthly Peak | Program Specific | Size: 20 kW to 199.99 kW | All | 2016 | June Monthly Peak | 6 | 0
Program SpecificSize: 20 kW to 199.99 kWAll2016March Monthly Peak | Program Specific | Size: 20 kW to 199.99 kW | All | 2016 | March Monthly Peak | 3 | 0
Program SpecificSize: 20 kW to 199.99 kWAll2016May Monthly Peak | Program Specific | Size: 20 kW to 199.99 kW | All | 2016 | May Monthly Peak | 5 | 0
Program SpecificSize: 20 kW to 199.99 kWAll2016November Monthly Peak | Program Specific | Size: 20 kW to 199.99 kW | All | 2016 | November Monthly Peak | 11 | 0
Program SpecificSize: 20 kW to 199.99 kWAll2016October Monthly Peak | Program Specific | Size: 20 kW to 199.99 kW | All | 2016 | October Monthly Peak | 10 | 0
Program SpecificSize: 20 kW to 199.99 kWAll2016September Monthly Peak | Program Specific | Size: 20 kW to 199.99 kW | All | 2016 | September Monthly Peak | 9 | 0
Program SpecificSize: 20 kW to 199.99 kWAll2016Typical Event Day | Program Specific | Size: 20 kW to 199.99 kW | All | 2016 | Typical Event Day | 8 | 0
Program SpecificSize: 20 kW to 199.99 kWAll2017April Monthly Peak | Program Specific | Size: 20 kW to 199.99 kW | All | 2017 | April Monthly Peak | 4 | 34795.2484
Program SpecificSize: 20 kW to 199.99 kWAll2017August Monthly Peak | Program Specific | Size: 20 kW to 199.99 kW | All | 2017 | August Monthly Peak | 8 | 34795.2484
Program SpecificSize: 20 kW to 199.99 kWAll2017December Monthly Peak | Program Specific | Size: 20 kW to 199.99 kW | All | 2017 | December Monthly Peak | 12 | 34795.2484
Program SpecificSize: 20 kW to 199.99 kWAll2017February Monthly Peak | Program Specific | Size: 20 kW to 199.99 kW | All | 2017 | February Monthly Peak | 2 | 0
Program SpecificSize: 20 kW to 199.99 kWAll2017January Monthly Peak | Program Specific | Size: 20 kW to 199.99 kW | All | 2017 | January Monthly Peak | 1 | 0
Program SpecificSize: 20 kW to 199.99 kWAll2017July Monthly Peak | Program Specific | Size: 20 kW to 199.99 kW | All | 2017 | July Monthly Peak | 7 | 34795.2484
Program SpecificSize: 20 kW to 199.99 kWAll2017June Monthly Peak | Program Specific | Size: 20 kW to 199.99 kW | All | 2017 | June Monthly Peak | 6 | 34795.2484
Program SpecificSize: 20 kW to 199.99 kWAll2017March Monthly Peak | Program Specific | Size: 20 kW to 199.99 kW | All | 2017 | March Monthly Peak | 3 | 0
Program SpecificSize: 20 kW to 199.99 kWAll2017May Monthly Peak | Program Specific | Size: 20 kW to 199.99 kW | All | 2017 | May Monthly Peak | 5 | 34795.2484
Program SpecificSize: 20 kW to 199.99 kWAll2017November Monthly Peak | Program Specific | Size: 20 kW to 199.99 kW | All | 2017 | November Monthly Peak | 11 | 34795.2484
Program SpecificSize: 20 kW to 199.99 kWAll2017October Monthly Peak | Program Specific | Size: 20 kW to 199.99 kW | All | 2017 | October Monthly Peak | 10 | 34795.2484
Program SpecificSize: 20 kW to 199.99 kWAll2017September Monthly Peak | Program Specific | Size: 20 kW to 199.99 kW | All | 2017 | September Monthly Peak | 9 | 34795.2484
Program SpecificSize: 20 kW to 199.99 kWAll2017Typical Event Day | Program Specific | Size: 20 kW to 199.99 kW | All | 2017 | Typical Event Day | 8 | 34795.2484
Program SpecificSize: 20 kW to 199.99 kWAll2018April Monthly Peak | Program Specific | Size: 20 kW to 199.99 kW | All | 2018 | April Monthly Peak | 4 | 13918.0994
Program SpecificSize: 20 kW to 199.99 kWAll2018August Monthly Peak | Program Specific | Size: 20 kW to 199.99 kW | All | 2018 | August Monthly Peak | 8 | 13918.0994
Program SpecificSize: 20 kW to 199.99 kWAll2018December Monthly Peak | Program Specific | Size: 20 kW to 199.99 kW | All | 2018 | December Monthly Peak | 12 | 13918.0994
Program SpecificSize: 20 kW to 199.99 kWAll2018February Monthly Peak | Program Specific | Size: 20 kW to 199.99 kW | All | 2018 | February Monthly Peak | 2 | 34795.2484
Program SpecificSize: 20 kW to 199.99 kWAll2018January Monthly Peak | Program Specific | Size: 20 kW to 199.99 kW | All | 2018 | January Monthly Peak | 1 | 34795.2484
Program SpecificSize: 20 kW to 199.99 kWAll2018July Monthly Peak | Program Specific | Size: 20 kW to 199.99 kW | All | 2018 | July Monthly Peak | 7 | 13918.0994
Program SpecificSize: 20 kW to 199.99 kWAll2018June Monthly Peak | Program Specific | Size: 20 kW to 199.99 kW | All | 2018 | June Monthly Peak | 6 | 13918.0994
Program SpecificSize: 20 kW to 199.99 kWAll2018March Monthly Peak | Program Specific | Size: 20 kW to 199.99 kW | All | 2018 | March Monthly Peak | 3 | 34795.2484
Program SpecificSize: 20 kW to 199.99 kWAll2018May Monthly Peak | Program Specific | Size: 20 kW to 199.99 kW | All | 2018 | May Monthly Peak | 5 | 13918.0994
Program SpecificSize: 20 kW to 199.99 kWAll2018November Monthly Peak | Program Specific | Size: 20 kW to 199.99 kW | All | 2018 | November Monthly Peak | 11 | 13918.0994
Program SpecificSize: 20 kW to 199.99 kWAll2018October Monthly Peak | Program Specific | Size: 20 kW to 199.99 kW | All | 2018 | October Monthly Peak | 10 | 13918.0994
Program SpecificSize: 20 kW to 199.99 kWAll2018September Monthly Peak | Program Specific | Size: 20 kW to 199.99 kW | All | 2018 | September Monthly Peak | 9 | 13918.0994
Program SpecificSize: 20 kW to 199.99 kWAll2018Typical Event Day | Program Specific | Size: 20 kW to 199.99 kW | All | 2018 | Typical Event Day | 8 | 13918.0994
Program SpecificSize: 20 kW to 199.99 kWAll2019April Monthly Peak | Program Specific | Size: 20 kW to 199.99 kW | All | 2019 | April Monthly Peak | 4 | 14366.2925
Program SpecificSize: 20 kW to 199.99 kWAll2019August Monthly Peak | Program Specific | Size: 20 kW to 199.99 kW | All | 2019 | August Monthly Peak | 8 | 14366.2925
Program SpecificSize: 20 kW to 199.99 kWAll2019December Monthly Peak | Program Specific | Size: 20 kW to 199.99 kW | All | 2019 | December Monthly Peak | 12 | 14366.2925
Program SpecificSize: 20 kW to 199.99 kWAll2019February Monthly Peak | Program Specific | Size: 20 kW to 199.99 kW | All | 2019 | February Monthly Peak | 2 | 13918.0994
Program SpecificSize: 20 kW to 199.99 kWAll2019January Monthly Peak | Program Specific | Size: 20 kW to 199.99 kW | All | 2019 | January Monthly Peak | 1 | 13918.0994
Program SpecificSize: 20 kW to 199.99 kWAll2019July Monthly Peak | Program Specific | Size: 20 kW to 199.99 kW | All | 2019 | July Monthly Peak | 7 | 14366.2925
Program SpecificSize: 20 kW to 199.99 kWAll2019June Monthly Peak | Program Specific | Size: 20 kW to 199.99 kW | All | 2019 | June Monthly Peak | 6 | 14366.2925
Program SpecificSize: 20 kW to 199.99 kWAll2019March Monthly Peak | Program Specific | Size: 20 kW to 199.99 kW | All | 2019 | March Monthly Peak | 3 | 13918.0994
Program SpecificSize: 20 kW to 199.99 kWAll2019May Monthly Peak | Program Specific | Size: 20 kW to 199.99 kW | All | 2019 | May Monthly Peak | 5 | 14366.2925
Program SpecificSize: 20 kW to 199.99 kWAll2019November Monthly Peak | Program Specific | Size: 20 kW to 199.99 kW | All | 2019 | November Monthly Peak | 11 | 14366.2925
Program SpecificSize: 20 kW to 199.99 kWAll2019October Monthly Peak | Program Specific | Size: 20 kW to 199.99 kW | All | 2019 | October Monthly Peak | 10 | 14366.2925
Program SpecificSize: 20 kW to 199.99 kWAll2019September Monthly Peak | Program Specific | Size: 20 kW to 199.99 kW | All | 2019 | September Monthly Peak | 9 | 14366.2925
Program SpecificSize: 20 kW to 199.99 kWAll2019Typical Event Day | Program Specific | Size: 20 kW to 199.99 kW | All | 2019 | Typical Event Day | 8 | 14366.2925
Program SpecificSize: 20 kW to 199.99 kWAll2020April Monthly Peak | Program Specific | Size: 20 kW to 199.99 kW | All | 2020 | April Monthly Peak | 4 | 14828.9185
Program SpecificSize: 20 kW to 199.99 kWAll2020August Monthly Peak | Program Specific | Size: 20 kW to 199.99 kW | All | 2020 | August Monthly Peak | 8 | 14828.9185
Program SpecificSize: 20 kW to 199.99 kWAll2020December Monthly Peak | Program Specific | Size: 20 kW to 199.99 kW | All | 2020 | December Monthly Peak | 12 | 14828.9185
Program SpecificSize: 20 kW to 199.99 kWAll2020February Monthly Peak | Program Specific | Size: 20 kW to 199.99 kW | All | 2020 | February Monthly Peak | 2 | 14366.2925
Program SpecificSize: 20 kW to 199.99 kWAll2020January Monthly Peak | Program Specific | Size: 20 kW to 199.99 kW | All | 2020 | January Monthly Peak | 1 | 14366.2925
Program SpecificSize: 20 kW to 199.99 kWAll2020July Monthly Peak | Program Specific | Size: 20 kW to 199.99 kW | All | 2020 | July Monthly Peak | 7 | 14828.9185
Program SpecificSize: 20 kW to 199.99 kWAll2020June Monthly Peak | Program Specific | Size: 20 kW to 199.99 kW | All | 2020 | June Monthly Peak | 6 | 14828.9185
Program SpecificSize: 20 kW to 199.99 kWAll2020March Monthly Peak | Program Specific | Size: 20 kW to 199.99 kW | All | 2020 | March Monthly Peak | 3 | 14366.2925
Program SpecificSize: 20 kW to 199.99 kWAll2020May Monthly Peak | Program Specific | Size: 20 kW to 199.99 kW | All | 2020 | May Monthly Peak | 5 | 14828.9185
Program SpecificSize: 20 kW to 199.99 kWAll2020November Monthly Peak | Program Specific | Size: 20 kW to 199.99 kW | All | 2020 | November Monthly Peak | 11 | 14828.9185
Program SpecificSize: 20 kW to 199.99 kWAll2020October Monthly Peak | Program Specific | Size: 20 kW to 199.99 kW | All | 2020 | October Monthly Peak | 10 | 14828.9185
Program SpecificSize: 20 kW to 199.99 kWAll2020September Monthly Peak | Program Specific | Size: 20 kW to 199.99 kW | All | 2020 | September Monthly Peak | 9 | 14828.9185
Program SpecificSize: 20 kW to 199.99 kWAll2020Typical Event Day | Program Specific | Size: 20 kW to 199.99 kW | All | 2020 | Typical Event Day | 8 | 14828.9185
Program SpecificSize: 20 kW to 199.99 kWAll2021April Monthly Peak | Program Specific | Size: 20 kW to 199.99 kW | All | 2021 | April Monthly Peak | 4 | 15306.442
Program SpecificSize: 20 kW to 199.99 kWAll2021August Monthly Peak | Program Specific | Size: 20 kW to 199.99 kW | All | 2021 | August Monthly Peak | 8 | 15306.442
Program SpecificSize: 20 kW to 199.99 kWAll2021December Monthly Peak | Program Specific | Size: 20 kW to 199.99 kW | All | 2021 | December Monthly Peak | 12 | 15306.442
Program SpecificSize: 20 kW to 199.99 kWAll2021February Monthly Peak | Program Specific | Size: 20 kW to 199.99 kW | All | 2021 | February Monthly Peak | 2 | 14828.9185
Program SpecificSize: 20 kW to 199.99 kWAll2021January Monthly Peak | Program Specific | Size: 20 kW to 199.99 kW | All | 2021 | January Monthly Peak | 1 | 14828.9185
Program SpecificSize: 20 kW to 199.99 kWAll2021July Monthly Peak | Program Specific | Size: 20 kW to 199.99 kW | All | 2021 | July Monthly Peak | 7 | 15306.442
Program SpecificSize: 20 kW to 199.99 kWAll2021June Monthly Peak | Program Specific | Size: 20 kW to 199.99 kW | All | 2021 | June Monthly Peak | 6 | 15306.442
Program SpecificSize: 20 kW to 199.99 kWAll2021March Monthly Peak | Program Specific | Size: 20 kW to 199.99 kW | All | 2021 | March Monthly Peak | 3 | 14828.9185
Program SpecificSize: 20 kW to 199.99 kWAll2021May Monthly Peak | Program Specific | Size: 20 kW to 199.99 kW | All | 2021 | May Monthly Peak | 5 | 15306.442
Program SpecificSize: 20 kW to 199.99 kWAll2021November Monthly Peak | Program Specific | Size: 20 kW to 199.99 kW | All | 2021 | November Monthly Peak | 11 | 15306.442
Program SpecificSize: 20 kW to 199.99 kWAll2021October Monthly Peak | Program Specific | Size: 20 kW to 199.99 kW | All | 2021 | October Monthly Peak | 10 | 15306.442
Program SpecificSize: 20 kW to 199.99 kWAll2021September Monthly Peak | Program Specific | Size: 20 kW to 199.99 kW | All | 2021 | September Monthly Peak | 9 | 15306.442
Program SpecificSize: 20 kW to 199.99 kWAll2021Typical Event Day | Program Specific | Size: 20 kW to 199.99 kW | All | 2021 | Typical Event Day | 8 | 15306.442
Program SpecificSize: 20 kW to 199.99 kWAll2022April Monthly Peak | Program Specific | Size: 20 kW to 199.99 kW | All | 2022 | April Monthly Peak | 4 | 15799.3428
Program SpecificSize: 20 kW to 199.99 kWAll2022August Monthly Peak | Program Specific | Size: 20 kW to 199.99 kW | All | 2022 | August Monthly Peak | 8 | 15799.3428
Program SpecificSize: 20 kW to 199.99 kWAll2022December Monthly Peak | Program Specific | Size: 20 kW to 199.99 kW | All | 2022 | December Monthly Peak | 12 | 15799.3428
Program SpecificSize: 20 kW to 199.99 kWAll2022February Monthly Peak | Program Specific | Size: 20 kW to 199.99 kW | All | 2022 | February Monthly Peak | 2 | 15306.442
Program SpecificSize: 20 kW to 199.99 kWAll2022January Monthly Peak | Program Specific | Size: 20 kW to 199.99 kW | All | 2022 | January Monthly Peak | 1 | 15306.442
Program SpecificSize: 20 kW to 199.99 kWAll2022July Monthly Peak | Program Specific | Size: 20 kW to 199.99 kW | All | 2022 | July Monthly Peak | 7 | 15799.3428
Program SpecificSize: 20 kW to 199.99 kWAll2022June Monthly Peak | Program Specific | Size: 20 kW to 199.99 kW | All | 2022 | June Monthly Peak | 6 | 15799.3428
Program SpecificSize: 20 kW to 199.99 kWAll2022March Monthly Peak | Program Specific | Size: 20 kW to 199.99 kW | All | 2022 | March Monthly Peak | 3 | 15306.442
Program SpecificSize: 20 kW to 199.99 kWAll2022May Monthly Peak | Program Specific | Size: 20 kW to 199.99 kW | All | 2022 | May Monthly Peak | 5 | 15799.3428
Program SpecificSize: 20 kW to 199.99 kWAll2022November Monthly Peak | Program Specific | Size: 20 kW to 199.99 kW | All | 2022 | November Monthly Peak | 11 | 15799.3428
Program SpecificSize: 20 kW to 199.99 kWAll2022October Monthly Peak | Program Specific | Size: 20 kW to 199.99 kW | All | 2022 | October Monthly Peak | 10 | 15799.3428
Program SpecificSize: 20 kW to 199.99 kWAll2022September Monthly Peak | Program Specific | Size: 20 kW to 199.99 kW | All | 2022 | September Monthly Peak | 9 | 15799.3428
Program SpecificSize: 20 kW to 199.99 kWAll2022Typical Event Day | Program Specific | Size: 20 kW to 199.99 kW | All | 2022 | Typical Event Day | 8 | 15799.3428
Program SpecificSize: 20 kW to 199.99 kWAll2023April Monthly Peak | Program Specific | Size: 20 kW to 199.99 kW | All | 2023 | April Monthly Peak | 4 | 16308.1161
Program SpecificSize: 20 kW to 199.99 kWAll2023August Monthly Peak | Program Specific | Size: 20 kW to 199.99 kW | All | 2023 | August Monthly Peak | 8 | 16308.1161
Program SpecificSize: 20 kW to 199.99 kWAll2023December Monthly Peak | Program Specific | Size: 20 kW to 199.99 kW | All | 2023 | December Monthly Peak | 12 | 16308.1161
Program SpecificSize: 20 kW to 199.99 kWAll2023February Monthly Peak | Program Specific | Size: 20 kW to 199.99 kW | All | 2023 | February Monthly Peak | 2 | 15799.3428
Program SpecificSize: 20 kW to 199.99 kWAll2023January Monthly Peak | Program Specific | Size: 20 kW to 199.99 kW | All | 2023 | January Monthly Peak | 1 | 15799.3428
Program SpecificSize: 20 kW to 199.99 kWAll2023July Monthly Peak | Program Specific | Size: 20 kW to 199.99 kW | All | 2023 | July Monthly Peak | 7 | 16308.1161
Program SpecificSize: 20 kW to 199.99 kWAll2023June Monthly Peak | Program Specific | Size: 20 kW to 199.99 kW | All | 2023 | June Monthly Peak | 6 | 16308.1161
Program SpecificSize: 20 kW to 199.99 kWAll2023March Monthly Peak | Program Specific | Size: 20 kW to 199.99 kW | All | 2023 | March Monthly Peak | 3 | 15799.3428
Program SpecificSize: 20 kW to 199.99 kWAll2023May Monthly Peak | Program Specific | Size: 20 kW to 199.99 kW | All | 2023 | May Monthly Peak | 5 | 16308.1161
Program SpecificSize: 20 kW to 199.99 kWAll2023November Monthly Peak | Program Specific | Size: 20 kW to 199.99 kW | All | 2023 | November Monthly Peak | 11 | 16308.1161
Program SpecificSize: 20 kW to 199.99 kWAll2023October Monthly Peak | Program Specific | Size: 20 kW to 199.99 kW | All | 2023 | October Monthly Peak | 10 | 16308.1161
Program SpecificSize: 20 kW to 199.99 kWAll2023September Monthly Peak | Program Specific | Size: 20 kW to 199.99 kW | All | 2023 | September Monthly Peak | 9 | 16308.1161
Program SpecificSize: 20 kW to 199.99 kWAll2023Typical Event Day | Program Specific | Size: 20 kW to 199.99 kW | All | 2023 | Typical Event Day | 8 | 16308.1161
Program SpecificSize: 20 kW to 199.99 kWAll2024April Monthly Peak | Program Specific | Size: 20 kW to 199.99 kW | All | 2024 | April Monthly Peak | 4 | 16833.273
Program SpecificSize: 20 kW to 199.99 kWAll2024August Monthly Peak | Program Specific | Size: 20 kW to 199.99 kW | All | 2024 | August Monthly Peak | 8 | 16833.273
Program SpecificSize: 20 kW to 199.99 kWAll2024December Monthly Peak | Program Specific | Size: 20 kW to 199.99 kW | All | 2024 | December Monthly Peak | 12 | 16833.273
Program SpecificSize: 20 kW to 199.99 kWAll2024February Monthly Peak | Program Specific | Size: 20 kW to 199.99 kW | All | 2024 | February Monthly Peak | 2 | 16308.1161
Program SpecificSize: 20 kW to 199.99 kWAll2024January Monthly Peak | Program Specific | Size: 20 kW to 199.99 kW | All | 2024 | January Monthly Peak | 1 | 16308.1161
Program SpecificSize: 20 kW to 199.99 kWAll2024July Monthly Peak | Program Specific | Size: 20 kW to 199.99 kW | All | 2024 | July Monthly Peak | 7 | 16833.273
Program SpecificSize: 20 kW to 199.99 kWAll2024June Monthly Peak | Program Specific | Size: 20 kW to 199.99 kW | All | 2024 | June Monthly Peak | 6 | 16833.273
Program SpecificSize: 20 kW to 199.99 kWAll2024March Monthly Peak | Program Specific | Size: 20 kW to 199.99 kW | All | 2024 | March Monthly Peak | 3 | 16308.1161
Program SpecificSize: 20 kW to 199.99 kWAll2024May Monthly Peak | Program Specific | Size: 20 kW to 199.99 kW | All | 2024 | May Monthly Peak | 5 | 16833.273
Program SpecificSize: 20 kW to 199.99 kWAll2024November Monthly Peak | Program Specific | Size: 20 kW to 199.99 kW | All | 2024 | November Monthly Peak | 11 | 16833.273
Program SpecificSize: 20 kW to 199.99 kWAll2024October Monthly Peak | Program Specific | Size: 20 kW to 199.99 kW | All | 2024 | October Monthly Peak | 10 | 16833.273
Program SpecificSize: 20 kW to 199.99 kWAll2024September Monthly Peak | Program Specific | Size: 20 kW to 199.99 kW | All | 2024 | September Monthly Peak | 9 | 16833.273
Program SpecificSize: 20 kW to 199.99 kWAll2024Typical Event Day | Program Specific | Size: 20 kW to 199.99 kW | All | 2024 | Typical Event Day | 8 | 16833.273
Program SpecificSize: 20 kW to 199.99 kWAll2025April Monthly Peak | Program Specific | Size: 20 kW to 199.99 kW | All | 2025 | April Monthly Peak | 4 | 17375.3411
Program SpecificSize: 20 kW to 199.99 kWAll2025August Monthly Peak | Program Specific | Size: 20 kW to 199.99 kW | All | 2025 | August Monthly Peak | 8 | 17375.3411
Program SpecificSize: 20 kW to 199.99 kWAll2025December Monthly Peak | Program Specific | Size: 20 kW to 199.99 kW | All | 2025 | December Monthly Peak | 12 | 17375.3411
Program SpecificSize: 20 kW to 199.99 kWAll2025February Monthly Peak | Program Specific | Size: 20 kW to 199.99 kW | All | 2025 | February Monthly Peak | 2 | 16833.273
Program SpecificSize: 20 kW to 199.99 kWAll2025January Monthly Peak | Program Specific | Size: 20 kW to 199.99 kW | All | 2025 | January Monthly Peak | 1 | 16833.273
Program SpecificSize: 20 kW to 199.99 kWAll2025July Monthly Peak | Program Specific | Size: 20 kW to 199.99 kW | All | 2025 | July Monthly Peak | 7 | 17375.3411
Program SpecificSize: 20 kW to 199.99 kWAll2025June Monthly Peak | Program Specific | Size: 20 kW to 199.99 kW | All | 2025 | June Monthly Peak | 6 | 17375.3411
Program SpecificSize: 20 kW to 199.99 kWAll2025March Monthly Peak | Program Specific | Size: 20 kW to 199.99 kW | All | 2025 | March Monthly Peak | 3 | 16833.273
Program SpecificSize: 20 kW to 199.99 kWAll2025May Monthly Peak | Program Specific | Size: 20 kW to 199.99 kW | All | 2025 | May Monthly Peak | 5 | 17375.3411
Program SpecificSize: 20 kW to 199.99 kWAll2025November Monthly Peak | Program Specific | Size: 20 kW to 199.99 kW | All | 2025 | November Monthly Peak | 11 | 17375.3411
Program SpecificSize: 20 kW to 199.99 kWAll2025October Monthly Peak | Program Specific | Size: 20 kW to 199.99 kW | All | 2025 | October Monthly Peak | 10 | 17375.3411
Program SpecificSize: 20 kW to 199.99 kWAll2025September Monthly Peak | Program Specific | Size: 20 kW to 199.99 kW | All | 2025 | September Monthly Peak | 9 | 17375.3411
Program SpecificSize: 20 kW to 199.99 kWAll2025Typical Event Day | Program Specific | Size: 20 kW to 199.99 kW | All | 2025 | Typical Event Day | 8 | 17375.3411
Program SpecificSize: 20 kW to 199.99 kWOrange County2015April Monthly Peak | Program Specific | Size: 20 kW to 199.99 kW | Orange County | 2015 | April Monthly Peak | 4 | 0
Program SpecificSize: 20 kW to 199.99 kWOrange County2015August Monthly Peak | Program Specific | Size: 20 kW to 199.99 kW | Orange County | 2015 | August Monthly Peak | 8 | 0
Program SpecificSize: 20 kW to 199.99 kWOrange County2015December Monthly Peak | Program Specific | Size: 20 kW to 199.99 kW | Orange County | 2015 | December Monthly Peak | 12 | 0
Program SpecificSize: 20 kW to 199.99 kWOrange County2015February Monthly Peak | Program Specific | Size: 20 kW to 199.99 kW | Orange County | 2015 | February Monthly Peak | 2 | 0
Program SpecificSize: 20 kW to 199.99 kWOrange County2015January Monthly Peak | Program Specific | Size: 20 kW to 199.99 kW | Orange County | 2015 | January Monthly Peak | 1 | 0
Program SpecificSize: 20 kW to 199.99 kWOrange County2015July Monthly Peak | Program Specific | Size: 20 kW to 199.99 kW | Orange County | 2015 | July Monthly Peak | 7 | 0
Program SpecificSize: 20 kW to 199.99 kWOrange County2015June Monthly Peak | Program Specific | Size: 20 kW to 199.99 kW | Orange County | 2015 | June Monthly Peak | 6 | 0
Program SpecificSize: 20 kW to 199.99 kWOrange County2015March Monthly Peak | Program Specific | Size: 20 kW to 199.99 kW | Orange County | 2015 | March Monthly Peak | 3 | 0
Program SpecificSize: 20 kW to 199.99 kWOrange County2015May Monthly Peak | Program Specific | Size: 20 kW to 199.99 kW | Orange County | 2015 | May Monthly Peak | 5 | 0
Program SpecificSize: 20 kW to 199.99 kWOrange County2015November Monthly Peak | Program Specific | Size: 20 kW to 199.99 kW | Orange County | 2015 | November Monthly Peak | 11 | 0
Program SpecificSize: 20 kW to 199.99 kWOrange County2015October Monthly Peak | Program Specific | Size: 20 kW to 199.99 kW | Orange County | 2015 | October Monthly Peak | 10 | 0
Program SpecificSize: 20 kW to 199.99 kWOrange County2015September Monthly Peak | Program Specific | Size: 20 kW to 199.99 kW | Orange County | 2015 | September Monthly Peak | 9 | 0
Program SpecificSize: 20 kW to 199.99 kWOrange County2015Typical Event Day | Program Specific | Size: 20 kW to 199.99 kW | Orange County | 2015 | Typical Event Day | 8 | 0
Program SpecificSize: 20 kW to 199.99 kWOrange County2016April Monthly Peak | Program Specific | Size: 20 kW to 199.99 kW | Orange County | 2016 | April Monthly Peak | 4 | 0
Program SpecificSize: 20 kW to 199.99 kWOrange County2016August Monthly Peak | Program Specific | Size: 20 kW to 199.99 kW | Orange County | 2016 | August Monthly Peak | 8 | 0
Program SpecificSize: 20 kW to 199.99 kWOrange County2016December Monthly Peak | Program Specific | Size: 20 kW to 199.99 kW | Orange County | 2016 | December Monthly Peak | 12 | 0
Program SpecificSize: 20 kW to 199.99 kWOrange County2016February Monthly Peak | Program Specific | Size: 20 kW to 199.99 kW | Orange County | 2016 | February Monthly Peak | 2 | 0
Program SpecificSize: 20 kW to 199.99 kWOrange County2016January Monthly Peak | Program Specific | Size: 20 kW to 199.99 kW | Orange County | 2016 | January Monthly Peak | 1 | 0
Program SpecificSize: 20 kW to 199.99 kWOrange County2016July Monthly Peak | Program Specific | Size: 20 kW to 199.99 kW | Orange County | 2016 | July Monthly Peak | 7 | 0
Program SpecificSize: 20 kW to 199.99 kWOrange County2016June Monthly Peak | Program Specific | Size: 20 kW to 199.99 kW | Orange County | 2016 | June Monthly Peak | 6 | 0
Program SpecificSize: 20 kW to 199.99 kWOrange County2016March Monthly Peak | Program Specific | Size: 20 kW to 199.99 kW | Orange County | 2016 | March Monthly Peak | 3 | 0
Program SpecificSize: 20 kW to 199.99 kWOrange County2016May Monthly Peak | Program Specific | Size: 20 kW to 199.99 kW | Orange County | 2016 | May Monthly Peak | 5 | 0
Program SpecificSize: 20 kW to 199.99 kWOrange County2016November Monthly Peak | Program Specific | Size: 20 kW to 199.99 kW | Orange County | 2016 | November Monthly Peak | 11 | 0
Program SpecificSize: 20 kW to 199.99 kWOrange County2016October Monthly Peak | Program Specific | Size: 20 kW to 199.99 kW | Orange County | 2016 | October Monthly Peak | 10 | 0
Program SpecificSize: 20 kW to 199.99 kWOrange County2016September Monthly Peak | Program Specific | Size: 20 kW to 199.99 kW | Orange County | 2016 | September Monthly Peak | 9 | 0
Program SpecificSize: 20 kW to 199.99 kWOrange County2016Typical Event Day | Program Specific | Size: 20 kW to 199.99 kW | Orange County | 2016 | Typical Event Day | 8 | 0
Program SpecificSize: 20 kW to 199.99 kWOrange County2017April Monthly Peak | Program Specific | Size: 20 kW to 199.99 kW | Orange County | 2017 | April Monthly Peak | 4 | 9382.464
Program SpecificSize: 20 kW to 199.99 kWOrange County2017August Monthly Peak | Program Specific | Size: 20 kW to 199.99 kW | Orange County | 2017 | August Monthly Peak | 8 | 9382.464
Program SpecificSize: 20 kW to 199.99 kWOrange County2017December Monthly Peak | Program Specific | Size: 20 kW to 199.99 kW | Orange County | 2017 | December Monthly Peak | 12 | 9382.464
Program SpecificSize: 20 kW to 199.99 kWOrange County2017February Monthly Peak | Program Specific | Size: 20 kW to 199.99 kW | Orange County | 2017 | February Monthly Peak | 2 | 0
Program SpecificSize: 20 kW to 199.99 kWOrange County2017January Monthly Peak | Program Specific | Size: 20 kW to 199.99 kW | Orange County | 2017 | January Monthly Peak | 1 | 0
Program SpecificSize: 20 kW to 199.99 kWOrange County2017July Monthly Peak | Program Specific | Size: 20 kW to 199.99 kW | Orange County | 2017 | July Monthly Peak | 7 | 9382.464
Program SpecificSize: 20 kW to 199.99 kWOrange County2017June Monthly Peak | Program Specific | Size: 20 kW to 199.99 kW | Orange County | 2017 | June Monthly Peak | 6 | 9382.464
Program SpecificSize: 20 kW to 199.99 kWOrange County2017March Monthly Peak | Program Specific | Size: 20 kW to 199.99 kW | Orange County | 2017 | March Monthly Peak | 3 | 0
Program SpecificSize: 20 kW to 199.99 kWOrange County2017May Monthly Peak | Program Specific | Size: 20 kW to 199.99 kW | Orange County | 2017 | May Monthly Peak | 5 | 9382.464
Program SpecificSize: 20 kW to 199.99 kWOrange County2017November Monthly Peak | Program Specific | Size: 20 kW to 199.99 kW | Orange County | 2017 | November Monthly Peak | 11 | 9382.464
Program SpecificSize: 20 kW to 199.99 kWOrange County2017October Monthly Peak | Program Specific | Size: 20 kW to 199.99 kW | Orange County | 2017 | October Monthly Peak | 10 | 9382.464
Program SpecificSize: 20 kW to 199.99 kWOrange County2017September Monthly Peak | Program Specific | Size: 20 kW to 199.99 kW | Orange County | 2017 | September Monthly Peak | 9 | 9382.464
Program SpecificSize: 20 kW to 199.99 kWOrange County2017Typical Event Day | Program Specific | Size: 20 kW to 199.99 kW | Orange County | 2017 | Typical Event Day | 8 | 9382.464
Program SpecificSize: 20 kW to 199.99 kWOrange County2018April Monthly Peak | Program Specific | Size: 20 kW to 199.99 kW | Orange County | 2018 | April Monthly Peak | 4 | 3752.9856
Program SpecificSize: 20 kW to 199.99 kWOrange County2018August Monthly Peak | Program Specific | Size: 20 kW to 199.99 kW | Orange County | 2018 | August Monthly Peak | 8 | 3752.9856
Program SpecificSize: 20 kW to 199.99 kWOrange County2018December Monthly Peak | Program Specific | Size: 20 kW to 199.99 kW | Orange County | 2018 | December Monthly Peak | 12 | 3752.9856
Program SpecificSize: 20 kW to 199.99 kWOrange County2018February Monthly Peak | Program Specific | Size: 20 kW to 199.99 kW | Orange County | 2018 | February Monthly Peak | 2 | 9382.464
Program SpecificSize: 20 kW to 199.99 kWOrange County2018January Monthly Peak | Program Specific | Size: 20 kW to 199.99 kW | Orange County | 2018 | January Monthly Peak | 1 | 9382.464
Program SpecificSize: 20 kW to 199.99 kWOrange County2018July Monthly Peak | Program Specific | Size: 20 kW to 199.99 kW | Orange County | 2018 | July Monthly Peak | 7 | 3752.9856
Program SpecificSize: 20 kW to 199.99 kWOrange County2018June Monthly Peak | Program Specific | Size: 20 kW to 199.99 kW | Orange County | 2018 | June Monthly Peak | 6 | 3752.9856
Program SpecificSize: 20 kW to 199.99 kWOrange County2018March Monthly Peak | Program Specific | Size: 20 kW to 199.99 kW | Orange County | 2018 | March Monthly Peak | 3 | 9382.464
Program SpecificSize: 20 kW to 199.99 kWOrange County2018May Monthly Peak | Program Specific | Size: 20 kW to 199.99 kW | Orange County | 2018 | May Monthly Peak | 5 | 3752.9856
Program SpecificSize: 20 kW to 199.99 kWOrange County2018November Monthly Peak | Program Specific | Size: 20 kW to 199.99 kW | Orange County | 2018 | November Monthly Peak | 11 | 3752.9856
Program SpecificSize: 20 kW to 199.99 kWOrange County2018October Monthly Peak | Program Specific | Size: 20 kW to 199.99 kW | Orange County | 2018 | October Monthly Peak | 10 | 3752.9856
Program SpecificSize: 20 kW to 199.99 kWOrange County2018September Monthly Peak | Program Specific | Size: 20 kW to 199.99 kW | Orange County | 2018 | September Monthly Peak | 9 | 3752.9856
Program SpecificSize: 20 kW to 199.99 kWOrange County2018Typical Event Day | Program Specific | Size: 20 kW to 199.99 kW | Orange County | 2018 | Typical Event Day | 8 | 3752.9856
Program SpecificSize: 20 kW to 199.99 kWOrange County2019April Monthly Peak | Program Specific | Size: 20 kW to 199.99 kW | Orange County | 2019 | April Monthly Peak | 4 | 3873.8399
Program SpecificSize: 20 kW to 199.99 kWOrange County2019August Monthly Peak | Program Specific | Size: 20 kW to 199.99 kW | Orange County | 2019 | August Monthly Peak | 8 | 3873.8399
Program SpecificSize: 20 kW to 199.99 kWOrange County2019December Monthly Peak | Program Specific | Size: 20 kW to 199.99 kW | Orange County | 2019 | December Monthly Peak | 12 | 3873.8399
Program SpecificSize: 20 kW to 199.99 kWOrange County2019February Monthly Peak | Program Specific | Size: 20 kW to 199.99 kW | Orange County | 2019 | February Monthly Peak | 2 | 3752.9856
Program SpecificSize: 20 kW to 199.99 kWOrange County2019January Monthly Peak | Program Specific | Size: 20 kW to 199.99 kW | Orange County | 2019 | January Monthly Peak | 1 | 3752.9856
Program SpecificSize: 20 kW to 199.99 kWOrange County2019July Monthly Peak | Program Specific | Size: 20 kW to 199.99 kW | Orange County | 2019 | July Monthly Peak | 7 | 3873.8399
Program SpecificSize: 20 kW to 199.99 kWOrange County2019June Monthly Peak | Program Specific | Size: 20 kW to 199.99 kW | Orange County | 2019 | June Monthly Peak | 6 | 3873.8399
Program SpecificSize: 20 kW to 199.99 kWOrange County2019March Monthly Peak | Program Specific | Size: 20 kW to 199.99 kW | Orange County | 2019 | March Monthly Peak | 3 | 3752.9856
Program SpecificSize: 20 kW to 199.99 kWOrange County2019May Monthly Peak | Program Specific | Size: 20 kW to 199.99 kW | Orange County | 2019 | May Monthly Peak | 5 | 3873.8399
Program SpecificSize: 20 kW to 199.99 kWOrange County2019November Monthly Peak | Program Specific | Size: 20 kW to 199.99 kW | Orange County | 2019 | November Monthly Peak | 11 | 3873.8399
Program SpecificSize: 20 kW to 199.99 kWOrange County2019October Monthly Peak | Program Specific | Size: 20 kW to 199.99 kW | Orange County | 2019 | October Monthly Peak | 10 | 3873.8399
Program SpecificSize: 20 kW to 199.99 kWOrange County2019September Monthly Peak | Program Specific | Size: 20 kW to 199.99 kW | Orange County | 2019 | September Monthly Peak | 9 | 3873.8399
Program SpecificSize: 20 kW to 199.99 kWOrange County2019Typical Event Day | Program Specific | Size: 20 kW to 199.99 kW | Orange County | 2019 | Typical Event Day | 8 | 3873.8399
Program SpecificSize: 20 kW to 199.99 kWOrange County2020April Monthly Peak | Program Specific | Size: 20 kW to 199.99 kW | Orange County | 2020 | April Monthly Peak | 4 | 3998.586
Program SpecificSize: 20 kW to 199.99 kWOrange County2020August Monthly Peak | Program Specific | Size: 20 kW to 199.99 kW | Orange County | 2020 | August Monthly Peak | 8 | 3998.586
Program SpecificSize: 20 kW to 199.99 kWOrange County2020December Monthly Peak | Program Specific | Size: 20 kW to 199.99 kW | Orange County | 2020 | December Monthly Peak | 12 | 3998.586
Program SpecificSize: 20 kW to 199.99 kWOrange County2020February Monthly Peak | Program Specific | Size: 20 kW to 199.99 kW | Orange County | 2020 | February Monthly Peak | 2 | 3873.8399
Program SpecificSize: 20 kW to 199.99 kWOrange County2020January Monthly Peak | Program Specific | Size: 20 kW to 199.99 kW | Orange County | 2020 | January Monthly Peak | 1 | 3873.8399
Program SpecificSize: 20 kW to 199.99 kWOrange County2020July Monthly Peak | Program Specific | Size: 20 kW to 199.99 kW | Orange County | 2020 | July Monthly Peak | 7 | 3998.586
Program SpecificSize: 20 kW to 199.99 kWOrange County2020June Monthly Peak | Program Specific | Size: 20 kW to 199.99 kW | Orange County | 2020 | June Monthly Peak | 6 | 3998.586
Program SpecificSize: 20 kW to 199.99 kWOrange County2020March Monthly Peak | Program Specific | Size: 20 kW to 199.99 kW | Orange County | 2020 | March Monthly Peak | 3 | 3873.8399
Program SpecificSize: 20 kW to 199.99 kWOrange County2020May Monthly Peak | Program Specific | Size: 20 kW to 199.99 kW | Orange County | 2020 | May Monthly Peak | 5 | 3998.586
Program SpecificSize: 20 kW to 199.99 kWOrange County2020November Monthly Peak | Program Specific | Size: 20 kW to 199.99 kW | Orange County | 2020 | November Monthly Peak | 11 | 3998.586
Program SpecificSize: 20 kW to 199.99 kWOrange County2020October Monthly Peak | Program Specific | Size: 20 kW to 199.99 kW | Orange County | 2020 | October Monthly Peak | 10 | 3998.586
Program SpecificSize: 20 kW to 199.99 kWOrange County2020September Monthly Peak | Program Specific | Size: 20 kW to 199.99 kW | Orange County | 2020 | September Monthly Peak | 9 | 3998.586
Program SpecificSize: 20 kW to 199.99 kWOrange County2020Typical Event Day | Program Specific | Size: 20 kW to 199.99 kW | Orange County | 2020 | Typical Event Day | 8 | 3998.586
Program SpecificSize: 20 kW to 199.99 kWOrange County2021April Monthly Peak | Program Specific | Size: 20 kW to 199.99 kW | Orange County | 2021 | April Monthly Peak | 4 | 4127.3492
Program SpecificSize: 20 kW to 199.99 kWOrange County2021August Monthly Peak | Program Specific | Size: 20 kW to 199.99 kW | Orange County | 2021 | August Monthly Peak | 8 | 4127.3492
Program SpecificSize: 20 kW to 199.99 kWOrange County2021December Monthly Peak | Program Specific | Size: 20 kW to 199.99 kW | Orange County | 2021 | December Monthly Peak | 12 | 4127.3492
Program SpecificSize: 20 kW to 199.99 kWOrange County2021February Monthly Peak | Program Specific | Size: 20 kW to 199.99 kW | Orange County | 2021 | February Monthly Peak | 2 | 3998.586
Program SpecificSize: 20 kW to 199.99 kWOrange County2021January Monthly Peak | Program Specific | Size: 20 kW to 199.99 kW | Orange County | 2021 | January Monthly Peak | 1 | 3998.586
Program SpecificSize: 20 kW to 199.99 kWOrange County2021July Monthly Peak | Program Specific | Size: 20 kW to 199.99 kW | Orange County | 2021 | July Monthly Peak | 7 | 4127.3492
Program SpecificSize: 20 kW to 199.99 kWOrange County2021June Monthly Peak | Program Specific | Size: 20 kW to 199.99 kW | Orange County | 2021 | June Monthly Peak | 6 | 4127.3492
Program SpecificSize: 20 kW to 199.99 kWOrange County2021March Monthly Peak | Program Specific | Size: 20 kW to 199.99 kW | Orange County | 2021 | March Monthly Peak | 3 | 3998.586
Program SpecificSize: 20 kW to 199.99 kWOrange County2021May Monthly Peak | Program Specific | Size: 20 kW to 199.99 kW | Orange County | 2021 | May Monthly Peak | 5 | 4127.3492
Program SpecificSize: 20 kW to 199.99 kWOrange County2021November Monthly Peak | Program Specific | Size: 20 kW to 199.99 kW | Orange County | 2021 | November Monthly Peak | 11 | 4127.3492
Program SpecificSize: 20 kW to 199.99 kWOrange County2021October Monthly Peak | Program Specific | Size: 20 kW to 199.99 kW | Orange County | 2021 | October Monthly Peak | 10 | 4127.3492
Program SpecificSize: 20 kW to 199.99 kWOrange County2021September Monthly Peak | Program Specific | Size: 20 kW to 199.99 kW | Orange County | 2021 | September Monthly Peak | 9 | 4127.3492
Program SpecificSize: 20 kW to 199.99 kWOrange County2021Typical Event Day | Program Specific | Size: 20 kW to 199.99 kW | Orange County | 2021 | Typical Event Day | 8 | 4127.3492
Program SpecificSize: 20 kW to 199.99 kWOrange County2022April Monthly Peak | Program Specific | Size: 20 kW to 199.99 kW | Orange County | 2022 | April Monthly Peak | 4 | 4260.2588
Program SpecificSize: 20 kW to 199.99 kWOrange County2022August Monthly Peak | Program Specific | Size: 20 kW to 199.99 kW | Orange County | 2022 | August Monthly Peak | 8 | 4260.2588
Program SpecificSize: 20 kW to 199.99 kWOrange County2022December Monthly Peak | Program Specific | Size: 20 kW to 199.99 kW | Orange County | 2022 | December Monthly Peak | 12 | 4260.2588
Program SpecificSize: 20 kW to 199.99 kWOrange County2022February Monthly Peak | Program Specific | Size: 20 kW to 199.99 kW | Orange County | 2022 | February Monthly Peak | 2 | 4127.3492
Program SpecificSize: 20 kW to 199.99 kWOrange County2022January Monthly Peak | Program Specific | Size: 20 kW to 199.99 kW | Orange County | 2022 | January Monthly Peak | 1 | 4127.3492
Program SpecificSize: 20 kW to 199.99 kWOrange County2022July Monthly Peak | Program Specific | Size: 20 kW to 199.99 kW | Orange County | 2022 | July Monthly Peak | 7 | 4260.2588
Program SpecificSize: 20 kW to 199.99 kWOrange County2022June Monthly Peak | Program Specific | Size: 20 kW to 199.99 kW | Orange County | 2022 | June Monthly Peak | 6 | 4260.2588
Program SpecificSize: 20 kW to 199.99 kWOrange County2022March Monthly Peak | Program Specific | Size: 20 kW to 199.99 kW | Orange County | 2022 | March Monthly Peak | 3 | 4127.3492
Program SpecificSize: 20 kW to 199.99 kWOrange County2022May Monthly Peak | Program Specific | Size: 20 kW to 199.99 kW | Orange County | 2022 | May Monthly Peak | 5 | 4260.2588
Program SpecificSize: 20 kW to 199.99 kWOrange County2022November Monthly Peak | Program Specific | Size: 20 kW to 199.99 kW | Orange County | 2022 | November Monthly Peak | 11 | 4260.2588
Program SpecificSize: 20 kW to 199.99 kWOrange County2022October Monthly Peak | Program Specific | Size: 20 kW to 199.99 kW | Orange County | 2022 | October Monthly Peak | 10 | 4260.2588
Program SpecificSize: 20 kW to 199.99 kWOrange County2022September Monthly Peak | Program Specific | Size: 20 kW to 199.99 kW | Orange County | 2022 | September Monthly Peak | 9 | 4260.2588
Program SpecificSize: 20 kW to 199.99 kWOrange County2022Typical Event Day | Program Specific | Size: 20 kW to 199.99 kW | Orange County | 2022 | Typical Event Day | 8 | 4260.2588
Program SpecificSize: 20 kW to 199.99 kWOrange County2023April Monthly Peak | Program Specific | Size: 20 kW to 199.99 kW | Orange County | 2023 | April Monthly Peak | 4 | 4397.4485
Program SpecificSize: 20 kW to 199.99 kWOrange County2023August Monthly Peak | Program Specific | Size: 20 kW to 199.99 kW | Orange County | 2023 | August Monthly Peak | 8 | 4397.4485
Program SpecificSize: 20 kW to 199.99 kWOrange County2023December Monthly Peak | Program Specific | Size: 20 kW to 199.99 kW | Orange County | 2023 | December Monthly Peak | 12 | 4397.4485
Program SpecificSize: 20 kW to 199.99 kWOrange County2023February Monthly Peak | Program Specific | Size: 20 kW to 199.99 kW | Orange County | 2023 | February Monthly Peak | 2 | 4260.2588
Program SpecificSize: 20 kW to 199.99 kWOrange County2023January Monthly Peak | Program Specific | Size: 20 kW to 199.99 kW | Orange County | 2023 | January Monthly Peak | 1 | 4260.2588
Program SpecificSize: 20 kW to 199.99 kWOrange County2023July Monthly Peak | Program Specific | Size: 20 kW to 199.99 kW | Orange County | 2023 | July Monthly Peak | 7 | 4397.4485
Program SpecificSize: 20 kW to 199.99 kWOrange County2023June Monthly Peak | Program Specific | Size: 20 kW to 199.99 kW | Orange County | 2023 | June Monthly Peak | 6 | 4397.4485
Program SpecificSize: 20 kW to 199.99 kWOrange County2023March Monthly Peak | Program Specific | Size: 20 kW to 199.99 kW | Orange County | 2023 | March Monthly Peak | 3 | 4260.2588
Program SpecificSize: 20 kW to 199.99 kWOrange County2023May Monthly Peak | Program Specific | Size: 20 kW to 199.99 kW | Orange County | 2023 | May Monthly Peak | 5 | 4397.4485
Program SpecificSize: 20 kW to 199.99 kWOrange County2023November Monthly Peak | Program Specific | Size: 20 kW to 199.99 kW | Orange County | 2023 | November Monthly Peak | 11 | 4397.4485
Program SpecificSize: 20 kW to 199.99 kWOrange County2023October Monthly Peak | Program Specific | Size: 20 kW to 199.99 kW | Orange County | 2023 | October Monthly Peak | 10 | 4397.4485
Program SpecificSize: 20 kW to 199.99 kWOrange County2023September Monthly Peak | Program Specific | Size: 20 kW to 199.99 kW | Orange County | 2023 | September Monthly Peak | 9 | 4397.4485
Program SpecificSize: 20 kW to 199.99 kWOrange County2023Typical Event Day | Program Specific | Size: 20 kW to 199.99 kW | Orange County | 2023 | Typical Event Day | 8 | 4397.4485
Program SpecificSize: 20 kW to 199.99 kWOrange County2024April Monthly Peak | Program Specific | Size: 20 kW to 199.99 kW | Orange County | 2024 | April Monthly Peak | 4 | 4539.0559
Program SpecificSize: 20 kW to 199.99 kWOrange County2024August Monthly Peak | Program Specific | Size: 20 kW to 199.99 kW | Orange County | 2024 | August Monthly Peak | 8 | 4539.0559
Program SpecificSize: 20 kW to 199.99 kWOrange County2024December Monthly Peak | Program Specific | Size: 20 kW to 199.99 kW | Orange County | 2024 | December Monthly Peak | 12 | 4539.0559
Program SpecificSize: 20 kW to 199.99 kWOrange County2024February Monthly Peak | Program Specific | Size: 20 kW to 199.99 kW | Orange County | 2024 | February Monthly Peak | 2 | 4397.4485
Program SpecificSize: 20 kW to 199.99 kWOrange County2024January Monthly Peak | Program Specific | Size: 20 kW to 199.99 kW | Orange County | 2024 | January Monthly Peak | 1 | 4397.4485
Program SpecificSize: 20 kW to 199.99 kWOrange County2024July Monthly Peak | Program Specific | Size: 20 kW to 199.99 kW | Orange County | 2024 | July Monthly Peak | 7 | 4539.0559
Program SpecificSize: 20 kW to 199.99 kWOrange County2024June Monthly Peak | Program Specific | Size: 20 kW to 199.99 kW | Orange County | 2024 | June Monthly Peak | 6 | 4539.0559
Program SpecificSize: 20 kW to 199.99 kWOrange County2024March Monthly Peak | Program Specific | Size: 20 kW to 199.99 kW | Orange County | 2024 | March Monthly Peak | 3 | 4397.4485
Program SpecificSize: 20 kW to 199.99 kWOrange County2024May Monthly Peak | Program Specific | Size: 20 kW to 199.99 kW | Orange County | 2024 | May Monthly Peak | 5 | 4539.0559
Program SpecificSize: 20 kW to 199.99 kWOrange County2024November Monthly Peak | Program Specific | Size: 20 kW to 199.99 kW | Orange County | 2024 | November Monthly Peak | 11 | 4539.0559
Program SpecificSize: 20 kW to 199.99 kWOrange County2024October Monthly Peak | Program Specific | Size: 20 kW to 199.99 kW | Orange County | 2024 | October Monthly Peak | 10 | 4539.0559
Program SpecificSize: 20 kW to 199.99 kWOrange County2024September Monthly Peak | Program Specific | Size: 20 kW to 199.99 kW | Orange County | 2024 | September Monthly Peak | 9 | 4539.0559
Program SpecificSize: 20 kW to 199.99 kWOrange County2024Typical Event Day | Program Specific | Size: 20 kW to 199.99 kW | Orange County | 2024 | Typical Event Day | 8 | 4539.0559
Program SpecificSize: 20 kW to 199.99 kWOrange County2025April Monthly Peak | Program Specific | Size: 20 kW to 199.99 kW | Orange County | 2025 | April Monthly Peak | 4 | 4685.2234
Program SpecificSize: 20 kW to 199.99 kWOrange County2025August Monthly Peak | Program Specific | Size: 20 kW to 199.99 kW | Orange County | 2025 | August Monthly Peak | 8 | 4685.2234
Program SpecificSize: 20 kW to 199.99 kWOrange County2025December Monthly Peak | Program Specific | Size: 20 kW to 199.99 kW | Orange County | 2025 | December Monthly Peak | 12 | 4685.2234
Program SpecificSize: 20 kW to 199.99 kWOrange County2025February Monthly Peak | Program Specific | Size: 20 kW to 199.99 kW | Orange County | 2025 | February Monthly Peak | 2 | 4539.0559
Program SpecificSize: 20 kW to 199.99 kWOrange County2025January Monthly Peak | Program Specific | Size: 20 kW to 199.99 kW | Orange County | 2025 | January Monthly Peak | 1 | 4539.0559
Program SpecificSize: 20 kW to 199.99 kWOrange County2025July Monthly Peak | Program Specific | Size: 20 kW to 199.99 kW | Orange County | 2025 | July Monthly Peak | 7 | 4685.2234
Program SpecificSize: 20 kW to 199.99 kWOrange County2025June Monthly Peak | Program Specific | Size: 20 kW to 199.99 kW | Orange County | 2025 | June Monthly Peak | 6 | 4685.2234
Program SpecificSize: 20 kW to 199.99 kWOrange County2025March Monthly Peak | Program Specific | Size: 20 kW to 199.99 kW | Orange County | 2025 | March Monthly Peak | 3 | 4539.0559
Program SpecificSize: 20 kW to 199.99 kWOrange County2025May Monthly Peak | Program Specific | Size: 20 kW to 199.99 kW | Orange County | 2025 | May Monthly Peak | 5 | 4685.2234
Program SpecificSize: 20 kW to 199.99 kWOrange County2025November Monthly Peak | Program Specific | Size: 20 kW to 199.99 kW | Orange County | 2025 | November Monthly Peak | 11 | 4685.2234
Program SpecificSize: 20 kW to 199.99 kWOrange County2025October Monthly Peak | Program Specific | Size: 20 kW to 199.99 kW | Orange County | 2025 | October Monthly Peak | 10 | 4685.2234
Program SpecificSize: 20 kW to 199.99 kWOrange County2025September Monthly Peak | Program Specific | Size: 20 kW to 199.99 kW | Orange County | 2025 | September Monthly Peak | 9 | 4685.2234
Program SpecificSize: 20 kW to 199.99 kWOrange County2025Typical Event Day | Program Specific | Size: 20 kW to 199.99 kW | Orange County | 2025 | Typical Event Day | 8 | 4685.2234
Program SpecificSize: 20 kW to 199.99 kWOther2015April Monthly Peak | Program Specific | Size: 20 kW to 199.99 kW | Other | 2015 | April Monthly Peak | 4 | 0
Program SpecificSize: 20 kW to 199.99 kWOther2015August Monthly Peak | Program Specific | Size: 20 kW to 199.99 kW | Other | 2015 | August Monthly Peak | 8 | 0
Program SpecificSize: 20 kW to 199.99 kWOther2015December Monthly Peak | Program Specific | Size: 20 kW to 199.99 kW | Other | 2015 | December Monthly Peak | 12 | 0
Program SpecificSize: 20 kW to 199.99 kWOther2015February Monthly Peak | Program Specific | Size: 20 kW to 199.99 kW | Other | 2015 | February Monthly Peak | 2 | 0
Program SpecificSize: 20 kW to 199.99 kWOther2015January Monthly Peak | Program Specific | Size: 20 kW to 199.99 kW | Other | 2015 | January Monthly Peak | 1 | 0
Program SpecificSize: 20 kW to 199.99 kWOther2015July Monthly Peak | Program Specific | Size: 20 kW to 199.99 kW | Other | 2015 | July Monthly Peak | 7 | 0
Program SpecificSize: 20 kW to 199.99 kWOther2015June Monthly Peak | Program Specific | Size: 20 kW to 199.99 kW | Other | 2015 | June Monthly Peak | 6 | 0
Program SpecificSize: 20 kW to 199.99 kWOther2015March Monthly Peak | Program Specific | Size: 20 kW to 199.99 kW | Other | 2015 | March Monthly Peak | 3 | 0
Program SpecificSize: 20 kW to 199.99 kWOther2015May Monthly Peak | Program Specific | Size: 20 kW to 199.99 kW | Other | 2015 | May Monthly Peak | 5 | 0
Program SpecificSize: 20 kW to 199.99 kWOther2015November Monthly Peak | Program Specific | Size: 20 kW to 199.99 kW | Other | 2015 | November Monthly Peak | 11 | 0
Program SpecificSize: 20 kW to 199.99 kWOther2015October Monthly Peak | Program Specific | Size: 20 kW to 199.99 kW | Other | 2015 | October Monthly Peak | 10 | 0
Program SpecificSize: 20 kW to 199.99 kWOther2015September Monthly Peak | Program Specific | Size: 20 kW to 199.99 kW | Other | 2015 | September Monthly Peak | 9 | 0
Program SpecificSize: 20 kW to 199.99 kWOther2015Typical Event Day | Program Specific | Size: 20 kW to 199.99 kW | Other | 2015 | Typical Event Day | 8 | 0
Program SpecificSize: 20 kW to 199.99 kWOther2016April Monthly Peak | Program Specific | Size: 20 kW to 199.99 kW | Other | 2016 | April Monthly Peak | 4 | 0
Program SpecificSize: 20 kW to 199.99 kWOther2016August Monthly Peak | Program Specific | Size: 20 kW to 199.99 kW | Other | 2016 | August Monthly Peak | 8 | 0
Program SpecificSize: 20 kW to 199.99 kWOther2016December Monthly Peak | Program Specific | Size: 20 kW to 199.99 kW | Other | 2016 | December Monthly Peak | 12 | 0
Program SpecificSize: 20 kW to 199.99 kWOther2016February Monthly Peak | Program Specific | Size: 20 kW to 199.99 kW | Other | 2016 | February Monthly Peak | 2 | 0
Program SpecificSize: 20 kW to 199.99 kWOther2016January Monthly Peak | Program Specific | Size: 20 kW to 199.99 kW | Other | 2016 | January Monthly Peak | 1 | 0
Program SpecificSize: 20 kW to 199.99 kWOther2016July Monthly Peak | Program Specific | Size: 20 kW to 199.99 kW | Other | 2016 | July Monthly Peak | 7 | 0
Program SpecificSize: 20 kW to 199.99 kWOther2016June Monthly Peak | Program Specific | Size: 20 kW to 199.99 kW | Other | 2016 | June Monthly Peak | 6 | 0
Program SpecificSize: 20 kW to 199.99 kWOther2016March Monthly Peak | Program Specific | Size: 20 kW to 199.99 kW | Other | 2016 | March Monthly Peak | 3 | 0
Program SpecificSize: 20 kW to 199.99 kWOther2016May Monthly Peak | Program Specific | Size: 20 kW to 199.99 kW | Other | 2016 | May Monthly Peak | 5 | 0
Program SpecificSize: 20 kW to 199.99 kWOther2016November Monthly Peak | Program Specific | Size: 20 kW to 199.99 kW | Other | 2016 | November Monthly Peak | 11 | 0
Program SpecificSize: 20 kW to 199.99 kWOther2016October Monthly Peak | Program Specific | Size: 20 kW to 199.99 kW | Other | 2016 | October Monthly Peak | 10 | 0
Program SpecificSize: 20 kW to 199.99 kWOther2016September Monthly Peak | Program Specific | Size: 20 kW to 199.99 kW | Other | 2016 | September Monthly Peak | 9 | 0
Program SpecificSize: 20 kW to 199.99 kWOther2016Typical Event Day | Program Specific | Size: 20 kW to 199.99 kW | Other | 2016 | Typical Event Day | 8 | 0
Program SpecificSize: 20 kW to 199.99 kWOther2017April Monthly Peak | Program Specific | Size: 20 kW to 199.99 kW | Other | 2017 | April Monthly Peak | 4 | 21099.1055
Program SpecificSize: 20 kW to 199.99 kWOther2017August Monthly Peak | Program Specific | Size: 20 kW to 199.99 kW | Other | 2017 | August Monthly Peak | 8 | 21099.1055
Program SpecificSize: 20 kW to 199.99 kWOther2017December Monthly Peak | Program Specific | Size: 20 kW to 199.99 kW | Other | 2017 | December Monthly Peak | 12 | 21099.1055
Program SpecificSize: 20 kW to 199.99 kWOther2017February Monthly Peak | Program Specific | Size: 20 kW to 199.99 kW | Other | 2017 | February Monthly Peak | 2 | 0
Program SpecificSize: 20 kW to 199.99 kWOther2017January Monthly Peak | Program Specific | Size: 20 kW to 199.99 kW | Other | 2017 | January Monthly Peak | 1 | 0
Program SpecificSize: 20 kW to 199.99 kWOther2017July Monthly Peak | Program Specific | Size: 20 kW to 199.99 kW | Other | 2017 | July Monthly Peak | 7 | 21099.1055
Program SpecificSize: 20 kW to 199.99 kWOther2017June Monthly Peak | Program Specific | Size: 20 kW to 199.99 kW | Other | 2017 | June Monthly Peak | 6 | 21099.1055
Program SpecificSize: 20 kW to 199.99 kWOther2017March Monthly Peak | Program Specific | Size: 20 kW to 199.99 kW | Other | 2017 | March Monthly Peak | 3 | 0
Program SpecificSize: 20 kW to 199.99 kWOther2017May Monthly Peak | Program Specific | Size: 20 kW to 199.99 kW | Other | 2017 | May Monthly Peak | 5 | 21099.1055
Program SpecificSize: 20 kW to 199.99 kWOther2017November Monthly Peak | Program Specific | Size: 20 kW to 199.99 kW | Other | 2017 | November Monthly Peak | 11 | 21099.1055
Program SpecificSize: 20 kW to 199.99 kWOther2017October Monthly Peak | Program Specific | Size: 20 kW to 199.99 kW | Other | 2017 | October Monthly Peak | 10 | 21099.1055
Program SpecificSize: 20 kW to 199.99 kWOther2017September Monthly Peak | Program Specific | Size: 20 kW to 199.99 kW | Other | 2017 | September Monthly Peak | 9 | 21099.1055
Program SpecificSize: 20 kW to 199.99 kWOther2017Typical Event Day | Program Specific | Size: 20 kW to 199.99 kW | Other | 2017 | Typical Event Day | 8 | 21099.1055
Program SpecificSize: 20 kW to 199.99 kWOther2018April Monthly Peak | Program Specific | Size: 20 kW to 199.99 kW | Other | 2018 | April Monthly Peak | 4 | 8439.6422
Program SpecificSize: 20 kW to 199.99 kWOther2018August Monthly Peak | Program Specific | Size: 20 kW to 199.99 kW | Other | 2018 | August Monthly Peak | 8 | 8439.6422
Program SpecificSize: 20 kW to 199.99 kWOther2018December Monthly Peak | Program Specific | Size: 20 kW to 199.99 kW | Other | 2018 | December Monthly Peak | 12 | 8439.6422
Program SpecificSize: 20 kW to 199.99 kWOther2018February Monthly Peak | Program Specific | Size: 20 kW to 199.99 kW | Other | 2018 | February Monthly Peak | 2 | 21099.1055
Program SpecificSize: 20 kW to 199.99 kWOther2018January Monthly Peak | Program Specific | Size: 20 kW to 199.99 kW | Other | 2018 | January Monthly Peak | 1 | 21099.1055
Program SpecificSize: 20 kW to 199.99 kWOther2018July Monthly Peak | Program Specific | Size: 20 kW to 199.99 kW | Other | 2018 | July Monthly Peak | 7 | 8439.6422
Program SpecificSize: 20 kW to 199.99 kWOther2018June Monthly Peak | Program Specific | Size: 20 kW to 199.99 kW | Other | 2018 | June Monthly Peak | 6 | 8439.6422
Program SpecificSize: 20 kW to 199.99 kWOther2018March Monthly Peak | Program Specific | Size: 20 kW to 199.99 kW | Other | 2018 | March Monthly Peak | 3 | 21099.1055
Program SpecificSize: 20 kW to 199.99 kWOther2018May Monthly Peak | Program Specific | Size: 20 kW to 199.99 kW | Other | 2018 | May Monthly Peak | 5 | 8439.6422
Program SpecificSize: 20 kW to 199.99 kWOther2018November Monthly Peak | Program Specific | Size: 20 kW to 199.99 kW | Other | 2018 | November Monthly Peak | 11 | 8439.6422
Program SpecificSize: 20 kW to 199.99 kWOther2018October Monthly Peak | Program Specific | Size: 20 kW to 199.99 kW | Other | 2018 | October Monthly Peak | 10 | 8439.6422
Program SpecificSize: 20 kW to 199.99 kWOther2018September Monthly Peak | Program Specific | Size: 20 kW to 199.99 kW | Other | 2018 | September Monthly Peak | 9 | 8439.6422
Program SpecificSize: 20 kW to 199.99 kWOther2018Typical Event Day | Program Specific | Size: 20 kW to 199.99 kW | Other | 2018 | Typical Event Day | 8 | 8439.6422
Program SpecificSize: 20 kW to 199.99 kWOther2019April Monthly Peak | Program Specific | Size: 20 kW to 199.99 kW | Other | 2019 | April Monthly Peak | 4 | 8711.4171
Program SpecificSize: 20 kW to 199.99 kWOther2019August Monthly Peak | Program Specific | Size: 20 kW to 199.99 kW | Other | 2019 | August Monthly Peak | 8 | 8711.4171
Program SpecificSize: 20 kW to 199.99 kWOther2019December Monthly Peak | Program Specific | Size: 20 kW to 199.99 kW | Other | 2019 | December Monthly Peak | 12 | 8711.4171
Program SpecificSize: 20 kW to 199.99 kWOther2019February Monthly Peak | Program Specific | Size: 20 kW to 199.99 kW | Other | 2019 | February Monthly Peak | 2 | 8439.6422
Program SpecificSize: 20 kW to 199.99 kWOther2019January Monthly Peak | Program Specific | Size: 20 kW to 199.99 kW | Other | 2019 | January Monthly Peak | 1 | 8439.6422
Program SpecificSize: 20 kW to 199.99 kWOther2019July Monthly Peak | Program Specific | Size: 20 kW to 199.99 kW | Other | 2019 | July Monthly Peak | 7 | 8711.4171
Program SpecificSize: 20 kW to 199.99 kWOther2019June Monthly Peak | Program Specific | Size: 20 kW to 199.99 kW | Other | 2019 | June Monthly Peak | 6 | 8711.4171
Program SpecificSize: 20 kW to 199.99 kWOther2019March Monthly Peak | Program Specific | Size: 20 kW to 199.99 kW | Other | 2019 | March Monthly Peak | 3 | 8439.6422
Program SpecificSize: 20 kW to 199.99 kWOther2019May Monthly Peak | Program Specific | Size: 20 kW to 199.99 kW | Other | 2019 | May Monthly Peak | 5 | 8711.4171
Program SpecificSize: 20 kW to 199.99 kWOther2019November Monthly Peak | Program Specific | Size: 20 kW to 199.99 kW | Other | 2019 | November Monthly Peak | 11 | 8711.4171
Program SpecificSize: 20 kW to 199.99 kWOther2019October Monthly Peak | Program Specific | Size: 20 kW to 199.99 kW | Other | 2019 | October Monthly Peak | 10 | 8711.4171
Program SpecificSize: 20 kW to 199.99 kWOther2019September Monthly Peak | Program Specific | Size: 20 kW to 199.99 kW | Other | 2019 | September Monthly Peak | 9 | 8711.4171
Program SpecificSize: 20 kW to 199.99 kWOther2019Typical Event Day | Program Specific | Size: 20 kW to 199.99 kW | Other | 2019 | Typical Event Day | 8 | 8711.4171
Program SpecificSize: 20 kW to 199.99 kWOther2020April Monthly Peak | Program Specific | Size: 20 kW to 199.99 kW | Other | 2020 | April Monthly Peak | 4 | 8991.9437
Program SpecificSize: 20 kW to 199.99 kWOther2020August Monthly Peak | Program Specific | Size: 20 kW to 199.99 kW | Other | 2020 | August Monthly Peak | 8 | 8991.9437
Program SpecificSize: 20 kW to 199.99 kWOther2020December Monthly Peak | Program Specific | Size: 20 kW to 199.99 kW | Other | 2020 | December Monthly Peak | 12 | 8991.9437
Program SpecificSize: 20 kW to 199.99 kWOther2020February Monthly Peak | Program Specific | Size: 20 kW to 199.99 kW | Other | 2020 | February Monthly Peak | 2 | 8711.4171
Program SpecificSize: 20 kW to 199.99 kWOther2020January Monthly Peak | Program Specific | Size: 20 kW to 199.99 kW | Other | 2020 | January Monthly Peak | 1 | 8711.4171
Program SpecificSize: 20 kW to 199.99 kWOther2020July Monthly Peak | Program Specific | Size: 20 kW to 199.99 kW | Other | 2020 | July Monthly Peak | 7 | 8991.9437
Program SpecificSize: 20 kW to 199.99 kWOther2020June Monthly Peak | Program Specific | Size: 20 kW to 199.99 kW | Other | 2020 | June Monthly Peak | 6 | 8991.9437
Program SpecificSize: 20 kW to 199.99 kWOther2020March Monthly Peak | Program Specific | Size: 20 kW to 199.99 kW | Other | 2020 | March Monthly Peak | 3 | 8711.4171
Program SpecificSize: 20 kW to 199.99 kWOther2020May Monthly Peak | Program Specific | Size: 20 kW to 199.99 kW | Other | 2020 | May Monthly Peak | 5 | 8991.9437
Program SpecificSize: 20 kW to 199.99 kWOther2020November Monthly Peak | Program Specific | Size: 20 kW to 199.99 kW | Other | 2020 | November Monthly Peak | 11 | 8991.9437
Program SpecificSize: 20 kW to 199.99 kWOther2020October Monthly Peak | Program Specific | Size: 20 kW to 199.99 kW | Other | 2020 | October Monthly Peak | 10 | 8991.9437
Program SpecificSize: 20 kW to 199.99 kWOther2020September Monthly Peak | Program Specific | Size: 20 kW to 199.99 kW | Other | 2020 | September Monthly Peak | 9 | 8991.9437
Program SpecificSize: 20 kW to 199.99 kWOther2020Typical Event Day | Program Specific | Size: 20 kW to 199.99 kW | Other | 2020 | Typical Event Day | 8 | 8991.9437
Program SpecificSize: 20 kW to 199.99 kWOther2021April Monthly Peak | Program Specific | Size: 20 kW to 199.99 kW | Other | 2021 | April Monthly Peak | 4 | 9281.5039
Program SpecificSize: 20 kW to 199.99 kWOther2021August Monthly Peak | Program Specific | Size: 20 kW to 199.99 kW | Other | 2021 | August Monthly Peak | 8 | 9281.5039
Program SpecificSize: 20 kW to 199.99 kWOther2021December Monthly Peak | Program Specific | Size: 20 kW to 199.99 kW | Other | 2021 | December Monthly Peak | 12 | 9281.5039
Program SpecificSize: 20 kW to 199.99 kWOther2021February Monthly Peak | Program Specific | Size: 20 kW to 199.99 kW | Other | 2021 | February Monthly Peak | 2 | 8991.9437
Program SpecificSize: 20 kW to 199.99 kWOther2021January Monthly Peak | Program Specific | Size: 20 kW to 199.99 kW | Other | 2021 | January Monthly Peak | 1 | 8991.9437
Program SpecificSize: 20 kW to 199.99 kWOther2021July Monthly Peak | Program Specific | Size: 20 kW to 199.99 kW | Other | 2021 | July Monthly Peak | 7 | 9281.5039
Program SpecificSize: 20 kW to 199.99 kWOther2021June Monthly Peak | Program Specific | Size: 20 kW to 199.99 kW | Other | 2021 | June Monthly Peak | 6 | 9281.5039
Program SpecificSize: 20 kW to 199.99 kWOther2021March Monthly Peak | Program Specific | Size: 20 kW to 199.99 kW | Other | 2021 | March Monthly Peak | 3 | 8991.9437
Program SpecificSize: 20 kW to 199.99 kWOther2021May Monthly Peak | Program Specific | Size: 20 kW to 199.99 kW | Other | 2021 | May Monthly Peak | 5 | 9281.5039
Program SpecificSize: 20 kW to 199.99 kWOther2021November Monthly Peak | Program Specific | Size: 20 kW to 199.99 kW | Other | 2021 | November Monthly Peak | 11 | 9281.5039
Program SpecificSize: 20 kW to 199.99 kWOther2021October Monthly Peak | Program Specific | Size: 20 kW to 199.99 kW | Other | 2021 | October Monthly Peak | 10 | 9281.5039
Program SpecificSize: 20 kW to 199.99 kWOther2021September Monthly Peak | Program Specific | Size: 20 kW to 199.99 kW | Other | 2021 | September Monthly Peak | 9 | 9281.5039
Program SpecificSize: 20 kW to 199.99 kWOther2021Typical Event Day | Program Specific | Size: 20 kW to 199.99 kW | Other | 2021 | Typical Event Day | 8 | 9281.5039
Program SpecificSize: 20 kW to 199.99 kWOther2022April Monthly Peak | Program Specific | Size: 20 kW to 199.99 kW | Other | 2022 | April Monthly Peak | 4 | 9580.3886
Program SpecificSize: 20 kW to 199.99 kWOther2022August Monthly Peak | Program Specific | Size: 20 kW to 199.99 kW | Other | 2022 | August Monthly Peak | 8 | 9580.3886
Program SpecificSize: 20 kW to 199.99 kWOther2022December Monthly Peak | Program Specific | Size: 20 kW to 199.99 kW | Other | 2022 | December Monthly Peak | 12 | 9580.3886
Program SpecificSize: 20 kW to 199.99 kWOther2022February Monthly Peak | Program Specific | Size: 20 kW to 199.99 kW | Other | 2022 | February Monthly Peak | 2 | 9281.5039
Program SpecificSize: 20 kW to 199.99 kWOther2022January Monthly Peak | Program Specific | Size: 20 kW to 199.99 kW | Other | 2022 | January Monthly Peak | 1 | 9281.5039
Program SpecificSize: 20 kW to 199.99 kWOther2022July Monthly Peak | Program Specific | Size: 20 kW to 199.99 kW | Other | 2022 | July Monthly Peak | 7 | 9580.3886
Program SpecificSize: 20 kW to 199.99 kWOther2022June Monthly Peak | Program Specific | Size: 20 kW to 199.99 kW | Other | 2022 | June Monthly Peak | 6 | 9580.3886
Program SpecificSize: 20 kW to 199.99 kWOther2022March Monthly Peak | Program Specific | Size: 20 kW to 199.99 kW | Other | 2022 | March Monthly Peak | 3 | 9281.5039
Program SpecificSize: 20 kW to 199.99 kWOther2022May Monthly Peak | Program Specific | Size: 20 kW to 199.99 kW | Other | 2022 | May Monthly Peak | 5 | 9580.3886
Program SpecificSize: 20 kW to 199.99 kWOther2022November Monthly Peak | Program Specific | Size: 20 kW to 199.99 kW | Other | 2022 | November Monthly Peak | 11 | 9580.3886
Program SpecificSize: 20 kW to 199.99 kWOther2022October Monthly Peak | Program Specific | Size: 20 kW to 199.99 kW | Other | 2022 | October Monthly Peak | 10 | 9580.3886
Program SpecificSize: 20 kW to 199.99 kWOther2022September Monthly Peak | Program Specific | Size: 20 kW to 199.99 kW | Other | 2022 | September Monthly Peak | 9 | 9580.3886
Program SpecificSize: 20 kW to 199.99 kWOther2022Typical Event Day | Program Specific | Size: 20 kW to 199.99 kW | Other | 2022 | Typical Event Day | 8 | 9580.3886
Program SpecificSize: 20 kW to 199.99 kWOther2023April Monthly Peak | Program Specific | Size: 20 kW to 199.99 kW | Other | 2023 | April Monthly Peak | 4 | 9888.898
Program SpecificSize: 20 kW to 199.99 kWOther2023August Monthly Peak | Program Specific | Size: 20 kW to 199.99 kW | Other | 2023 | August Monthly Peak | 8 | 9888.898
Program SpecificSize: 20 kW to 199.99 kWOther2023December Monthly Peak | Program Specific | Size: 20 kW to 199.99 kW | Other | 2023 | December Monthly Peak | 12 | 9888.898
Program SpecificSize: 20 kW to 199.99 kWOther2023February Monthly Peak | Program Specific | Size: 20 kW to 199.99 kW | Other | 2023 | February Monthly Peak | 2 | 9580.3886
Program SpecificSize: 20 kW to 199.99 kWOther2023January Monthly Peak | Program Specific | Size: 20 kW to 199.99 kW | Other | 2023 | January Monthly Peak | 1 | 9580.3886
Program SpecificSize: 20 kW to 199.99 kWOther2023July Monthly Peak | Program Specific | Size: 20 kW to 199.99 kW | Other | 2023 | July Monthly Peak | 7 | 9888.898
Program SpecificSize: 20 kW to 199.99 kWOther2023June Monthly Peak | Program Specific | Size: 20 kW to 199.99 kW | Other | 2023 | June Monthly Peak | 6 | 9888.898
Program SpecificSize: 20 kW to 199.99 kWOther2023March Monthly Peak | Program Specific | Size: 20 kW to 199.99 kW | Other | 2023 | March Monthly Peak | 3 | 9580.3886
Program SpecificSize: 20 kW to 199.99 kWOther2023May Monthly Peak | Program Specific | Size: 20 kW to 199.99 kW | Other | 2023 | May Monthly Peak | 5 | 9888.898
Program SpecificSize: 20 kW to 199.99 kWOther2023November Monthly Peak | Program Specific | Size: 20 kW to 199.99 kW | Other | 2023 | November Monthly Peak | 11 | 9888.898
Program SpecificSize: 20 kW to 199.99 kWOther2023October Monthly Peak | Program Specific | Size: 20 kW to 199.99 kW | Other | 2023 | October Monthly Peak | 10 | 9888.898
Program SpecificSize: 20 kW to 199.99 kWOther2023September Monthly Peak | Program Specific | Size: 20 kW to 199.99 kW | Other | 2023 | September Monthly Peak | 9 | 9888.898
Program SpecificSize: 20 kW to 199.99 kWOther2023Typical Event Day | Program Specific | Size: 20 kW to 199.99 kW | Other | 2023 | Typical Event Day | 8 | 9888.898
Program SpecificSize: 20 kW to 199.99 kWOther2024April Monthly Peak | Program Specific | Size: 20 kW to 199.99 kW | Other | 2024 | April Monthly Peak | 4 | 10207.342
Program SpecificSize: 20 kW to 199.99 kWOther2024August Monthly Peak | Program Specific | Size: 20 kW to 199.99 kW | Other | 2024 | August Monthly Peak | 8 | 10207.342
Program SpecificSize: 20 kW to 199.99 kWOther2024December Monthly Peak | Program Specific | Size: 20 kW to 199.99 kW | Other | 2024 | December Monthly Peak | 12 | 10207.342
Program SpecificSize: 20 kW to 199.99 kWOther2024February Monthly Peak | Program Specific | Size: 20 kW to 199.99 kW | Other | 2024 | February Monthly Peak | 2 | 9888.898
Program SpecificSize: 20 kW to 199.99 kWOther2024January Monthly Peak | Program Specific | Size: 20 kW to 199.99 kW | Other | 2024 | January Monthly Peak | 1 | 9888.898
Program SpecificSize: 20 kW to 199.99 kWOther2024July Monthly Peak | Program Specific | Size: 20 kW to 199.99 kW | Other | 2024 | July Monthly Peak | 7 | 10207.342
Program SpecificSize: 20 kW to 199.99 kWOther2024June Monthly Peak | Program Specific | Size: 20 kW to 199.99 kW | Other | 2024 | June Monthly Peak | 6 | 10207.342
Program SpecificSize: 20 kW to 199.99 kWOther2024March Monthly Peak | Program Specific | Size: 20 kW to 199.99 kW | Other | 2024 | March Monthly Peak | 3 | 9888.898
Program SpecificSize: 20 kW to 199.99 kWOther2024May Monthly Peak | Program Specific | Size: 20 kW to 199.99 kW | Other | 2024 | May Monthly Peak | 5 | 10207.342
Program SpecificSize: 20 kW to 199.99 kWOther2024November Monthly Peak | Program Specific | Size: 20 kW to 199.99 kW | Other | 2024 | November Monthly Peak | 11 | 10207.342
Program SpecificSize: 20 kW to 199.99 kWOther2024October Monthly Peak | Program Specific | Size: 20 kW to 199.99 kW | Other | 2024 | October Monthly Peak | 10 | 10207.342
Program SpecificSize: 20 kW to 199.99 kWOther2024September Monthly Peak | Program Specific | Size: 20 kW to 199.99 kW | Other | 2024 | September Monthly Peak | 9 | 10207.342
Program SpecificSize: 20 kW to 199.99 kWOther2024Typical Event Day | Program Specific | Size: 20 kW to 199.99 kW | Other | 2024 | Typical Event Day | 8 | 10207.342
Program SpecificSize: 20 kW to 199.99 kWOther2025April Monthly Peak | Program Specific | Size: 20 kW to 199.99 kW | Other | 2025 | April Monthly Peak | 4 | 10536.0407
Program SpecificSize: 20 kW to 199.99 kWOther2025August Monthly Peak | Program Specific | Size: 20 kW to 199.99 kW | Other | 2025 | August Monthly Peak | 8 | 10536.0407
Program SpecificSize: 20 kW to 199.99 kWOther2025December Monthly Peak | Program Specific | Size: 20 kW to 199.99 kW | Other | 2025 | December Monthly Peak | 12 | 10536.0407
Program SpecificSize: 20 kW to 199.99 kWOther2025February Monthly Peak | Program Specific | Size: 20 kW to 199.99 kW | Other | 2025 | February Monthly Peak | 2 | 10207.342
Program SpecificSize: 20 kW to 199.99 kWOther2025January Monthly Peak | Program Specific | Size: 20 kW to 199.99 kW | Other | 2025 | January Monthly Peak | 1 | 10207.342
Program SpecificSize: 20 kW to 199.99 kWOther2025July Monthly Peak | Program Specific | Size: 20 kW to 199.99 kW | Other | 2025 | July Monthly Peak | 7 | 10536.0407
Program SpecificSize: 20 kW to 199.99 kWOther2025June Monthly Peak | Program Specific | Size: 20 kW to 199.99 kW | Other | 2025 | June Monthly Peak | 6 | 10536.0407
Program SpecificSize: 20 kW to 199.99 kWOther2025March Monthly Peak | Program Specific | Size: 20 kW to 199.99 kW | Other | 2025 | March Monthly Peak | 3 | 10207.342
Program SpecificSize: 20 kW to 199.99 kWOther2025May Monthly Peak | Program Specific | Size: 20 kW to 199.99 kW | Other | 2025 | May Monthly Peak | 5 | 10536.0407
Program SpecificSize: 20 kW to 199.99 kWOther2025November Monthly Peak | Program Specific | Size: 20 kW to 199.99 kW | Other | 2025 | November Monthly Peak | 11 | 10536.0407
Program SpecificSize: 20 kW to 199.99 kWOther2025October Monthly Peak | Program Specific | Size: 20 kW to 199.99 kW | Other | 2025 | October Monthly Peak | 10 | 10536.0407
Program SpecificSize: 20 kW to 199.99 kWOther2025September Monthly Peak | Program Specific | Size: 20 kW to 199.99 kW | Other | 2025 | September Monthly Peak | 9 | 10536.0407
Program SpecificSize: 20 kW to 199.99 kWOther2025Typical Event Day | Program Specific | Size: 20 kW to 199.99 kW | Other | 2025 | Typical Event Day | 8 | 10536.0407
Program SpecificSize: 20 kW to 199.99 kWSouth of Lugo2015April Monthly Peak | Program Specific | Size: 20 kW to 199.99 kW | South of Lugo | 2015 | April Monthly Peak | 4 | 0
Program SpecificSize: 20 kW to 199.99 kWSouth of Lugo2015August Monthly Peak | Program Specific | Size: 20 kW to 199.99 kW | South of Lugo | 2015 | August Monthly Peak | 8 | 0
Program SpecificSize: 20 kW to 199.99 kWSouth of Lugo2015December Monthly Peak | Program Specific | Size: 20 kW to 199.99 kW | South of Lugo | 2015 | December Monthly Peak | 12 | 0
Program SpecificSize: 20 kW to 199.99 kWSouth of Lugo2015February Monthly Peak | Program Specific | Size: 20 kW to 199.99 kW | South of Lugo | 2015 | February Monthly Peak | 2 | 0
Program SpecificSize: 20 kW to 199.99 kWSouth of Lugo2015January Monthly Peak | Program Specific | Size: 20 kW to 199.99 kW | South of Lugo | 2015 | January Monthly Peak | 1 | 0
Program SpecificSize: 20 kW to 199.99 kWSouth of Lugo2015July Monthly Peak | Program Specific | Size: 20 kW to 199.99 kW | South of Lugo | 2015 | July Monthly Peak | 7 | 0
Program SpecificSize: 20 kW to 199.99 kWSouth of Lugo2015June Monthly Peak | Program Specific | Size: 20 kW to 199.99 kW | South of Lugo | 2015 | June Monthly Peak | 6 | 0
Program SpecificSize: 20 kW to 199.99 kWSouth of Lugo2015March Monthly Peak | Program Specific | Size: 20 kW to 199.99 kW | South of Lugo | 2015 | March Monthly Peak | 3 | 0
Program SpecificSize: 20 kW to 199.99 kWSouth of Lugo2015May Monthly Peak | Program Specific | Size: 20 kW to 199.99 kW | South of Lugo | 2015 | May Monthly Peak | 5 | 0
Program SpecificSize: 20 kW to 199.99 kWSouth of Lugo2015November Monthly Peak | Program Specific | Size: 20 kW to 199.99 kW | South of Lugo | 2015 | November Monthly Peak | 11 | 0
Program SpecificSize: 20 kW to 199.99 kWSouth of Lugo2015October Monthly Peak | Program Specific | Size: 20 kW to 199.99 kW | South of Lugo | 2015 | October Monthly Peak | 10 | 0
Program SpecificSize: 20 kW to 199.99 kWSouth of Lugo2015September Monthly Peak | Program Specific | Size: 20 kW to 199.99 kW | South of Lugo | 2015 | September Monthly Peak | 9 | 0
Program SpecificSize: 20 kW to 199.99 kWSouth of Lugo2015Typical Event Day | Program Specific | Size: 20 kW to 199.99 kW | South of Lugo | 2015 | Typical Event Day | 8 | 0
Program SpecificSize: 20 kW to 199.99 kWSouth of Lugo2016April Monthly Peak | Program Specific | Size: 20 kW to 199.99 kW | South of Lugo | 2016 | April Monthly Peak | 4 | 0
Program SpecificSize: 20 kW to 199.99 kWSouth of Lugo2016August Monthly Peak | Program Specific | Size: 20 kW to 199.99 kW | South of Lugo | 2016 | August Monthly Peak | 8 | 0
Program SpecificSize: 20 kW to 199.99 kWSouth of Lugo2016December Monthly Peak | Program Specific | Size: 20 kW to 199.99 kW | South of Lugo | 2016 | December Monthly Peak | 12 | 0
Program SpecificSize: 20 kW to 199.99 kWSouth of Lugo2016February Monthly Peak | Program Specific | Size: 20 kW to 199.99 kW | South of Lugo | 2016 | February Monthly Peak | 2 | 0
Program SpecificSize: 20 kW to 199.99 kWSouth of Lugo2016January Monthly Peak | Program Specific | Size: 20 kW to 199.99 kW | South of Lugo | 2016 | January Monthly Peak | 1 | 0
Program SpecificSize: 20 kW to 199.99 kWSouth of Lugo2016July Monthly Peak | Program Specific | Size: 20 kW to 199.99 kW | South of Lugo | 2016 | July Monthly Peak | 7 | 0
Program SpecificSize: 20 kW to 199.99 kWSouth of Lugo2016June Monthly Peak | Program Specific | Size: 20 kW to 199.99 kW | South of Lugo | 2016 | June Monthly Peak | 6 | 0
Program SpecificSize: 20 kW to 199.99 kWSouth of Lugo2016March Monthly Peak | Program Specific | Size: 20 kW to 199.99 kW | South of Lugo | 2016 | March Monthly Peak | 3 | 0
Program SpecificSize: 20 kW to 199.99 kWSouth of Lugo2016May Monthly Peak | Program Specific | Size: 20 kW to 199.99 kW | South of Lugo | 2016 | May Monthly Peak | 5 | 0
Program SpecificSize: 20 kW to 199.99 kWSouth of Lugo2016November Monthly Peak | Program Specific | Size: 20 kW to 199.99 kW | South of Lugo | 2016 | November Monthly Peak | 11 | 0
Program SpecificSize: 20 kW to 199.99 kWSouth of Lugo2016October Monthly Peak | Program Specific | Size: 20 kW to 199.99 kW | South of Lugo | 2016 | October Monthly Peak | 10 | 0
Program SpecificSize: 20 kW to 199.99 kWSouth of Lugo2016September Monthly Peak | Program Specific | Size: 20 kW to 199.99 kW | South of Lugo | 2016 | September Monthly Peak | 9 | 0
Program SpecificSize: 20 kW to 199.99 kWSouth of Lugo2016Typical Event Day | Program Specific | Size: 20 kW to 199.99 kW | South of Lugo | 2016 | Typical Event Day | 8 | 0
Program SpecificSize: 20 kW to 199.99 kWSouth of Lugo2017April Monthly Peak | Program Specific | Size: 20 kW to 199.99 kW | South of Lugo | 2017 | April Monthly Peak | 4 | 4313.6789
Program SpecificSize: 20 kW to 199.99 kWSouth of Lugo2017August Monthly Peak | Program Specific | Size: 20 kW to 199.99 kW | South of Lugo | 2017 | August Monthly Peak | 8 | 4313.6789
Program SpecificSize: 20 kW to 199.99 kWSouth of Lugo2017December Monthly Peak | Program Specific | Size: 20 kW to 199.99 kW | South of Lugo | 2017 | December Monthly Peak | 12 | 4313.6789
Program SpecificSize: 20 kW to 199.99 kWSouth of Lugo2017February Monthly Peak | Program Specific | Size: 20 kW to 199.99 kW | South of Lugo | 2017 | February Monthly Peak | 2 | 0
Program SpecificSize: 20 kW to 199.99 kWSouth of Lugo2017January Monthly Peak | Program Specific | Size: 20 kW to 199.99 kW | South of Lugo | 2017 | January Monthly Peak | 1 | 0
Program SpecificSize: 20 kW to 199.99 kWSouth of Lugo2017July Monthly Peak | Program Specific | Size: 20 kW to 199.99 kW | South of Lugo | 2017 | July Monthly Peak | 7 | 4313.6789
Program SpecificSize: 20 kW to 199.99 kWSouth of Lugo2017June Monthly Peak | Program Specific | Size: 20 kW to 199.99 kW | South of Lugo | 2017 | June Monthly Peak | 6 | 4313.6789
Program SpecificSize: 20 kW to 199.99 kWSouth of Lugo2017March Monthly Peak | Program Specific | Size: 20 kW to 199.99 kW | South of Lugo | 2017 | March Monthly Peak | 3 | 0
Program SpecificSize: 20 kW to 199.99 kWSouth of Lugo2017May Monthly Peak | Program Specific | Size: 20 kW to 199.99 kW | South of Lugo | 2017 | May Monthly Peak | 5 | 4313.6789
Program SpecificSize: 20 kW to 199.99 kWSouth of Lugo2017November Monthly Peak | Program Specific | Size: 20 kW to 199.99 kW | South of Lugo | 2017 | November Monthly Peak | 11 | 4313.6789
Program SpecificSize: 20 kW to 199.99 kWSouth of Lugo2017October Monthly Peak | Program Specific | Size: 20 kW to 199.99 kW | South of Lugo | 2017 | October Monthly Peak | 10 | 4313.6789
Program SpecificSize: 20 kW to 199.99 kWSouth of Lugo2017September Monthly Peak | Program Specific | Size: 20 kW to 199.99 kW | South of Lugo | 2017 | September Monthly Peak | 9 | 4313.6789
Program SpecificSize: 20 kW to 199.99 kWSouth of Lugo2017Typical Event Day | Program Specific | Size: 20 kW to 199.99 kW | South of Lugo | 2017 | Typical Event Day | 8 | 4313.6789
Program SpecificSize: 20 kW to 199.99 kWSouth of Lugo2018April Monthly Peak | Program Specific | Size: 20 kW to 199.99 kW | South of Lugo | 2018 | April Monthly Peak | 4 | 1725.4716
Program SpecificSize: 20 kW to 199.99 kWSouth of Lugo2018August Monthly Peak | Program Specific | Size: 20 kW to 199.99 kW | South of Lugo | 2018 | August Monthly Peak | 8 | 1725.4716
Program SpecificSize: 20 kW to 199.99 kWSouth of Lugo2018December Monthly Peak | Program Specific | Size: 20 kW to 199.99 kW | South of Lugo | 2018 | December Monthly Peak | 12 | 1725.4716
Program SpecificSize: 20 kW to 199.99 kWSouth of Lugo2018February Monthly Peak | Program Specific | Size: 20 kW to 199.99 kW | South of Lugo | 2018 | February Monthly Peak | 2 | 4313.6789
Program SpecificSize: 20 kW to 199.99 kWSouth of Lugo2018January Monthly Peak | Program Specific | Size: 20 kW to 199.99 kW | South of Lugo | 2018 | January Monthly Peak | 1 | 4313.6789
Program SpecificSize: 20 kW to 199.99 kWSouth of Lugo2018July Monthly Peak | Program Specific | Size: 20 kW to 199.99 kW | South of Lugo | 2018 | July Monthly Peak | 7 | 1725.4716
Program SpecificSize: 20 kW to 199.99 kWSouth of Lugo2018June Monthly Peak | Program Specific | Size: 20 kW to 199.99 kW | South of Lugo | 2018 | June Monthly Peak | 6 | 1725.4716
Program SpecificSize: 20 kW to 199.99 kWSouth of Lugo2018March Monthly Peak | Program Specific | Size: 20 kW to 199.99 kW | South of Lugo | 2018 | March Monthly Peak | 3 | 4313.6789
Program SpecificSize: 20 kW to 199.99 kWSouth of Lugo2018May Monthly Peak | Program Specific | Size: 20 kW to 199.99 kW | South of Lugo | 2018 | May Monthly Peak | 5 | 1725.4716
Program SpecificSize: 20 kW to 199.99 kWSouth of Lugo2018November Monthly Peak | Program Specific | Size: 20 kW to 199.99 kW | South of Lugo | 2018 | November Monthly Peak | 11 | 1725.4716
Program SpecificSize: 20 kW to 199.99 kWSouth of Lugo2018October Monthly Peak | Program Specific | Size: 20 kW to 199.99 kW | South of Lugo | 2018 | October Monthly Peak | 10 | 1725.4716
Program SpecificSize: 20 kW to 199.99 kWSouth of Lugo2018September Monthly Peak | Program Specific | Size: 20 kW to 199.99 kW | South of Lugo | 2018 | September Monthly Peak | 9 | 1725.4716
Program SpecificSize: 20 kW to 199.99 kWSouth of Lugo2018Typical Event Day | Program Specific | Size: 20 kW to 199.99 kW | South of Lugo | 2018 | Typical Event Day | 8 | 1725.4716
Program SpecificSize: 20 kW to 199.99 kWSouth of Lugo2019April Monthly Peak | Program Specific | Size: 20 kW to 199.99 kW | South of Lugo | 2019 | April Monthly Peak | 4 | 1781.0355
Program SpecificSize: 20 kW to 199.99 kWSouth of Lugo2019August Monthly Peak | Program Specific | Size: 20 kW to 199.99 kW | South of Lugo | 2019 | August Monthly Peak | 8 | 1781.0355
Program SpecificSize: 20 kW to 199.99 kWSouth of Lugo2019December Monthly Peak | Program Specific | Size: 20 kW to 199.99 kW | South of Lugo | 2019 | December Monthly Peak | 12 | 1781.0355
Program SpecificSize: 20 kW to 199.99 kWSouth of Lugo2019February Monthly Peak | Program Specific | Size: 20 kW to 199.99 kW | South of Lugo | 2019 | February Monthly Peak | 2 | 1725.4716
Program SpecificSize: 20 kW to 199.99 kWSouth of Lugo2019January Monthly Peak | Program Specific | Size: 20 kW to 199.99 kW | South of Lugo | 2019 | January Monthly Peak | 1 | 1725.4716
Program SpecificSize: 20 kW to 199.99 kWSouth of Lugo2019July Monthly Peak | Program Specific | Size: 20 kW to 199.99 kW | South of Lugo | 2019 | July Monthly Peak | 7 | 1781.0355
Program SpecificSize: 20 kW to 199.99 kWSouth of Lugo2019June Monthly Peak | Program Specific | Size: 20 kW to 199.99 kW | South of Lugo | 2019 | June Monthly Peak | 6 | 1781.0355
Program SpecificSize: 20 kW to 199.99 kWSouth of Lugo2019March Monthly Peak | Program Specific | Size: 20 kW to 199.99 kW | South of Lugo | 2019 | March Monthly Peak | 3 | 1725.4716
Program SpecificSize: 20 kW to 199.99 kWSouth of Lugo2019May Monthly Peak | Program Specific | Size: 20 kW to 199.99 kW | South of Lugo | 2019 | May Monthly Peak | 5 | 1781.0355
Program SpecificSize: 20 kW to 199.99 kWSouth of Lugo2019November Monthly Peak | Program Specific | Size: 20 kW to 199.99 kW | South of Lugo | 2019 | November Monthly Peak | 11 | 1781.0355
Program SpecificSize: 20 kW to 199.99 kWSouth of Lugo2019October Monthly Peak | Program Specific | Size: 20 kW to 199.99 kW | South of Lugo | 2019 | October Monthly Peak | 10 | 1781.0355
Program SpecificSize: 20 kW to 199.99 kWSouth of Lugo2019September Monthly Peak | Program Specific | Size: 20 kW to 199.99 kW | South of Lugo | 2019 | September Monthly Peak | 9 | 1781.0355
Program SpecificSize: 20 kW to 199.99 kWSouth of Lugo2019Typical Event Day | Program Specific | Size: 20 kW to 199.99 kW | South of Lugo | 2019 | Typical Event Day | 8 | 1781.0355
Program SpecificSize: 20 kW to 199.99 kWSouth of Lugo2020April Monthly Peak | Program Specific | Size: 20 kW to 199.99 kW | South of Lugo | 2020 | April Monthly Peak | 4 | 1838.3888
Program SpecificSize: 20 kW to 199.99 kWSouth of Lugo2020August Monthly Peak | Program Specific | Size: 20 kW to 199.99 kW | South of Lugo | 2020 | August Monthly Peak | 8 | 1838.3888
Program SpecificSize: 20 kW to 199.99 kWSouth of Lugo2020December Monthly Peak | Program Specific | Size: 20 kW to 199.99 kW | South of Lugo | 2020 | December Monthly Peak | 12 | 1838.3888
Program SpecificSize: 20 kW to 199.99 kWSouth of Lugo2020February Monthly Peak | Program Specific | Size: 20 kW to 199.99 kW | South of Lugo | 2020 | February Monthly Peak | 2 | 1781.0355
Program SpecificSize: 20 kW to 199.99 kWSouth of Lugo2020January Monthly Peak | Program Specific | Size: 20 kW to 199.99 kW | South of Lugo | 2020 | January Monthly Peak | 1 | 1781.0355
Program SpecificSize: 20 kW to 199.99 kWSouth of Lugo2020July Monthly Peak | Program Specific | Size: 20 kW to 199.99 kW | South of Lugo | 2020 | July Monthly Peak | 7 | 1838.3888
Program SpecificSize: 20 kW to 199.99 kWSouth of Lugo2020June Monthly Peak | Program Specific | Size: 20 kW to 199.99 kW | South of Lugo | 2020 | June Monthly Peak | 6 | 1838.3888
Program SpecificSize: 20 kW to 199.99 kWSouth of Lugo2020March Monthly Peak | Program Specific | Size: 20 kW to 199.99 kW | South of Lugo | 2020 | March Monthly Peak | 3 | 1781.0355
Program SpecificSize: 20 kW to 199.99 kWSouth of Lugo2020May Monthly Peak | Program Specific | Size: 20 kW to 199.99 kW | South of Lugo | 2020 | May Monthly Peak | 5 | 1838.3888
Program SpecificSize: 20 kW to 199.99 kWSouth of Lugo2020November Monthly Peak | Program Specific | Size: 20 kW to 199.99 kW | South of Lugo | 2020 | November Monthly Peak | 11 | 1838.3888
Program SpecificSize: 20 kW to 199.99 kWSouth of Lugo2020October Monthly Peak | Program Specific | Size: 20 kW to 199.99 kW | South of Lugo | 2020 | October Monthly Peak | 10 | 1838.3888
Program SpecificSize: 20 kW to 199.99 kWSouth of Lugo2020September Monthly Peak | Program Specific | Size: 20 kW to 199.99 kW | South of Lugo | 2020 | September Monthly Peak | 9 | 1838.3888
Program SpecificSize: 20 kW to 199.99 kWSouth of Lugo2020Typical Event Day | Program Specific | Size: 20 kW to 199.99 kW | South of Lugo | 2020 | Typical Event Day | 8 | 1838.3888
Program SpecificSize: 20 kW to 199.99 kWSouth of Lugo2021April Monthly Peak | Program Specific | Size: 20 kW to 199.99 kW | South of Lugo | 2021 | April Monthly Peak | 4 | 1897.5889
Program SpecificSize: 20 kW to 199.99 kWSouth of Lugo2021August Monthly Peak | Program Specific | Size: 20 kW to 199.99 kW | South of Lugo | 2021 | August Monthly Peak | 8 | 1897.5889
Program SpecificSize: 20 kW to 199.99 kWSouth of Lugo2021December Monthly Peak | Program Specific | Size: 20 kW to 199.99 kW | South of Lugo | 2021 | December Monthly Peak | 12 | 1897.5889
Program SpecificSize: 20 kW to 199.99 kWSouth of Lugo2021February Monthly Peak | Program Specific | Size: 20 kW to 199.99 kW | South of Lugo | 2021 | February Monthly Peak | 2 | 1838.3888
Program SpecificSize: 20 kW to 199.99 kWSouth of Lugo2021January Monthly Peak | Program Specific | Size: 20 kW to 199.99 kW | South of Lugo | 2021 | January Monthly Peak | 1 | 1838.3888
Program SpecificSize: 20 kW to 199.99 kWSouth of Lugo2021July Monthly Peak | Program Specific | Size: 20 kW to 199.99 kW | South of Lugo | 2021 | July Monthly Peak | 7 | 1897.5889
Program SpecificSize: 20 kW to 199.99 kWSouth of Lugo2021June Monthly Peak | Program Specific | Size: 20 kW to 199.99 kW | South of Lugo | 2021 | June Monthly Peak | 6 | 1897.5889
Program SpecificSize: 20 kW to 199.99 kWSouth of Lugo2021March Monthly Peak | Program Specific | Size: 20 kW to 199.99 kW | South of Lugo | 2021 | March Monthly Peak | 3 | 1838.3888
Program SpecificSize: 20 kW to 199.99 kWSouth of Lugo2021May Monthly Peak | Program Specific | Size: 20 kW to 199.99 kW | South of Lugo | 2021 | May Monthly Peak | 5 | 1897.5889
Program SpecificSize: 20 kW to 199.99 kWSouth of Lugo2021November Monthly Peak | Program Specific | Size: 20 kW to 199.99 kW | South of Lugo | 2021 | November Monthly Peak | 11 | 1897.5889
Program SpecificSize: 20 kW to 199.99 kWSouth of Lugo2021October Monthly Peak | Program Specific | Size: 20 kW to 199.99 kW | South of Lugo | 2021 | October Monthly Peak | 10 | 1897.5889
Program SpecificSize: 20 kW to 199.99 kWSouth of Lugo2021September Monthly Peak | Program Specific | Size: 20 kW to 199.99 kW | South of Lugo | 2021 | September Monthly Peak | 9 | 1897.5889
Program SpecificSize: 20 kW to 199.99 kWSouth of Lugo2021Typical Event Day | Program Specific | Size: 20 kW to 199.99 kW | South of Lugo | 2021 | Typical Event Day | 8 | 1897.5889
Program SpecificSize: 20 kW to 199.99 kWSouth of Lugo2022April Monthly Peak | Program Specific | Size: 20 kW to 199.99 kW | South of Lugo | 2022 | April Monthly Peak | 4 | 1958.6954
Program SpecificSize: 20 kW to 199.99 kWSouth of Lugo2022August Monthly Peak | Program Specific | Size: 20 kW to 199.99 kW | South of Lugo | 2022 | August Monthly Peak | 8 | 1958.6954
Program SpecificSize: 20 kW to 199.99 kWSouth of Lugo2022December Monthly Peak | Program Specific | Size: 20 kW to 199.99 kW | South of Lugo | 2022 | December Monthly Peak | 12 | 1958.6954
Program SpecificSize: 20 kW to 199.99 kWSouth of Lugo2022February Monthly Peak | Program Specific | Size: 20 kW to 199.99 kW | South of Lugo | 2022 | February Monthly Peak | 2 | 1897.5889
Program SpecificSize: 20 kW to 199.99 kWSouth of Lugo2022January Monthly Peak | Program Specific | Size: 20 kW to 199.99 kW | South of Lugo | 2022 | January Monthly Peak | 1 | 1897.5889
Program SpecificSize: 20 kW to 199.99 kWSouth of Lugo2022July Monthly Peak | Program Specific | Size: 20 kW to 199.99 kW | South of Lugo | 2022 | July Monthly Peak | 7 | 1958.6954
Program SpecificSize: 20 kW to 199.99 kWSouth of Lugo2022June Monthly Peak | Program Specific | Size: 20 kW to 199.99 kW | South of Lugo | 2022 | June Monthly Peak | 6 | 1958.6954
Program SpecificSize: 20 kW to 199.99 kWSouth of Lugo2022March Monthly Peak | Program Specific | Size: 20 kW to 199.99 kW | South of Lugo | 2022 | March Monthly Peak | 3 | 1897.5889
Program SpecificSize: 20 kW to 199.99 kWSouth of Lugo2022May Monthly Peak | Program Specific | Size: 20 kW to 199.99 kW | South of Lugo | 2022 | May Monthly Peak | 5 | 1958.6954
Program SpecificSize: 20 kW to 199.99 kWSouth of Lugo2022November Monthly Peak | Program Specific | Size: 20 kW to 199.99 kW | South of Lugo | 2022 | November Monthly Peak | 11 | 1958.6954
Program SpecificSize: 20 kW to 199.99 kWSouth of Lugo2022October Monthly Peak | Program Specific | Size: 20 kW to 199.99 kW | South of Lugo | 2022 | October Monthly Peak | 10 | 1958.6954
Program SpecificSize: 20 kW to 199.99 kWSouth of Lugo2022September Monthly Peak | Program Specific | Size: 20 kW to 199.99 kW | South of Lugo | 2022 | September Monthly Peak | 9 | 1958.6954
Program SpecificSize: 20 kW to 199.99 kWSouth of Lugo2022Typical Event Day | Program Specific | Size: 20 kW to 199.99 kW | South of Lugo | 2022 | Typical Event Day | 8 | 1958.6954
Program SpecificSize: 20 kW to 199.99 kWSouth of Lugo2023April Monthly Peak | Program Specific | Size: 20 kW to 199.99 kW | South of Lugo | 2023 | April Monthly Peak | 4 | 2021.7696
Program SpecificSize: 20 kW to 199.99 kWSouth of Lugo2023August Monthly Peak | Program Specific | Size: 20 kW to 199.99 kW | South of Lugo | 2023 | August Monthly Peak | 8 | 2021.7696
Program SpecificSize: 20 kW to 199.99 kWSouth of Lugo2023December Monthly Peak | Program Specific | Size: 20 kW to 199.99 kW | South of Lugo | 2023 | December Monthly Peak | 12 | 2021.7696
Program SpecificSize: 20 kW to 199.99 kWSouth of Lugo2023February Monthly Peak | Program Specific | Size: 20 kW to 199.99 kW | South of Lugo | 2023 | February Monthly Peak | 2 | 1958.6954
Program SpecificSize: 20 kW to 199.99 kWSouth of Lugo2023January Monthly Peak | Program Specific | Size: 20 kW to 199.99 kW | South of Lugo | 2023 | January Monthly Peak | 1 | 1958.6954
Program SpecificSize: 20 kW to 199.99 kWSouth of Lugo2023July Monthly Peak | Program Specific | Size: 20 kW to 199.99 kW | South of Lugo | 2023 | July Monthly Peak | 7 | 2021.7696
Program SpecificSize: 20 kW to 199.99 kWSouth of Lugo2023June Monthly Peak | Program Specific | Size: 20 kW to 199.99 kW | South of Lugo | 2023 | June Monthly Peak | 6 | 2021.7696
Program SpecificSize: 20 kW to 199.99 kWSouth of Lugo2023March Monthly Peak | Program Specific | Size: 20 kW to 199.99 kW | South of Lugo | 2023 | March Monthly Peak | 3 | 1958.6954
Program SpecificSize: 20 kW to 199.99 kWSouth of Lugo2023May Monthly Peak | Program Specific | Size: 20 kW to 199.99 kW | South of Lugo | 2023 | May Monthly Peak | 5 | 2021.7696
Program SpecificSize: 20 kW to 199.99 kWSouth of Lugo2023November Monthly Peak | Program Specific | Size: 20 kW to 199.99 kW | South of Lugo | 2023 | November Monthly Peak | 11 | 2021.7696
Program SpecificSize: 20 kW to 199.99 kWSouth of Lugo2023October Monthly Peak | Program Specific | Size: 20 kW to 199.99 kW | South of Lugo | 2023 | October Monthly Peak | 10 | 2021.7696
Program SpecificSize: 20 kW to 199.99 kWSouth of Lugo2023September Monthly Peak | Program Specific | Size: 20 kW to 199.99 kW | South of Lugo | 2023 | September Monthly Peak | 9 | 2021.7696
Program SpecificSize: 20 kW to 199.99 kWSouth of Lugo2023Typical Event Day | Program Specific | Size: 20 kW to 199.99 kW | South of Lugo | 2023 | Typical Event Day | 8 | 2021.7696
Program SpecificSize: 20 kW to 199.99 kWSouth of Lugo2024April Monthly Peak | Program Specific | Size: 20 kW to 199.99 kW | South of Lugo | 2024 | April Monthly Peak | 4 | 2086.875
Program SpecificSize: 20 kW to 199.99 kWSouth of Lugo2024August Monthly Peak | Program Specific | Size: 20 kW to 199.99 kW | South of Lugo | 2024 | August Monthly Peak | 8 | 2086.875
Program SpecificSize: 20 kW to 199.99 kWSouth of Lugo2024December Monthly Peak | Program Specific | Size: 20 kW to 199.99 kW | South of Lugo | 2024 | December Monthly Peak | 12 | 2086.875
Program SpecificSize: 20 kW to 199.99 kWSouth of Lugo2024February Monthly Peak | Program Specific | Size: 20 kW to 199.99 kW | South of Lugo | 2024 | February Monthly Peak | 2 | 2021.7696
Program SpecificSize: 20 kW to 199.99 kWSouth of Lugo2024January Monthly Peak | Program Specific | Size: 20 kW to 199.99 kW | South of Lugo | 2024 | January Monthly Peak | 1 | 2021.7696
Program SpecificSize: 20 kW to 199.99 kWSouth of Lugo2024July Monthly Peak | Program Specific | Size: 20 kW to 199.99 kW | South of Lugo | 2024 | July Monthly Peak | 7 | 2086.875
Program SpecificSize: 20 kW to 199.99 kWSouth of Lugo2024June Monthly Peak | Program Specific | Size: 20 kW to 199.99 kW | South of Lugo | 2024 | June Monthly Peak | 6 | 2086.875
Program SpecificSize: 20 kW to 199.99 kWSouth of Lugo2024March Monthly Peak | Program Specific | Size: 20 kW to 199.99 kW | South of Lugo | 2024 | March Monthly Peak | 3 | 2021.7696
Program SpecificSize: 20 kW to 199.99 kWSouth of Lugo2024May Monthly Peak | Program Specific | Size: 20 kW to 199.99 kW | South of Lugo | 2024 | May Monthly Peak | 5 | 2086.875
Program SpecificSize: 20 kW to 199.99 kWSouth of Lugo2024November Monthly Peak | Program Specific | Size: 20 kW to 199.99 kW | South of Lugo | 2024 | November Monthly Peak | 11 | 2086.875
Program SpecificSize: 20 kW to 199.99 kWSouth of Lugo2024October Monthly Peak | Program Specific | Size: 20 kW to 199.99 kW | South of Lugo | 2024 | October Monthly Peak | 10 | 2086.875
Program SpecificSize: 20 kW to 199.99 kWSouth of Lugo2024September Monthly Peak | Program Specific | Size: 20 kW to 199.99 kW | South of Lugo | 2024 | September Monthly Peak | 9 | 2086.875
Program SpecificSize: 20 kW to 199.99 kWSouth of Lugo2024Typical Event Day | Program Specific | Size: 20 kW to 199.99 kW | South of Lugo | 2024 | Typical Event Day | 8 | 2086.875
Program SpecificSize: 20 kW to 199.99 kWSouth of Lugo2025April Monthly Peak | Program Specific | Size: 20 kW to 199.99 kW | South of Lugo | 2025 | April Monthly Peak | 4 | 2154.077
Program SpecificSize: 20 kW to 199.99 kWSouth of Lugo2025August Monthly Peak | Program Specific | Size: 20 kW to 199.99 kW | South of Lugo | 2025 | August Monthly Peak | 8 | 2154.077
Program SpecificSize: 20 kW to 199.99 kWSouth of Lugo2025December Monthly Peak | Program Specific | Size: 20 kW to 199.99 kW | South of Lugo | 2025 | December Monthly Peak | 12 | 2154.077
Program SpecificSize: 20 kW to 199.99 kWSouth of Lugo2025February Monthly Peak | Program Specific | Size: 20 kW to 199.99 kW | South of Lugo | 2025 | February Monthly Peak | 2 | 2086.875
Program SpecificSize: 20 kW to 199.99 kWSouth of Lugo2025January Monthly Peak | Program Specific | Size: 20 kW to 199.99 kW | South of Lugo | 2025 | January Monthly Peak | 1 | 2086.875
Program SpecificSize: 20 kW to 199.99 kWSouth of Lugo2025July Monthly Peak | Program Specific | Size: 20 kW to 199.99 kW | South of Lugo | 2025 | July Monthly Peak | 7 | 2154.077
Program SpecificSize: 20 kW to 199.99 kWSouth of Lugo2025June Monthly Peak | Program Specific | Size: 20 kW to 199.99 kW | South of Lugo | 2025 | June Monthly Peak | 6 | 2154.077
Program SpecificSize: 20 kW to 199.99 kWSouth of Lugo2025March Monthly Peak | Program Specific | Size: 20 kW to 199.99 kW | South of Lugo | 2025 | March Monthly Peak | 3 | 2086.875
Program SpecificSize: 20 kW to 199.99 kWSouth of Lugo2025May Monthly Peak | Program Specific | Size: 20 kW to 199.99 kW | South of Lugo | 2025 | May Monthly Peak | 5 | 2154.077
Program SpecificSize: 20 kW to 199.99 kWSouth of Lugo2025November Monthly Peak | Program Specific | Size: 20 kW to 199.99 kW | South of Lugo | 2025 | November Monthly Peak | 11 | 2154.077
Program SpecificSize: 20 kW to 199.99 kWSouth of Lugo2025October Monthly Peak | Program Specific | Size: 20 kW to 199.99 kW | South of Lugo | 2025 | October Monthly Peak | 10 | 2154.077
Program SpecificSize: 20 kW to 199.99 kWSouth of Lugo2025September Monthly Peak | Program Specific | Size: 20 kW to 199.99 kW | South of Lugo | 2025 | September Monthly Peak | 9 | 2154.077
Program SpecificSize: 20 kW to 199.99 kWSouth of Lugo2025Typical Event Day | Program Specific | Size: 20 kW to 199.99 kW | South of Lugo | 2025 | Typical Event Day | 8 | 2154.077
Program SpecificSize: Over 200kWAll2015April Monthly Peak | Program Specific | Size: Over 200kW | All | 2015 | April Monthly Peak | 4 | 2545.8999
Program SpecificSize: Over 200kWAll2015August Monthly Peak | Program Specific | Size: Over 200kW | All | 2015 | August Monthly Peak | 8 | 2559.8999
Program SpecificSize: Over 200kWAll2015December Monthly Peak | Program Specific | Size: Over 200kW | All | 2015 | December Monthly Peak | 12 | 2573.8999
Program SpecificSize: Over 200kWAll2015February Monthly Peak | Program Specific | Size: Over 200kW | All | 2015 | February Monthly Peak | 2 | 2538.8999
Program SpecificSize: Over 200kWAll2015January Monthly Peak | Program Specific | Size: Over 200kW | All | 2015 | January Monthly Peak | 1 | 2538.8999
Program SpecificSize: Over 200kWAll2015July Monthly Peak | Program Specific | Size: Over 200kW | All | 2015 | July Monthly Peak | 7 | 2556.3999
Program SpecificSize: Over 200kWAll2015June Monthly Peak | Program Specific | Size: Over 200kW | All | 2015 | June Monthly Peak | 6 | 2552.8999
Program SpecificSize: Over 200kWAll2015March Monthly Peak | Program Specific | Size: Over 200kW | All | 2015 | March Monthly Peak | 3 | 2542.3999
Program SpecificSize: Over 200kWAll2015May Monthly Peak | Program Specific | Size: Over 200kW | All | 2015 | May Monthly Peak | 5 | 2549.3999
Program SpecificSize: Over 200kWAll2015November Monthly Peak | Program Specific | Size: Over 200kW | All | 2015 | November Monthly Peak | 11 | 2570.3999
Program SpecificSize: Over 200kWAll2015October Monthly Peak | Program Specific | Size: Over 200kW | All | 2015 | October Monthly Peak | 10 | 2566.8999
Program SpecificSize: Over 200kWAll2015September Monthly Peak | Program Specific | Size: Over 200kW | All | 2015 | September Monthly Peak | 9 | 2563.3999
Program SpecificSize: Over 200kWAll2015Typical Event Day | Program Specific | Size: Over 200kW | All | 2015 | Typical Event Day | 8 | 2559.8999
Program SpecificSize: Over 200kWAll2016April Monthly Peak | Program Specific | Size: Over 200kW | All | 2016 | April Monthly Peak | 4 | 2573.8999
Program SpecificSize: Over 200kWAll2016August Monthly Peak | Program Specific | Size: Over 200kW | All | 2016 | August Monthly Peak | 8 | 2573.8999
Program SpecificSize: Over 200kWAll2016December Monthly Peak | Program Specific | Size: Over 200kW | All | 2016 | December Monthly Peak | 12 | 2656.7851
Program SpecificSize: Over 200kWAll2016February Monthly Peak | Program Specific | Size: Over 200kW | All | 2016 | February Monthly Peak | 2 | 2573.8999
Program SpecificSize: Over 200kWAll2016January Monthly Peak | Program Specific | Size: Over 200kW | All | 2016 | January Monthly Peak | 1 | 2573.8999
Program SpecificSize: Over 200kWAll2016July Monthly Peak | Program Specific | Size: Over 200kW | All | 2016 | July Monthly Peak | 7 | 2573.8999
Program SpecificSize: Over 200kWAll2016June Monthly Peak | Program Specific | Size: Over 200kW | All | 2016 | June Monthly Peak | 6 | 2573.8999
Program SpecificSize: Over 200kWAll2016March Monthly Peak | Program Specific | Size: Over 200kW | All | 2016 | March Monthly Peak | 3 | 2573.8999
Program SpecificSize: Over 200kWAll2016May Monthly Peak | Program Specific | Size: Over 200kW | All | 2016 | May Monthly Peak | 5 | 2573.8999
Program SpecificSize: Over 200kWAll2016November Monthly Peak | Program Specific | Size: Over 200kW | All | 2016 | November Monthly Peak | 11 | 2573.8999
Program SpecificSize: Over 200kWAll2016October Monthly Peak | Program Specific | Size: Over 200kW | All | 2016 | October Monthly Peak | 10 | 2573.8999
Program SpecificSize: Over 200kWAll2016September Monthly Peak | Program Specific | Size: Over 200kW | All | 2016 | September Monthly Peak | 9 | 2573.8999
Program SpecificSize: Over 200kWAll2016Typical Event Day | Program Specific | Size: Over 200kW | All | 2016 | Typical Event Day | 8 | 2573.8999
Program SpecificSize: Over 200kWAll2017April Monthly Peak | Program Specific | Size: Over 200kW | All | 2017 | April Monthly Peak | 4 | 2656.7851
Program SpecificSize: Over 200kWAll2017August Monthly Peak | Program Specific | Size: Over 200kW | All | 2017 | August Monthly Peak | 8 | 2656.7851
Program SpecificSize: Over 200kWAll2017December Monthly Peak | Program Specific | Size: Over 200kW | All | 2017 | December Monthly Peak | 12 | 2742.3394
Program SpecificSize: Over 200kWAll2017February Monthly Peak | Program Specific | Size: Over 200kW | All | 2017 | February Monthly Peak | 2 | 2656.7851
Program SpecificSize: Over 200kWAll2017January Monthly Peak | Program Specific | Size: Over 200kW | All | 2017 | January Monthly Peak | 1 | 2656.7851
Program SpecificSize: Over 200kWAll2017July Monthly Peak | Program Specific | Size: Over 200kW | All | 2017 | July Monthly Peak | 7 | 2656.7851
Program SpecificSize: Over 200kWAll2017June Monthly Peak | Program Specific | Size: Over 200kW | All | 2017 | June Monthly Peak | 6 | 2656.7851
Program SpecificSize: Over 200kWAll2017March Monthly Peak | Program Specific | Size: Over 200kW | All | 2017 | March Monthly Peak | 3 | 2656.7851
Program SpecificSize: Over 200kWAll2017May Monthly Peak | Program Specific | Size: Over 200kW | All | 2017 | May Monthly Peak | 5 | 2656.7851
Program SpecificSize: Over 200kWAll2017November Monthly Peak | Program Specific | Size: Over 200kW | All | 2017 | November Monthly Peak | 11 | 2656.7851
Program SpecificSize: Over 200kWAll2017October Monthly Peak | Program Specific | Size: Over 200kW | All | 2017 | October Monthly Peak | 10 | 2656.7851
Program SpecificSize: Over 200kWAll2017September Monthly Peak | Program Specific | Size: Over 200kW | All | 2017 | September Monthly Peak | 9 | 2656.7851
Program SpecificSize: Over 200kWAll2017Typical Event Day | Program Specific | Size: Over 200kW | All | 2017 | Typical Event Day | 8 | 2656.7851
Program SpecificSize: Over 200kWAll2018April Monthly Peak | Program Specific | Size: Over 200kW | All | 2018 | April Monthly Peak | 4 | 2742.3394
Program SpecificSize: Over 200kWAll2018August Monthly Peak | Program Specific | Size: Over 200kW | All | 2018 | August Monthly Peak | 8 | 2742.3394
Program SpecificSize: Over 200kWAll2018December Monthly Peak | Program Specific | Size: Over 200kW | All | 2018 | December Monthly Peak | 12 | 2830.6487
Program SpecificSize: Over 200kWAll2018February Monthly Peak | Program Specific | Size: Over 200kW | All | 2018 | February Monthly Peak | 2 | 2742.3394
Program SpecificSize: Over 200kWAll2018January Monthly Peak | Program Specific | Size: Over 200kW | All | 2018 | January Monthly Peak | 1 | 2742.3394
Program SpecificSize: Over 200kWAll2018July Monthly Peak | Program Specific | Size: Over 200kW | All | 2018 | July Monthly Peak | 7 | 2742.3394
Program SpecificSize: Over 200kWAll2018June Monthly Peak | Program Specific | Size: Over 200kW | All | 2018 | June Monthly Peak | 6 | 2742.3394
Program SpecificSize: Over 200kWAll2018March Monthly Peak | Program Specific | Size: Over 200kW | All | 2018 | March Monthly Peak | 3 | 2742.3394
Program SpecificSize: Over 200kWAll2018May Monthly Peak | Program Specific | Size: Over 200kW | All | 2018 | May Monthly Peak | 5 | 2742.3394
Program SpecificSize: Over 200kWAll2018November Monthly Peak | Program Specific | Size: Over 200kW | All | 2018 | November Monthly Peak | 11 | 2742.3394
Program SpecificSize: Over 200kWAll2018October Monthly Peak | Program Specific | Size: Over 200kW | All | 2018 | October Monthly Peak | 10 | 2742.3394
Program SpecificSize: Over 200kWAll2018September Monthly Peak | Program Specific | Size: Over 200kW | All | 2018 | September Monthly Peak | 9 | 2742.3394
Program SpecificSize: Over 200kWAll2018Typical Event Day | Program Specific | Size: Over 200kW | All | 2018 | Typical Event Day | 8 | 2742.3394
Program SpecificSize: Over 200kWAll2019April Monthly Peak | Program Specific | Size: Over 200kW | All | 2019 | April Monthly Peak | 4 | 2830.6487
Program SpecificSize: Over 200kWAll2019August Monthly Peak | Program Specific | Size: Over 200kW | All | 2019 | August Monthly Peak | 8 | 2830.6487
Program SpecificSize: Over 200kWAll2019December Monthly Peak | Program Specific | Size: Over 200kW | All | 2019 | December Monthly Peak | 12 | 2921.8018
Program SpecificSize: Over 200kWAll2019February Monthly Peak | Program Specific | Size: Over 200kW | All | 2019 | February Monthly Peak | 2 | 2830.6487
Program SpecificSize: Over 200kWAll2019January Monthly Peak | Program Specific | Size: Over 200kW | All | 2019 | January Monthly Peak | 1 | 2830.6487
Program SpecificSize: Over 200kWAll2019July Monthly Peak | Program Specific | Size: Over 200kW | All | 2019 | July Monthly Peak | 7 | 2830.6487
Program SpecificSize: Over 200kWAll2019June Monthly Peak | Program Specific | Size: Over 200kW | All | 2019 | June Monthly Peak | 6 | 2830.6487
Program SpecificSize: Over 200kWAll2019March Monthly Peak | Program Specific | Size: Over 200kW | All | 2019 | March Monthly Peak | 3 | 2830.6487
Program SpecificSize: Over 200kWAll2019May Monthly Peak | Program Specific | Size: Over 200kW | All | 2019 | May Monthly Peak | 5 | 2830.6487
Program SpecificSize: Over 200kWAll2019November Monthly Peak | Program Specific | Size: Over 200kW | All | 2019 | November Monthly Peak | 11 | 2830.6487
Program SpecificSize: Over 200kWAll2019October Monthly Peak | Program Specific | Size: Over 200kW | All | 2019 | October Monthly Peak | 10 | 2830.6487
Program SpecificSize: Over 200kWAll2019September Monthly Peak | Program Specific | Size: Over 200kW | All | 2019 | September Monthly Peak | 9 | 2830.6487
Program SpecificSize: Over 200kWAll2019Typical Event Day | Program Specific | Size: Over 200kW | All | 2019 | Typical Event Day | 8 | 2830.6487
Program SpecificSize: Over 200kWAll2020April Monthly Peak | Program Specific | Size: Over 200kW | All | 2020 | April Monthly Peak | 4 | 2921.8018
Program SpecificSize: Over 200kWAll2020August Monthly Peak | Program Specific | Size: Over 200kW | All | 2020 | August Monthly Peak | 8 | 2921.8018
Program SpecificSize: Over 200kWAll2020December Monthly Peak | Program Specific | Size: Over 200kW | All | 2020 | December Monthly Peak | 12 | 3015.8902
Program SpecificSize: Over 200kWAll2020February Monthly Peak | Program Specific | Size: Over 200kW | All | 2020 | February Monthly Peak | 2 | 2921.8018
Program SpecificSize: Over 200kWAll2020January Monthly Peak | Program Specific | Size: Over 200kW | All | 2020 | January Monthly Peak | 1 | 2921.8018
Program SpecificSize: Over 200kWAll2020July Monthly Peak | Program Specific | Size: Over 200kW | All | 2020 | July Monthly Peak | 7 | 2921.8018
Program SpecificSize: Over 200kWAll2020June Monthly Peak | Program Specific | Size: Over 200kW | All | 2020 | June Monthly Peak | 6 | 2921.8018
Program SpecificSize: Over 200kWAll2020March Monthly Peak | Program Specific | Size: Over 200kW | All | 2020 | March Monthly Peak | 3 | 2921.8018
Program SpecificSize: Over 200kWAll2020May Monthly Peak | Program Specific | Size: Over 200kW | All | 2020 | May Monthly Peak | 5 | 2921.8018
Program SpecificSize: Over 200kWAll2020November Monthly Peak | Program Specific | Size: Over 200kW | All | 2020 | November Monthly Peak | 11 | 2921.8018
Program SpecificSize: Over 200kWAll2020October Monthly Peak | Program Specific | Size: Over 200kW | All | 2020 | October Monthly Peak | 10 | 2921.8018
Program SpecificSize: Over 200kWAll2020September Monthly Peak | Program Specific | Size: Over 200kW | All | 2020 | September Monthly Peak | 9 | 2921.8018
Program SpecificSize: Over 200kWAll2020Typical Event Day | Program Specific | Size: Over 200kW | All | 2020 | Typical Event Day | 8 | 2921.8018
Program SpecificSize: Over 200kWAll2021April Monthly Peak | Program Specific | Size: Over 200kW | All | 2021 | April Monthly Peak | 4 | 3015.8902
Program SpecificSize: Over 200kWAll2021August Monthly Peak | Program Specific | Size: Over 200kW | All | 2021 | August Monthly Peak | 8 | 3015.8902
Program SpecificSize: Over 200kWAll2021December Monthly Peak | Program Specific | Size: Over 200kW | All | 2021 | December Monthly Peak | 12 | 3113.0084
Program SpecificSize: Over 200kWAll2021February Monthly Peak | Program Specific | Size: Over 200kW | All | 2021 | February Monthly Peak | 2 | 3015.8902
Program SpecificSize: Over 200kWAll2021January Monthly Peak | Program Specific | Size: Over 200kW | All | 2021 | January Monthly Peak | 1 | 3015.8902
Program SpecificSize: Over 200kWAll2021July Monthly Peak | Program Specific | Size: Over 200kW | All | 2021 | July Monthly Peak | 7 | 3015.8902
Program SpecificSize: Over 200kWAll2021June Monthly Peak | Program Specific | Size: Over 200kW | All | 2021 | June Monthly Peak | 6 | 3015.8902
Program SpecificSize: Over 200kWAll2021March Monthly Peak | Program Specific | Size: Over 200kW | All | 2021 | March Monthly Peak | 3 | 3015.8902
Program SpecificSize: Over 200kWAll2021May Monthly Peak | Program Specific | Size: Over 200kW | All | 2021 | May Monthly Peak | 5 | 3015.8902
Program SpecificSize: Over 200kWAll2021November Monthly Peak | Program Specific | Size: Over 200kW | All | 2021 | November Monthly Peak | 11 | 3015.8902
Program SpecificSize: Over 200kWAll2021October Monthly Peak | Program Specific | Size: Over 200kW | All | 2021 | October Monthly Peak | 10 | 3015.8902
Program SpecificSize: Over 200kWAll2021September Monthly Peak | Program Specific | Size: Over 200kW | All | 2021 | September Monthly Peak | 9 | 3015.8902
Program SpecificSize: Over 200kWAll2021Typical Event Day | Program Specific | Size: Over 200kW | All | 2021 | Typical Event Day | 8 | 3015.8902
Program SpecificSize: Over 200kWAll2022April Monthly Peak | Program Specific | Size: Over 200kW | All | 2022 | April Monthly Peak | 4 | 3113.0084
Program SpecificSize: Over 200kWAll2022August Monthly Peak | Program Specific | Size: Over 200kW | All | 2022 | August Monthly Peak | 8 | 3113.0084
Program SpecificSize: Over 200kWAll2022December Monthly Peak | Program Specific | Size: Over 200kW | All | 2022 | December Monthly Peak | 12 | 3213.2541
Program SpecificSize: Over 200kWAll2022February Monthly Peak | Program Specific | Size: Over 200kW | All | 2022 | February Monthly Peak | 2 | 3113.0084
Program SpecificSize: Over 200kWAll2022January Monthly Peak | Program Specific | Size: Over 200kW | All | 2022 | January Monthly Peak | 1 | 3113.0084
Program SpecificSize: Over 200kWAll2022July Monthly Peak | Program Specific | Size: Over 200kW | All | 2022 | July Monthly Peak | 7 | 3113.0084
Program SpecificSize: Over 200kWAll2022June Monthly Peak | Program Specific | Size: Over 200kW | All | 2022 | June Monthly Peak | 6 | 3113.0084
Program SpecificSize: Over 200kWAll2022March Monthly Peak | Program Specific | Size: Over 200kW | All | 2022 | March Monthly Peak | 3 | 3113.0084
Program SpecificSize: Over 200kWAll2022May Monthly Peak | Program Specific | Size: Over 200kW | All | 2022 | May Monthly Peak | 5 | 3113.0084
Program SpecificSize: Over 200kWAll2022November Monthly Peak | Program Specific | Size: Over 200kW | All | 2022 | November Monthly Peak | 11 | 3113.0084
Program SpecificSize: Over 200kWAll2022October Monthly Peak | Program Specific | Size: Over 200kW | All | 2022 | October Monthly Peak | 10 | 3113.0084
Program SpecificSize: Over 200kWAll2022September Monthly Peak | Program Specific | Size: Over 200kW | All | 2022 | September Monthly Peak | 9 | 3113.0084
Program SpecificSize: Over 200kWAll2022Typical Event Day | Program Specific | Size: Over 200kW | All | 2022 | Typical Event Day | 8 | 3113.0084
Program SpecificSize: Over 200kWAll2023April Monthly Peak | Program Specific | Size: Over 200kW | All | 2023 | April Monthly Peak | 4 | 3213.2541
Program SpecificSize: Over 200kWAll2023August Monthly Peak | Program Specific | Size: Over 200kW | All | 2023 | August Monthly Peak | 8 | 3213.2541
Program SpecificSize: Over 200kWAll2023December Monthly Peak | Program Specific | Size: Over 200kW | All | 2023 | December Monthly Peak | 12 | 3316.7279
Program SpecificSize: Over 200kWAll2023February Monthly Peak | Program Specific | Size: Over 200kW | All | 2023 | February Monthly Peak | 2 | 3213.2541
Program SpecificSize: Over 200kWAll2023January Monthly Peak | Program Specific | Size: Over 200kW | All | 2023 | January Monthly Peak | 1 | 3213.2541
Program SpecificSize: Over 200kWAll2023July Monthly Peak | Program Specific | Size: Over 200kW | All | 2023 | July Monthly Peak | 7 | 3213.2541
Program SpecificSize: Over 200kWAll2023June Monthly Peak | Program Specific | Size: Over 200kW | All | 2023 | June Monthly Peak | 6 | 3213.2541
Program SpecificSize: Over 200kWAll2023March Monthly Peak | Program Specific | Size: Over 200kW | All | 2023 | March Monthly Peak | 3 | 3213.2541
Program SpecificSize: Over 200kWAll2023May Monthly Peak | Program Specific | Size: Over 200kW | All | 2023 | May Monthly Peak | 5 | 3213.2541
Program SpecificSize: Over 200kWAll2023November Monthly Peak | Program Specific | Size: Over 200kW | All | 2023 | November Monthly Peak | 11 | 3213.2541
Program SpecificSize: Over 200kWAll2023October Monthly Peak | Program Specific | Size: Over 200kW | All | 2023 | October Monthly Peak | 10 | 3213.2541
Program SpecificSize: Over 200kWAll2023September Monthly Peak | Program Specific | Size: Over 200kW | All | 2023 | September Monthly Peak | 9 | 3213.2541
Program SpecificSize: Over 200kWAll2023Typical Event Day | Program Specific | Size: Over 200kW | All | 2023 | Typical Event Day | 8 | 3213.2541
Program SpecificSize: Over 200kWAll2024April Monthly Peak | Program Specific | Size: Over 200kW | All | 2024 | April Monthly Peak | 4 | 3316.7279
Program SpecificSize: Over 200kWAll2024August Monthly Peak | Program Specific | Size: Over 200kW | All | 2024 | August Monthly Peak | 8 | 3316.7279
Program SpecificSize: Over 200kWAll2024December Monthly Peak | Program Specific | Size: Over 200kW | All | 2024 | December Monthly Peak | 12 | 3423.5337
Program SpecificSize: Over 200kWAll2024February Monthly Peak | Program Specific | Size: Over 200kW | All | 2024 | February Monthly Peak | 2 | 3316.7279
Program SpecificSize: Over 200kWAll2024January Monthly Peak | Program Specific | Size: Over 200kW | All | 2024 | January Monthly Peak | 1 | 3316.7279
Program SpecificSize: Over 200kWAll2024July Monthly Peak | Program Specific | Size: Over 200kW | All | 2024 | July Monthly Peak | 7 | 3316.7279
Program SpecificSize: Over 200kWAll2024June Monthly Peak | Program Specific | Size: Over 200kW | All | 2024 | June Monthly Peak | 6 | 3316.7279
Program SpecificSize: Over 200kWAll2024March Monthly Peak | Program Specific | Size: Over 200kW | All | 2024 | March Monthly Peak | 3 | 3316.7279
Program SpecificSize: Over 200kWAll2024May Monthly Peak | Program Specific | Size: Over 200kW | All | 2024 | May Monthly Peak | 5 | 3316.7279
Program SpecificSize: Over 200kWAll2024November Monthly Peak | Program Specific | Size: Over 200kW | All | 2024 | November Monthly Peak | 11 | 3316.7279
Program SpecificSize: Over 200kWAll2024October Monthly Peak | Program Specific | Size: Over 200kW | All | 2024 | October Monthly Peak | 10 | 3316.7279
Program SpecificSize: Over 200kWAll2024September Monthly Peak | Program Specific | Size: Over 200kW | All | 2024 | September Monthly Peak | 9 | 3316.7279
Program SpecificSize: Over 200kWAll2024Typical Event Day | Program Specific | Size: Over 200kW | All | 2024 | Typical Event Day | 8 | 3316.7279
Program SpecificSize: Over 200kWAll2025April Monthly Peak | Program Specific | Size: Over 200kW | All | 2025 | April Monthly Peak | 4 | 3423.5337
Program SpecificSize: Over 200kWAll2025August Monthly Peak | Program Specific | Size: Over 200kW | All | 2025 | August Monthly Peak | 8 | 3423.5337
Program SpecificSize: Over 200kWAll2025December Monthly Peak | Program Specific | Size: Over 200kW | All | 2025 | December Monthly Peak | 12 | 3533.779
Program SpecificSize: Over 200kWAll2025February Monthly Peak | Program Specific | Size: Over 200kW | All | 2025 | February Monthly Peak | 2 | 3423.5337
Program SpecificSize: Over 200kWAll2025January Monthly Peak | Program Specific | Size: Over 200kW | All | 2025 | January Monthly Peak | 1 | 3423.5337
Program SpecificSize: Over 200kWAll2025July Monthly Peak | Program Specific | Size: Over 200kW | All | 2025 | July Monthly Peak | 7 | 3423.5337
Program SpecificSize: Over 200kWAll2025June Monthly Peak | Program Specific | Size: Over 200kW | All | 2025 | June Monthly Peak | 6 | 3423.5337
Program SpecificSize: Over 200kWAll2025March Monthly Peak | Program Specific | Size: Over 200kW | All | 2025 | March Monthly Peak | 3 | 3423.5337
Program SpecificSize: Over 200kWAll2025May Monthly Peak | Program Specific | Size: Over 200kW | All | 2025 | May Monthly Peak | 5 | 3423.5337
Program SpecificSize: Over 200kWAll2025November Monthly Peak | Program Specific | Size: Over 200kW | All | 2025 | November Monthly Peak | 11 | 3423.5337
Program SpecificSize: Over 200kWAll2025October Monthly Peak | Program Specific | Size: Over 200kW | All | 2025 | October Monthly Peak | 10 | 3423.5337
Program SpecificSize: Over 200kWAll2025September Monthly Peak | Program Specific | Size: Over 200kW | All | 2025 | September Monthly Peak | 9 | 3423.5337
Program SpecificSize: Over 200kWAll2025Typical Event Day | Program Specific | Size: Over 200kW | All | 2025 | Typical Event Day | 8 | 3423.5337
Program SpecificSize: Over 200kWOrange County2015April Monthly Peak | Program Specific | Size: Over 200kW | Orange County | 2015 | April Monthly Peak | 4 | 856.202
Program SpecificSize: Over 200kWOrange County2015August Monthly Peak | Program Specific | Size: Over 200kW | Orange County | 2015 | August Monthly Peak | 8 | 860.9103
Program SpecificSize: Over 200kWOrange County2015December Monthly Peak | Program Specific | Size: Over 200kW | Orange County | 2015 | December Monthly Peak | 12 | 865.6186
Program SpecificSize: Over 200kWOrange County2015February Monthly Peak | Program Specific | Size: Over 200kW | Orange County | 2015 | February Monthly Peak | 2 | 853.8478
Program SpecificSize: Over 200kWOrange County2015January Monthly Peak | Program Specific | Size: Over 200kW | Orange County | 2015 | January Monthly Peak | 1 | 853.8478
Program SpecificSize: Over 200kWOrange County2015July Monthly Peak | Program Specific | Size: Over 200kW | Orange County | 2015 | July Monthly Peak | 7 | 859.7332
Program SpecificSize: Over 200kWOrange County2015June Monthly Peak | Program Specific | Size: Over 200kW | Orange County | 2015 | June Monthly Peak | 6 | 858.5561
Program SpecificSize: Over 200kWOrange County2015March Monthly Peak | Program Specific | Size: Over 200kW | Orange County | 2015 | March Monthly Peak | 3 | 855.0249
Program SpecificSize: Over 200kWOrange County2015May Monthly Peak | Program Specific | Size: Over 200kW | Orange County | 2015 | May Monthly Peak | 5 | 857.3791
Program SpecificSize: Over 200kWOrange County2015November Monthly Peak | Program Specific | Size: Over 200kW | Orange County | 2015 | November Monthly Peak | 11 | 864.4415
Program SpecificSize: Over 200kWOrange County2015October Monthly Peak | Program Specific | Size: Over 200kW | Orange County | 2015 | October Monthly Peak | 10 | 863.2644
Program SpecificSize: Over 200kWOrange County2015September Monthly Peak | Program Specific | Size: Over 200kW | Orange County | 2015 | September Monthly Peak | 9 | 862.0873
Program SpecificSize: Over 200kWOrange County2015Typical Event Day | Program Specific | Size: Over 200kW | Orange County | 2015 | Typical Event Day | 8 | 860.9103
Program SpecificSize: Over 200kWOrange County2016April Monthly Peak | Program Specific | Size: Over 200kW | Orange County | 2016 | April Monthly Peak | 4 | 865.6186
Program SpecificSize: Over 200kWOrange County2016August Monthly Peak | Program Specific | Size: Over 200kW | Orange County | 2016 | August Monthly Peak | 8 | 865.6186
Program SpecificSize: Over 200kWOrange County2016December Monthly Peak | Program Specific | Size: Over 200kW | Orange County | 2016 | December Monthly Peak | 12 | 893.4934
Program SpecificSize: Over 200kWOrange County2016February Monthly Peak | Program Specific | Size: Over 200kW | Orange County | 2016 | February Monthly Peak | 2 | 865.6186
Program SpecificSize: Over 200kWOrange County2016January Monthly Peak | Program Specific | Size: Over 200kW | Orange County | 2016 | January Monthly Peak | 1 | 865.6186
Program SpecificSize: Over 200kWOrange County2016July Monthly Peak | Program Specific | Size: Over 200kW | Orange County | 2016 | July Monthly Peak | 7 | 865.6186
Program SpecificSize: Over 200kWOrange County2016June Monthly Peak | Program Specific | Size: Over 200kW | Orange County | 2016 | June Monthly Peak | 6 | 865.6186
Program SpecificSize: Over 200kWOrange County2016March Monthly Peak | Program Specific | Size: Over 200kW | Orange County | 2016 | March Monthly Peak | 3 | 865.6186
Program SpecificSize: Over 200kWOrange County2016May Monthly Peak | Program Specific | Size: Over 200kW | Orange County | 2016 | May Monthly Peak | 5 | 865.6186
Program SpecificSize: Over 200kWOrange County2016November Monthly Peak | Program Specific | Size: Over 200kW | Orange County | 2016 | November Monthly Peak | 11 | 865.6186
Program SpecificSize: Over 200kWOrange County2016October Monthly Peak | Program Specific | Size: Over 200kW | Orange County | 2016 | October Monthly Peak | 10 | 865.6186
Program SpecificSize: Over 200kWOrange County2016September Monthly Peak | Program Specific | Size: Over 200kW | Orange County | 2016 | September Monthly Peak | 9 | 865.6186
Program SpecificSize: Over 200kWOrange County2016Typical Event Day | Program Specific | Size: Over 200kW | Orange County | 2016 | Typical Event Day | 8 | 865.6186
Program SpecificSize: Over 200kWOrange County2017April Monthly Peak | Program Specific | Size: Over 200kW | Orange County | 2017 | April Monthly Peak | 4 | 893.4934
Program SpecificSize: Over 200kWOrange County2017August Monthly Peak | Program Specific | Size: Over 200kW | Orange County | 2017 | August Monthly Peak | 8 | 893.4934
Program SpecificSize: Over 200kWOrange County2017December Monthly Peak | Program Specific | Size: Over 200kW | Orange County | 2017 | December Monthly Peak | 12 | 922.2658
Program SpecificSize: Over 200kWOrange County2017February Monthly Peak | Program Specific | Size: Over 200kW | Orange County | 2017 | February Monthly Peak | 2 | 893.4934
Program SpecificSize: Over 200kWOrange County2017January Monthly Peak | Program Specific | Size: Over 200kW | Orange County | 2017 | January Monthly Peak | 1 | 893.4934
Program SpecificSize: Over 200kWOrange County2017July Monthly Peak | Program Specific | Size: Over 200kW | Orange County | 2017 | July Monthly Peak | 7 | 893.4934
Program SpecificSize: Over 200kWOrange County2017June Monthly Peak | Program Specific | Size: Over 200kW | Orange County | 2017 | June Monthly Peak | 6 | 893.4934
Program SpecificSize: Over 200kWOrange County2017March Monthly Peak | Program Specific | Size: Over 200kW | Orange County | 2017 | March Monthly Peak | 3 | 893.4934
Program SpecificSize: Over 200kWOrange County2017May Monthly Peak | Program Specific | Size: Over 200kW | Orange County | 2017 | May Monthly Peak | 5 | 893.4934
Program SpecificSize: Over 200kWOrange County2017November Monthly Peak | Program Specific | Size: Over 200kW | Orange County | 2017 | November Monthly Peak | 11 | 893.4934
Program SpecificSize: Over 200kWOrange County2017October Monthly Peak | Program Specific | Size: Over 200kW | Orange County | 2017 | October Monthly Peak | 10 | 893.4934
Program SpecificSize: Over 200kWOrange County2017September Monthly Peak | Program Specific | Size: Over 200kW | Orange County | 2017 | September Monthly Peak | 9 | 893.4934
Program SpecificSize: Over 200kWOrange County2017Typical Event Day | Program Specific | Size: Over 200kW | Orange County | 2017 | Typical Event Day | 8 | 893.4934
Program SpecificSize: Over 200kWOrange County2018April Monthly Peak | Program Specific | Size: Over 200kW | Orange County | 2018 | April Monthly Peak | 4 | 922.2658
Program SpecificSize: Over 200kWOrange County2018August Monthly Peak | Program Specific | Size: Over 200kW | Orange County | 2018 | August Monthly Peak | 8 | 922.2658
Program SpecificSize: Over 200kWOrange County2018December Monthly Peak | Program Specific | Size: Over 200kW | Orange County | 2018 | December Monthly Peak | 12 | 951.9648
Program SpecificSize: Over 200kWOrange County2018February Monthly Peak | Program Specific | Size: Over 200kW | Orange County | 2018 | February Monthly Peak | 2 | 922.2658
Program SpecificSize: Over 200kWOrange County2018January Monthly Peak | Program Specific | Size: Over 200kW | Orange County | 2018 | January Monthly Peak | 1 | 922.2658
Program SpecificSize: Over 200kWOrange County2018July Monthly Peak | Program Specific | Size: Over 200kW | Orange County | 2018 | July Monthly Peak | 7 | 922.2658
Program SpecificSize: Over 200kWOrange County2018June Monthly Peak | Program Specific | Size: Over 200kW | Orange County | 2018 | June Monthly Peak | 6 | 922.2658
Program SpecificSize: Over 200kWOrange County2018March Monthly Peak | Program Specific | Size: Over 200kW | Orange County | 2018 | March Monthly Peak | 3 | 922.2658
Program SpecificSize: Over 200kWOrange County2018May Monthly Peak | Program Specific | Size: Over 200kW | Orange County | 2018 | May Monthly Peak | 5 | 922.2658
Program SpecificSize: Over 200kWOrange County2018November Monthly Peak | Program Specific | Size: Over 200kW | Orange County | 2018 | November Monthly Peak | 11 | 922.2658
Program SpecificSize: Over 200kWOrange County2018October Monthly Peak | Program Specific | Size: Over 200kW | Orange County | 2018 | October Monthly Peak | 10 | 922.2658
Program SpecificSize: Over 200kWOrange County2018September Monthly Peak | Program Specific | Size: Over 200kW | Orange County | 2018 | September Monthly Peak | 9 | 922.2658
Program SpecificSize: Over 200kWOrange County2018Typical Event Day | Program Specific | Size: Over 200kW | Orange County | 2018 | Typical Event Day | 8 | 922.2658
Program SpecificSize: Over 200kWOrange County2019April Monthly Peak | Program Specific | Size: Over 200kW | Orange County | 2019 | April Monthly Peak | 4 | 951.9648
Program SpecificSize: Over 200kWOrange County2019August Monthly Peak | Program Specific | Size: Over 200kW | Orange County | 2019 | August Monthly Peak | 8 | 951.9648
Program SpecificSize: Over 200kWOrange County2019December Monthly Peak | Program Specific | Size: Over 200kW | Orange County | 2019 | December Monthly Peak | 12 | 982.6201
Program SpecificSize: Over 200kWOrange County2019February Monthly Peak | Program Specific | Size: Over 200kW | Orange County | 2019 | February Monthly Peak | 2 | 951.9648
Program SpecificSize: Over 200kWOrange County2019January Monthly Peak | Program Specific | Size: Over 200kW | Orange County | 2019 | January Monthly Peak | 1 | 951.9648
Program SpecificSize: Over 200kWOrange County2019July Monthly Peak | Program Specific | Size: Over 200kW | Orange County | 2019 | July Monthly Peak | 7 | 951.9648
Program SpecificSize: Over 200kWOrange County2019June Monthly Peak | Program Specific | Size: Over 200kW | Orange County | 2019 | June Monthly Peak | 6 | 951.9648
Program SpecificSize: Over 200kWOrange County2019March Monthly Peak | Program Specific | Size: Over 200kW | Orange County | 2019 | March Monthly Peak | 3 | 951.9648
Program SpecificSize: Over 200kWOrange County2019May Monthly Peak | Program Specific | Size: Over 200kW | Orange County | 2019 | May Monthly Peak | 5 | 951.9648
Program SpecificSize: Over 200kWOrange County2019November Monthly Peak | Program Specific | Size: Over 200kW | Orange County | 2019 | November Monthly Peak | 11 | 951.9648
Program SpecificSize: Over 200kWOrange County2019October Monthly Peak | Program Specific | Size: Over 200kW | Orange County | 2019 | October Monthly Peak | 10 | 951.9648
Program SpecificSize: Over 200kWOrange County2019September Monthly Peak | Program Specific | Size: Over 200kW | Orange County | 2019 | September Monthly Peak | 9 | 951.9648
Program SpecificSize: Over 200kWOrange County2019Typical Event Day | Program Specific | Size: Over 200kW | Orange County | 2019 | Typical Event Day | 8 | 951.9648
Program SpecificSize: Over 200kWOrange County2020April Monthly Peak | Program Specific | Size: Over 200kW | Orange County | 2020 | April Monthly Peak | 4 | 982.6201
Program SpecificSize: Over 200kWOrange County2020August Monthly Peak | Program Specific | Size: Over 200kW | Orange County | 2020 | August Monthly Peak | 8 | 982.6201
Program SpecificSize: Over 200kWOrange County2020December Monthly Peak | Program Specific | Size: Over 200kW | Orange County | 2020 | December Monthly Peak | 12 | 1014.2626
Program SpecificSize: Over 200kWOrange County2020February Monthly Peak | Program Specific | Size: Over 200kW | Orange County | 2020 | February Monthly Peak | 2 | 982.6201
Program SpecificSize: Over 200kWOrange County2020January Monthly Peak | Program Specific | Size: Over 200kW | Orange County | 2020 | January Monthly Peak | 1 | 982.6201
Program SpecificSize: Over 200kWOrange County2020July Monthly Peak | Program Specific | Size: Over 200kW | Orange County | 2020 | July Monthly Peak | 7 | 982.6201
Program SpecificSize: Over 200kWOrange County2020June Monthly Peak | Program Specific | Size: Over 200kW | Orange County | 2020 | June Monthly Peak | 6 | 982.6201
Program SpecificSize: Over 200kWOrange County2020March Monthly Peak | Program Specific | Size: Over 200kW | Orange County | 2020 | March Monthly Peak | 3 | 982.6201
Program SpecificSize: Over 200kWOrange County2020May Monthly Peak | Program Specific | Size: Over 200kW | Orange County | 2020 | May Monthly Peak | 5 | 982.6201
Program SpecificSize: Over 200kWOrange County2020November Monthly Peak | Program Specific | Size: Over 200kW | Orange County | 2020 | November Monthly Peak | 11 | 982.6201
Program SpecificSize: Over 200kWOrange County2020October Monthly Peak | Program Specific | Size: Over 200kW | Orange County | 2020 | October Monthly Peak | 10 | 982.6201
Program SpecificSize: Over 200kWOrange County2020September Monthly Peak | Program Specific | Size: Over 200kW | Orange County | 2020 | September Monthly Peak | 9 | 982.6201
Program SpecificSize: Over 200kWOrange County2020Typical Event Day | Program Specific | Size: Over 200kW | Orange County | 2020 | Typical Event Day | 8 | 982.6201
Program SpecificSize: Over 200kWOrange County2021April Monthly Peak | Program Specific | Size: Over 200kW | Orange County | 2021 | April Monthly Peak | 4 | 1014.2626
Program SpecificSize: Over 200kWOrange County2021August Monthly Peak | Program Specific | Size: Over 200kW | Orange County | 2021 | August Monthly Peak | 8 | 1014.2626
Program SpecificSize: Over 200kWOrange County2021December Monthly Peak | Program Specific | Size: Over 200kW | Orange County | 2021 | December Monthly Peak | 12 | 1046.9241
Program SpecificSize: Over 200kWOrange County2021February Monthly Peak | Program Specific | Size: Over 200kW | Orange County | 2021 | February Monthly Peak | 2 | 1014.2626
Program SpecificSize: Over 200kWOrange County2021January Monthly Peak | Program Specific | Size: Over 200kW | Orange County | 2021 | January Monthly Peak | 1 | 1014.2626
Program SpecificSize: Over 200kWOrange County2021July Monthly Peak | Program Specific | Size: Over 200kW | Orange County | 2021 | July Monthly Peak | 7 | 1014.2626
Program SpecificSize: Over 200kWOrange County2021June Monthly Peak | Program Specific | Size: Over 200kW | Orange County | 2021 | June Monthly Peak | 6 | 1014.2626
Program SpecificSize: Over 200kWOrange County2021March Monthly Peak | Program Specific | Size: Over 200kW | Orange County | 2021 | March Monthly Peak | 3 | 1014.2626
Program SpecificSize: Over 200kWOrange County2021May Monthly Peak | Program Specific | Size: Over 200kW | Orange County | 2021 | May Monthly Peak | 5 | 1014.2626
Program SpecificSize: Over 200kWOrange County2021November Monthly Peak | Program Specific | Size: Over 200kW | Orange County | 2021 | November Monthly Peak | 11 | 1014.2626
Program SpecificSize: Over 200kWOrange County2021October Monthly Peak | Program Specific | Size: Over 200kW | Orange County | 2021 | October Monthly Peak | 10 | 1014.2626
Program SpecificSize: Over 200kWOrange County2021September Monthly Peak | Program Specific | Size: Over 200kW | Orange County | 2021 | September Monthly Peak | 9 | 1014.2626
Program SpecificSize: Over 200kWOrange County2021Typical Event Day | Program Specific | Size: Over 200kW | Orange County | 2021 | Typical Event Day | 8 | 1014.2626
Program SpecificSize: Over 200kWOrange County2022April Monthly Peak | Program Specific | Size: Over 200kW | Orange County | 2022 | April Monthly Peak | 4 | 1046.9241
Program SpecificSize: Over 200kWOrange County2022August Monthly Peak | Program Specific | Size: Over 200kW | Orange County | 2022 | August Monthly Peak | 8 | 1046.9241
Program SpecificSize: Over 200kWOrange County2022December Monthly Peak | Program Specific | Size: Over 200kW | Orange County | 2022 | December Monthly Peak | 12 | 1080.6373
Program SpecificSize: Over 200kWOrange County2022February Monthly Peak | Program Specific | Size: Over 200kW | Orange County | 2022 | February Monthly Peak | 2 | 1046.9241
Program SpecificSize: Over 200kWOrange County2022January Monthly Peak | Program Specific | Size: Over 200kW | Orange County | 2022 | January Monthly Peak | 1 | 1046.9241
Program SpecificSize: Over 200kWOrange County2022July Monthly Peak | Program Specific | Size: Over 200kW | Orange County | 2022 | July Monthly Peak | 7 | 1046.9241
Program SpecificSize: Over 200kWOrange County2022June Monthly Peak | Program Specific | Size: Over 200kW | Orange County | 2022 | June Monthly Peak | 6 | 1046.9241
Program SpecificSize: Over 200kWOrange County2022March Monthly Peak | Program Specific | Size: Over 200kW | Orange County | 2022 | March Monthly Peak | 3 | 1046.9241
Program SpecificSize: Over 200kWOrange County2022May Monthly Peak | Program Specific | Size: Over 200kW | Orange County | 2022 | May Monthly Peak | 5 | 1046.9241
Program SpecificSize: Over 200kWOrange County2022November Monthly Peak | Program Specific | Size: Over 200kW | Orange County | 2022 | November Monthly Peak | 11 | 1046.9241
Program SpecificSize: Over 200kWOrange County2022October Monthly Peak | Program Specific | Size: Over 200kW | Orange County | 2022 | October Monthly Peak | 10 | 1046.9241
Program SpecificSize: Over 200kWOrange County2022September Monthly Peak | Program Specific | Size: Over 200kW | Orange County | 2022 | September Monthly Peak | 9 | 1046.9241
Program SpecificSize: Over 200kWOrange County2022Typical Event Day | Program Specific | Size: Over 200kW | Orange County | 2022 | Typical Event Day | 8 | 1046.9241
Program SpecificSize: Over 200kWOrange County2023April Monthly Peak | Program Specific | Size: Over 200kW | Orange County | 2023 | April Monthly Peak | 4 | 1080.6373
Program SpecificSize: Over 200kWOrange County2023August Monthly Peak | Program Specific | Size: Over 200kW | Orange County | 2023 | August Monthly Peak | 8 | 1080.6373
Program SpecificSize: Over 200kWOrange County2023December Monthly Peak | Program Specific | Size: Over 200kW | Orange County | 2023 | December Monthly Peak | 12 | 1115.4362
Program SpecificSize: Over 200kWOrange County2023February Monthly Peak | Program Specific | Size: Over 200kW | Orange County | 2023 | February Monthly Peak | 2 | 1080.6373
Program SpecificSize: Over 200kWOrange County2023January Monthly Peak | Program Specific | Size: Over 200kW | Orange County | 2023 | January Monthly Peak | 1 | 1080.6373
Program SpecificSize: Over 200kWOrange County2023July Monthly Peak | Program Specific | Size: Over 200kW | Orange County | 2023 | July Monthly Peak | 7 | 1080.6373
Program SpecificSize: Over 200kWOrange County2023June Monthly Peak | Program Specific | Size: Over 200kW | Orange County | 2023 | June Monthly Peak | 6 | 1080.6373
Program SpecificSize: Over 200kWOrange County2023March Monthly Peak | Program Specific | Size: Over 200kW | Orange County | 2023 | March Monthly Peak | 3 | 1080.6373
Program SpecificSize: Over 200kWOrange County2023May Monthly Peak | Program Specific | Size: Over 200kW | Orange County | 2023 | May Monthly Peak | 5 | 1080.6373
Program SpecificSize: Over 200kWOrange County2023November Monthly Peak | Program Specific | Size: Over 200kW | Orange County | 2023 | November Monthly Peak | 11 | 1080.6373
Program SpecificSize: Over 200kWOrange County2023October Monthly Peak | Program Specific | Size: Over 200kW | Orange County | 2023 | October Monthly Peak | 10 | 1080.6373
Program SpecificSize: Over 200kWOrange County2023September Monthly Peak | Program Specific | Size: Over 200kW | Orange County | 2023 | September Monthly Peak | 9 | 1080.6373
Program SpecificSize: Over 200kWOrange County2023Typical Event Day | Program Specific | Size: Over 200kW | Orange County | 2023 | Typical Event Day | 8 | 1080.6373
Program SpecificSize: Over 200kWOrange County2024April Monthly Peak | Program Specific | Size: Over 200kW | Orange County | 2024 | April Monthly Peak | 4 | 1115.4362
Program SpecificSize: Over 200kWOrange County2024August Monthly Peak | Program Specific | Size: Over 200kW | Orange County | 2024 | August Monthly Peak | 8 | 1115.4362
Program SpecificSize: Over 200kWOrange County2024December Monthly Peak | Program Specific | Size: Over 200kW | Orange County | 2024 | December Monthly Peak | 12 | 1151.3557
Program SpecificSize: Over 200kWOrange County2024February Monthly Peak | Program Specific | Size: Over 200kW | Orange County | 2024 | February Monthly Peak | 2 | 1115.4362
Program SpecificSize: Over 200kWOrange County2024January Monthly Peak | Program Specific | Size: Over 200kW | Orange County | 2024 | January Monthly Peak | 1 | 1115.4362
Program SpecificSize: Over 200kWOrange County2024July Monthly Peak | Program Specific | Size: Over 200kW | Orange County | 2024 | July Monthly Peak | 7 | 1115.4362
Program SpecificSize: Over 200kWOrange County2024June Monthly Peak | Program Specific | Size: Over 200kW | Orange County | 2024 | June Monthly Peak | 6 | 1115.4362
Program SpecificSize: Over 200kWOrange County2024March Monthly Peak | Program Specific | Size: Over 200kW | Orange County | 2024 | March Monthly Peak | 3 | 1115.4362
Program SpecificSize: Over 200kWOrange County2024May Monthly Peak | Program Specific | Size: Over 200kW | Orange County | 2024 | May Monthly Peak | 5 | 1115.4362
Program SpecificSize: Over 200kWOrange County2024November Monthly Peak | Program Specific | Size: Over 200kW | Orange County | 2024 | November Monthly Peak | 11 | 1115.4362
Program SpecificSize: Over 200kWOrange County2024October Monthly Peak | Program Specific | Size: Over 200kW | Orange County | 2024 | October Monthly Peak | 10 | 1115.4362
Program SpecificSize: Over 200kWOrange County2024September Monthly Peak | Program Specific | Size: Over 200kW | Orange County | 2024 | September Monthly Peak | 9 | 1115.4362
Program SpecificSize: Over 200kWOrange County2024Typical Event Day | Program Specific | Size: Over 200kW | Orange County | 2024 | Typical Event Day | 8 | 1115.4362
Program SpecificSize: Over 200kWOrange County2025April Monthly Peak | Program Specific | Size: Over 200kW | Orange County | 2025 | April Monthly Peak | 4 | 1151.3557
Program SpecificSize: Over 200kWOrange County2025August Monthly Peak | Program Specific | Size: Over 200kW | Orange County | 2025 | August Monthly Peak | 8 | 1151.3557
Program SpecificSize: Over 200kWOrange County2025December Monthly Peak | Program Specific | Size: Over 200kW | Orange County | 2025 | December Monthly Peak | 12 | 1188.4319
Program SpecificSize: Over 200kWOrange County2025February Monthly Peak | Program Specific | Size: Over 200kW | Orange County | 2025 | February Monthly Peak | 2 | 1151.3557
Program SpecificSize: Over 200kWOrange County2025January Monthly Peak | Program Specific | Size: Over 200kW | Orange County | 2025 | January Monthly Peak | 1 | 1151.3557
Program SpecificSize: Over 200kWOrange County2025July Monthly Peak | Program Specific | Size: Over 200kW | Orange County | 2025 | July Monthly Peak | 7 | 1151.3557
Program SpecificSize: Over 200kWOrange County2025June Monthly Peak | Program Specific | Size: Over 200kW | Orange County | 2025 | June Monthly Peak | 6 | 1151.3557
Program SpecificSize: Over 200kWOrange County2025March Monthly Peak | Program Specific | Size: Over 200kW | Orange County | 2025 | March Monthly Peak | 3 | 1151.3557
Program SpecificSize: Over 200kWOrange County2025May Monthly Peak | Program Specific | Size: Over 200kW | Orange County | 2025 | May Monthly Peak | 5 | 1151.3557
Program SpecificSize: Over 200kWOrange County2025November Monthly Peak | Program Specific | Size: Over 200kW | Orange County | 2025 | November Monthly Peak | 11 | 1151.3557
Program SpecificSize: Over 200kWOrange County2025October Monthly Peak | Program Specific | Size: Over 200kW | Orange County | 2025 | October Monthly Peak | 10 | 1151.3557
Program SpecificSize: Over 200kWOrange County2025September Monthly Peak | Program Specific | Size: Over 200kW | Orange County | 2025 | September Monthly Peak | 9 | 1151.3557
Program SpecificSize: Over 200kWOrange County2025Typical Event Day | Program Specific | Size: Over 200kW | Orange County | 2025 | Typical Event Day | 8 | 1151.3557
Program SpecificSize: Over 200kWOther2015April Monthly Peak | Program Specific | Size: Over 200kW | Other | 2015 | April Monthly Peak | 4 | 1427.6339
Program SpecificSize: Over 200kWOther2015August Monthly Peak | Program Specific | Size: Over 200kW | Other | 2015 | August Monthly Peak | 8 | 1435.4845
Program SpecificSize: Over 200kWOther2015December Monthly Peak | Program Specific | Size: Over 200kW | Other | 2015 | December Monthly Peak | 12 | 1443.3352
Program SpecificSize: Over 200kWOther2015February Monthly Peak | Program Specific | Size: Over 200kW | Other | 2015 | February Monthly Peak | 2 | 1423.7086
Program SpecificSize: Over 200kWOther2015January Monthly Peak | Program Specific | Size: Over 200kW | Other | 2015 | January Monthly Peak | 1 | 1423.7086
Program SpecificSize: Over 200kWOther2015July Monthly Peak | Program Specific | Size: Over 200kW | Other | 2015 | July Monthly Peak | 7 | 1433.5219
Program SpecificSize: Over 200kWOther2015June Monthly Peak | Program Specific | Size: Over 200kW | Other | 2015 | June Monthly Peak | 6 | 1431.5592
Program SpecificSize: Over 200kWOther2015March Monthly Peak | Program Specific | Size: Over 200kW | Other | 2015 | March Monthly Peak | 3 | 1425.6713
Program SpecificSize: Over 200kWOther2015May Monthly Peak | Program Specific | Size: Over 200kW | Other | 2015 | May Monthly Peak | 5 | 1429.5966
Program SpecificSize: Over 200kWOther2015November Monthly Peak | Program Specific | Size: Over 200kW | Other | 2015 | November Monthly Peak | 11 | 1441.3725
Program SpecificSize: Over 200kWOther2015October Monthly Peak | Program Specific | Size: Over 200kW | Other | 2015 | October Monthly Peak | 10 | 1439.4098
Program SpecificSize: Over 200kWOther2015September Monthly Peak | Program Specific | Size: Over 200kW | Other | 2015 | September Monthly Peak | 9 | 1437.4472
Program SpecificSize: Over 200kWOther2015Typical Event Day | Program Specific | Size: Over 200kW | Other | 2015 | Typical Event Day | 8 | 1435.4845
Program SpecificSize: Over 200kWOther2016April Monthly Peak | Program Specific | Size: Over 200kW | Other | 2016 | April Monthly Peak | 4 | 1443.3352
Program SpecificSize: Over 200kWOther2016August Monthly Peak | Program Specific | Size: Over 200kW | Other | 2016 | August Monthly Peak | 8 | 1443.3352
Program SpecificSize: Over 200kWOther2016December Monthly Peak | Program Specific | Size: Over 200kW | Other | 2016 | December Monthly Peak | 12 | 1489.8137
Program SpecificSize: Over 200kWOther2016February Monthly Peak | Program Specific | Size: Over 200kW | Other | 2016 | February Monthly Peak | 2 | 1443.3352
Program SpecificSize: Over 200kWOther2016January Monthly Peak | Program Specific | Size: Over 200kW | Other | 2016 | January Monthly Peak | 1 | 1443.3352
Program SpecificSize: Over 200kWOther2016July Monthly Peak | Program Specific | Size: Over 200kW | Other | 2016 | July Monthly Peak | 7 | 1443.3352
Program SpecificSize: Over 200kWOther2016June Monthly Peak | Program Specific | Size: Over 200kW | Other | 2016 | June Monthly Peak | 6 | 1443.3352
Program SpecificSize: Over 200kWOther2016March Monthly Peak | Program Specific | Size: Over 200kW | Other | 2016 | March Monthly Peak | 3 | 1443.3352
Program SpecificSize: Over 200kWOther2016May Monthly Peak | Program Specific | Size: Over 200kW | Other | 2016 | May Monthly Peak | 5 | 1443.3352
Program SpecificSize: Over 200kWOther2016November Monthly Peak | Program Specific | Size: Over 200kW | Other | 2016 | November Monthly Peak | 11 | 1443.3352
Program SpecificSize: Over 200kWOther2016October Monthly Peak | Program Specific | Size: Over 200kW | Other | 2016 | October Monthly Peak | 10 | 1443.3352
Program SpecificSize: Over 200kWOther2016September Monthly Peak | Program Specific | Size: Over 200kW | Other | 2016 | September Monthly Peak | 9 | 1443.3352
Program SpecificSize: Over 200kWOther2016Typical Event Day | Program Specific | Size: Over 200kW | Other | 2016 | Typical Event Day | 8 | 1443.3352
Program SpecificSize: Over 200kWOther2017April Monthly Peak | Program Specific | Size: Over 200kW | Other | 2017 | April Monthly Peak | 4 | 1489.8137
Program SpecificSize: Over 200kWOther2017August Monthly Peak | Program Specific | Size: Over 200kW | Other | 2017 | August Monthly Peak | 8 | 1489.8137
Program SpecificSize: Over 200kWOther2017December Monthly Peak | Program Specific | Size: Over 200kW | Other | 2017 | December Monthly Peak | 12 | 1537.7889
Program SpecificSize: Over 200kWOther2017February Monthly Peak | Program Specific | Size: Over 200kW | Other | 2017 | February Monthly Peak | 2 | 1489.8137
Program SpecificSize: Over 200kWOther2017January Monthly Peak | Program Specific | Size: Over 200kW | Other | 2017 | January Monthly Peak | 1 | 1489.8137
Program SpecificSize: Over 200kWOther2017July Monthly Peak | Program Specific | Size: Over 200kW | Other | 2017 | July Monthly Peak | 7 | 1489.8137
Program SpecificSize: Over 200kWOther2017June Monthly Peak | Program Specific | Size: Over 200kW | Other | 2017 | June Monthly Peak | 6 | 1489.8137
Program SpecificSize: Over 200kWOther2017March Monthly Peak | Program Specific | Size: Over 200kW | Other | 2017 | March Monthly Peak | 3 | 1489.8137
Program SpecificSize: Over 200kWOther2017May Monthly Peak | Program Specific | Size: Over 200kW | Other | 2017 | May Monthly Peak | 5 | 1489.8137
Program SpecificSize: Over 200kWOther2017November Monthly Peak | Program Specific | Size: Over 200kW | Other | 2017 | November Monthly Peak | 11 | 1489.8137
Program SpecificSize: Over 200kWOther2017October Monthly Peak | Program Specific | Size: Over 200kW | Other | 2017 | October Monthly Peak | 10 | 1489.8137
Program SpecificSize: Over 200kWOther2017September Monthly Peak | Program Specific | Size: Over 200kW | Other | 2017 | September Monthly Peak | 9 | 1489.8137
Program SpecificSize: Over 200kWOther2017Typical Event Day | Program Specific | Size: Over 200kW | Other | 2017 | Typical Event Day | 8 | 1489.8137
Program SpecificSize: Over 200kWOther2018April Monthly Peak | Program Specific | Size: Over 200kW | Other | 2018 | April Monthly Peak | 4 | 1537.7889
Program SpecificSize: Over 200kWOther2018August Monthly Peak | Program Specific | Size: Over 200kW | Other | 2018 | August Monthly Peak | 8 | 1537.7889
Program SpecificSize: Over 200kWOther2018December Monthly Peak | Program Specific | Size: Over 200kW | Other | 2018 | December Monthly Peak | 12 | 1587.3091
Program SpecificSize: Over 200kWOther2018February Monthly Peak | Program Specific | Size: Over 200kW | Other | 2018 | February Monthly Peak | 2 | 1537.7889
Program SpecificSize: Over 200kWOther2018January Monthly Peak | Program Specific | Size: Over 200kW | Other | 2018 | January Monthly Peak | 1 | 1537.7889
Program SpecificSize: Over 200kWOther2018July Monthly Peak | Program Specific | Size: Over 200kW | Other | 2018 | July Monthly Peak | 7 | 1537.7889
Program SpecificSize: Over 200kWOther2018June Monthly Peak | Program Specific | Size: Over 200kW | Other | 2018 | June Monthly Peak | 6 | 1537.7889
Program SpecificSize: Over 200kWOther2018March Monthly Peak | Program Specific | Size: Over 200kW | Other | 2018 | March Monthly Peak | 3 | 1537.7889
Program SpecificSize: Over 200kWOther2018May Monthly Peak | Program Specific | Size: Over 200kW | Other | 2018 | May Monthly Peak | 5 | 1537.7889
Program SpecificSize: Over 200kWOther2018November Monthly Peak | Program Specific | Size: Over 200kW | Other | 2018 | November Monthly Peak | 11 | 1537.7889
Program SpecificSize: Over 200kWOther2018October Monthly Peak | Program Specific | Size: Over 200kW | Other | 2018 | October Monthly Peak | 10 | 1537.7889
Program SpecificSize: Over 200kWOther2018September Monthly Peak | Program Specific | Size: Over 200kW | Other | 2018 | September Monthly Peak | 9 | 1537.7889
Program SpecificSize: Over 200kWOther2018Typical Event Day | Program Specific | Size: Over 200kW | Other | 2018 | Typical Event Day | 8 | 1537.7889
Program SpecificSize: Over 200kWOther2019April Monthly Peak | Program Specific | Size: Over 200kW | Other | 2019 | April Monthly Peak | 4 | 1587.3091
Program SpecificSize: Over 200kWOther2019August Monthly Peak | Program Specific | Size: Over 200kW | Other | 2019 | August Monthly Peak | 8 | 1587.3091
Program SpecificSize: Over 200kWOther2019December Monthly Peak | Program Specific | Size: Over 200kW | Other | 2019 | December Monthly Peak | 12 | 1638.4239
Program SpecificSize: Over 200kWOther2019February Monthly Peak | Program Specific | Size: Over 200kW | Other | 2019 | February Monthly Peak | 2 | 1587.3091
Program SpecificSize: Over 200kWOther2019January Monthly Peak | Program Specific | Size: Over 200kW | Other | 2019 | January Monthly Peak | 1 | 1587.3091
Program SpecificSize: Over 200kWOther2019July Monthly Peak | Program Specific | Size: Over 200kW | Other | 2019 | July Monthly Peak | 7 | 1587.3091
Program SpecificSize: Over 200kWOther2019June Monthly Peak | Program Specific | Size: Over 200kW | Other | 2019 | June Monthly Peak | 6 | 1587.3091
Program SpecificSize: Over 200kWOther2019March Monthly Peak | Program Specific | Size: Over 200kW | Other | 2019 | March Monthly Peak | 3 | 1587.3091
Program SpecificSize: Over 200kWOther2019May Monthly Peak | Program Specific | Size: Over 200kW | Other | 2019 | May Monthly Peak | 5 | 1587.3091
Program SpecificSize: Over 200kWOther2019November Monthly Peak | Program Specific | Size: Over 200kW | Other | 2019 | November Monthly Peak | 11 | 1587.3091
Program SpecificSize: Over 200kWOther2019October Monthly Peak | Program Specific | Size: Over 200kW | Other | 2019 | October Monthly Peak | 10 | 1587.3091
Program SpecificSize: Over 200kWOther2019September Monthly Peak | Program Specific | Size: Over 200kW | Other | 2019 | September Monthly Peak | 9 | 1587.3091
Program SpecificSize: Over 200kWOther2019Typical Event Day | Program Specific | Size: Over 200kW | Other | 2019 | Typical Event Day | 8 | 1587.3091
Program SpecificSize: Over 200kWOther2020April Monthly Peak | Program Specific | Size: Over 200kW | Other | 2020 | April Monthly Peak | 4 | 1638.4239
Program SpecificSize: Over 200kWOther2020August Monthly Peak | Program Specific | Size: Over 200kW | Other | 2020 | August Monthly Peak | 8 | 1638.4239
Program SpecificSize: Over 200kWOther2020December Monthly Peak | Program Specific | Size: Over 200kW | Other | 2020 | December Monthly Peak | 12 | 1691.1847
Program SpecificSize: Over 200kWOther2020February Monthly Peak | Program Specific | Size: Over 200kW | Other | 2020 | February Monthly Peak | 2 | 1638.4239
Program SpecificSize: Over 200kWOther2020January Monthly Peak | Program Specific | Size: Over 200kW | Other | 2020 | January Monthly Peak | 1 | 1638.4239
Program SpecificSize: Over 200kWOther2020July Monthly Peak | Program Specific | Size: Over 200kW | Other | 2020 | July Monthly Peak | 7 | 1638.4239
Program SpecificSize: Over 200kWOther2020June Monthly Peak | Program Specific | Size: Over 200kW | Other | 2020 | June Monthly Peak | 6 | 1638.4239
Program SpecificSize: Over 200kWOther2020March Monthly Peak | Program Specific | Size: Over 200kW | Other | 2020 | March Monthly Peak | 3 | 1638.4239
Program SpecificSize: Over 200kWOther2020May Monthly Peak | Program Specific | Size: Over 200kW | Other | 2020 | May Monthly Peak | 5 | 1638.4239
Program SpecificSize: Over 200kWOther2020November Monthly Peak | Program Specific | Size: Over 200kW | Other | 2020 | November Monthly Peak | 11 | 1638.4239
Program SpecificSize: Over 200kWOther2020October Monthly Peak | Program Specific | Size: Over 200kW | Other | 2020 | October Monthly Peak | 10 | 1638.4239
Program SpecificSize: Over 200kWOther2020September Monthly Peak | Program Specific | Size: Over 200kW | Other | 2020 | September Monthly Peak | 9 | 1638.4239
Program SpecificSize: Over 200kWOther2020Typical Event Day | Program Specific | Size: Over 200kW | Other | 2020 | Typical Event Day | 8 | 1638.4239
Program SpecificSize: Over 200kWOther2021April Monthly Peak | Program Specific | Size: Over 200kW | Other | 2021 | April Monthly Peak | 4 | 1691.1847
Program SpecificSize: Over 200kWOther2021August Monthly Peak | Program Specific | Size: Over 200kW | Other | 2021 | August Monthly Peak | 8 | 1691.1847
Program SpecificSize: Over 200kWOther2021December Monthly Peak | Program Specific | Size: Over 200kW | Other | 2021 | December Monthly Peak | 12 | 1745.6446
Program SpecificSize: Over 200kWOther2021February Monthly Peak | Program Specific | Size: Over 200kW | Other | 2021 | February Monthly Peak | 2 | 1691.1847
Program SpecificSize: Over 200kWOther2021January Monthly Peak | Program Specific | Size: Over 200kW | Other | 2021 | January Monthly Peak | 1 | 1691.1847
Program SpecificSize: Over 200kWOther2021July Monthly Peak | Program Specific | Size: Over 200kW | Other | 2021 | July Monthly Peak | 7 | 1691.1847
Program SpecificSize: Over 200kWOther2021June Monthly Peak | Program Specific | Size: Over 200kW | Other | 2021 | June Monthly Peak | 6 | 1691.1847
Program SpecificSize: Over 200kWOther2021March Monthly Peak | Program Specific | Size: Over 200kW | Other | 2021 | March Monthly Peak | 3 | 1691.1847
Program SpecificSize: Over 200kWOther2021May Monthly Peak | Program Specific | Size: Over 200kW | Other | 2021 | May Monthly Peak | 5 | 1691.1847
Program SpecificSize: Over 200kWOther2021November Monthly Peak | Program Specific | Size: Over 200kW | Other | 2021 | November Monthly Peak | 11 | 1691.1847
Program SpecificSize: Over 200kWOther2021October Monthly Peak | Program Specific | Size: Over 200kW | Other | 2021 | October Monthly Peak | 10 | 1691.1847
Program SpecificSize: Over 200kWOther2021September Monthly Peak | Program Specific | Size: Over 200kW | Other | 2021 | September Monthly Peak | 9 | 1691.1847
Program SpecificSize: Over 200kWOther2021Typical Event Day | Program Specific | Size: Over 200kW | Other | 2021 | Typical Event Day | 8 | 1691.1847
Program SpecificSize: Over 200kWOther2022April Monthly Peak | Program Specific | Size: Over 200kW | Other | 2022 | April Monthly Peak | 4 | 1745.6446
Program SpecificSize: Over 200kWOther2022August Monthly Peak | Program Specific | Size: Over 200kW | Other | 2022 | August Monthly Peak | 8 | 1745.6446
Program SpecificSize: Over 200kWOther2022December Monthly Peak | Program Specific | Size: Over 200kW | Other | 2022 | December Monthly Peak | 12 | 1801.8581
Program SpecificSize: Over 200kWOther2022February Monthly Peak | Program Specific | Size: Over 200kW | Other | 2022 | February Monthly Peak | 2 | 1745.6446
Program SpecificSize: Over 200kWOther2022January Monthly Peak | Program Specific | Size: Over 200kW | Other | 2022 | January Monthly Peak | 1 | 1745.6446
Program SpecificSize: Over 200kWOther2022July Monthly Peak | Program Specific | Size: Over 200kW | Other | 2022 | July Monthly Peak | 7 | 1745.6446
Program SpecificSize: Over 200kWOther2022June Monthly Peak | Program Specific | Size: Over 200kW | Other | 2022 | June Monthly Peak | 6 | 1745.6446
Program SpecificSize: Over 200kWOther2022March Monthly Peak | Program Specific | Size: Over 200kW | Other | 2022 | March Monthly Peak | 3 | 1745.6446
Program SpecificSize: Over 200kWOther2022May Monthly Peak | Program Specific | Size: Over 200kW | Other | 2022 | May Monthly Peak | 5 | 1745.6446
Program SpecificSize: Over 200kWOther2022November Monthly Peak | Program Specific | Size: Over 200kW | Other | 2022 | November Monthly Peak | 11 | 1745.6446
Program SpecificSize: Over 200kWOther2022October Monthly Peak | Program Specific | Size: Over 200kW | Other | 2022 | October Monthly Peak | 10 | 1745.6446
Program SpecificSize: Over 200kWOther2022September Monthly Peak | Program Specific | Size: Over 200kW | Other | 2022 | September Monthly Peak | 9 | 1745.6446
Program SpecificSize: Over 200kWOther2022Typical Event Day | Program Specific | Size: Over 200kW | Other | 2022 | Typical Event Day | 8 | 1745.6446
Program SpecificSize: Over 200kWOther2023April Monthly Peak | Program Specific | Size: Over 200kW | Other | 2023 | April Monthly Peak | 4 | 1801.8581
Program SpecificSize: Over 200kWOther2023August Monthly Peak | Program Specific | Size: Over 200kW | Other | 2023 | August Monthly Peak | 8 | 1801.8581
Program SpecificSize: Over 200kWOther2023December Monthly Peak | Program Specific | Size: Over 200kW | Other | 2023 | December Monthly Peak | 12 | 1859.8819
Program SpecificSize: Over 200kWOther2023February Monthly Peak | Program Specific | Size: Over 200kW | Other | 2023 | February Monthly Peak | 2 | 1801.8581
Program SpecificSize: Over 200kWOther2023January Monthly Peak | Program Specific | Size: Over 200kW | Other | 2023 | January Monthly Peak | 1 | 1801.8581
Program SpecificSize: Over 200kWOther2023July Monthly Peak | Program Specific | Size: Over 200kW | Other | 2023 | July Monthly Peak | 7 | 1801.8581
Program SpecificSize: Over 200kWOther2023June Monthly Peak | Program Specific | Size: Over 200kW | Other | 2023 | June Monthly Peak | 6 | 1801.8581
Program SpecificSize: Over 200kWOther2023March Monthly Peak | Program Specific | Size: Over 200kW | Other | 2023 | March Monthly Peak | 3 | 1801.8581
Program SpecificSize: Over 200kWOther2023May Monthly Peak | Program Specific | Size: Over 200kW | Other | 2023 | May Monthly Peak | 5 | 1801.8581
Program SpecificSize: Over 200kWOther2023November Monthly Peak | Program Specific | Size: Over 200kW | Other | 2023 | November Monthly Peak | 11 | 1801.8581
Program SpecificSize: Over 200kWOther2023October Monthly Peak | Program Specific | Size: Over 200kW | Other | 2023 | October Monthly Peak | 10 | 1801.8581
Program SpecificSize: Over 200kWOther2023September Monthly Peak | Program Specific | Size: Over 200kW | Other | 2023 | September Monthly Peak | 9 | 1801.8581
Program SpecificSize: Over 200kWOther2023Typical Event Day | Program Specific | Size: Over 200kW | Other | 2023 | Typical Event Day | 8 | 1801.8581
Program SpecificSize: Over 200kWOther2024April Monthly Peak | Program Specific | Size: Over 200kW | Other | 2024 | April Monthly Peak | 4 | 1859.8819
Program SpecificSize: Over 200kWOther2024August Monthly Peak | Program Specific | Size: Over 200kW | Other | 2024 | August Monthly Peak | 8 | 1859.8819
Program SpecificSize: Over 200kWOther2024December Monthly Peak | Program Specific | Size: Over 200kW | Other | 2024 | December Monthly Peak | 12 | 1919.7742
Program SpecificSize: Over 200kWOther2024February Monthly Peak | Program Specific | Size: Over 200kW | Other | 2024 | February Monthly Peak | 2 | 1859.8819
Program SpecificSize: Over 200kWOther2024January Monthly Peak | Program Specific | Size: Over 200kW | Other | 2024 | January Monthly Peak | 1 | 1859.8819
Program SpecificSize: Over 200kWOther2024July Monthly Peak | Program Specific | Size: Over 200kW | Other | 2024 | July Monthly Peak | 7 | 1859.8819
Program SpecificSize: Over 200kWOther2024June Monthly Peak | Program Specific | Size: Over 200kW | Other | 2024 | June Monthly Peak | 6 | 1859.8819
Program SpecificSize: Over 200kWOther2024March Monthly Peak | Program Specific | Size: Over 200kW | Other | 2024 | March Monthly Peak | 3 | 1859.8819
Program SpecificSize: Over 200kWOther2024May Monthly Peak | Program Specific | Size: Over 200kW | Other | 2024 | May Monthly Peak | 5 | 1859.8819
Program SpecificSize: Over 200kWOther2024November Monthly Peak | Program Specific | Size: Over 200kW | Other | 2024 | November Monthly Peak | 11 | 1859.8819
Program SpecificSize: Over 200kWOther2024October Monthly Peak | Program Specific | Size: Over 200kW | Other | 2024 | October Monthly Peak | 10 | 1859.8819
Program SpecificSize: Over 200kWOther2024September Monthly Peak | Program Specific | Size: Over 200kW | Other | 2024 | September Monthly Peak | 9 | 1859.8819
Program SpecificSize: Over 200kWOther2024Typical Event Day | Program Specific | Size: Over 200kW | Other | 2024 | Typical Event Day | 8 | 1859.8819
Program SpecificSize: Over 200kWOther2025April Monthly Peak | Program Specific | Size: Over 200kW | Other | 2025 | April Monthly Peak | 4 | 1919.7742
Program SpecificSize: Over 200kWOther2025August Monthly Peak | Program Specific | Size: Over 200kW | Other | 2025 | August Monthly Peak | 8 | 1919.7742
Program SpecificSize: Over 200kWOther2025December Monthly Peak | Program Specific | Size: Over 200kW | Other | 2025 | December Monthly Peak | 12 | 1981.5951
Program SpecificSize: Over 200kWOther2025February Monthly Peak | Program Specific | Size: Over 200kW | Other | 2025 | February Monthly Peak | 2 | 1919.7742
Program SpecificSize: Over 200kWOther2025January Monthly Peak | Program Specific | Size: Over 200kW | Other | 2025 | January Monthly Peak | 1 | 1919.7742
Program SpecificSize: Over 200kWOther2025July Monthly Peak | Program Specific | Size: Over 200kW | Other | 2025 | July Monthly Peak | 7 | 1919.7742
Program SpecificSize: Over 200kWOther2025June Monthly Peak | Program Specific | Size: Over 200kW | Other | 2025 | June Monthly Peak | 6 | 1919.7742
Program SpecificSize: Over 200kWOther2025March Monthly Peak | Program Specific | Size: Over 200kW | Other | 2025 | March Monthly Peak | 3 | 1919.7742
Program SpecificSize: Over 200kWOther2025May Monthly Peak | Program Specific | Size: Over 200kW | Other | 2025 | May Monthly Peak | 5 | 1919.7742
Program SpecificSize: Over 200kWOther2025November Monthly Peak | Program Specific | Size: Over 200kW | Other | 2025 | November Monthly Peak | 11 | 1919.7742
Program SpecificSize: Over 200kWOther2025October Monthly Peak | Program Specific | Size: Over 200kW | Other | 2025 | October Monthly Peak | 10 | 1919.7742
Program SpecificSize: Over 200kWOther2025September Monthly Peak | Program Specific | Size: Over 200kW | Other | 2025 | September Monthly Peak | 9 | 1919.7742
Program SpecificSize: Over 200kWOther2025Typical Event Day | Program Specific | Size: Over 200kW | Other | 2025 | Typical Event Day | 8 | 1919.7742
Program SpecificSize: Over 200kWSouth of Lugo2015April Monthly Peak | Program Specific | Size: Over 200kW | South of Lugo | 2015 | April Monthly Peak | 4 | 262.064
Program SpecificSize: Over 200kWSouth of Lugo2015August Monthly Peak | Program Specific | Size: Over 200kW | South of Lugo | 2015 | August Monthly Peak | 8 | 263.5051
Program SpecificSize: Over 200kWSouth of Lugo2015December Monthly Peak | Program Specific | Size: Over 200kW | South of Lugo | 2015 | December Monthly Peak | 12 | 264.9462
Program SpecificSize: Over 200kWSouth of Lugo2015February Monthly Peak | Program Specific | Size: Over 200kW | South of Lugo | 2015 | February Monthly Peak | 2 | 261.3435
Program SpecificSize: Over 200kWSouth of Lugo2015January Monthly Peak | Program Specific | Size: Over 200kW | South of Lugo | 2015 | January Monthly Peak | 1 | 261.3435
Program SpecificSize: Over 200kWSouth of Lugo2015July Monthly Peak | Program Specific | Size: Over 200kW | South of Lugo | 2015 | July Monthly Peak | 7 | 263.1448
Program SpecificSize: Over 200kWSouth of Lugo2015June Monthly Peak | Program Specific | Size: Over 200kW | South of Lugo | 2015 | June Monthly Peak | 6 | 262.7846
Program SpecificSize: Over 200kWSouth of Lugo2015March Monthly Peak | Program Specific | Size: Over 200kW | South of Lugo | 2015 | March Monthly Peak | 3 | 261.7037
Program SpecificSize: Over 200kWSouth of Lugo2015May Monthly Peak | Program Specific | Size: Over 200kW | South of Lugo | 2015 | May Monthly Peak | 5 | 262.4243
Program SpecificSize: Over 200kWSouth of Lugo2015November Monthly Peak | Program Specific | Size: Over 200kW | South of Lugo | 2015 | November Monthly Peak | 11 | 264.5859
Program SpecificSize: Over 200kWSouth of Lugo2015October Monthly Peak | Program Specific | Size: Over 200kW | South of Lugo | 2015 | October Monthly Peak | 10 | 264.2257
Program SpecificSize: Over 200kWSouth of Lugo2015September Monthly Peak | Program Specific | Size: Over 200kW | South of Lugo | 2015 | September Monthly Peak | 9 | 263.8654
Program SpecificSize: Over 200kWSouth of Lugo2015Typical Event Day | Program Specific | Size: Over 200kW | South of Lugo | 2015 | Typical Event Day | 8 | 263.5051
Program SpecificSize: Over 200kWSouth of Lugo2016April Monthly Peak | Program Specific | Size: Over 200kW | South of Lugo | 2016 | April Monthly Peak | 4 | 264.9462
Program SpecificSize: Over 200kWSouth of Lugo2016August Monthly Peak | Program Specific | Size: Over 200kW | South of Lugo | 2016 | August Monthly Peak | 8 | 264.9462
Program SpecificSize: Over 200kWSouth of Lugo2016December Monthly Peak | Program Specific | Size: Over 200kW | South of Lugo | 2016 | December Monthly Peak | 12 | 273.4781
Program SpecificSize: Over 200kWSouth of Lugo2016February Monthly Peak | Program Specific | Size: Over 200kW | South of Lugo | 2016 | February Monthly Peak | 2 | 264.9462
Program SpecificSize: Over 200kWSouth of Lugo2016January Monthly Peak | Program Specific | Size: Over 200kW | South of Lugo | 2016 | January Monthly Peak | 1 | 264.9462
Program SpecificSize: Over 200kWSouth of Lugo2016July Monthly Peak | Program Specific | Size: Over 200kW | South of Lugo | 2016 | July Monthly Peak | 7 | 264.9462
Program SpecificSize: Over 200kWSouth of Lugo2016June Monthly Peak | Program Specific | Size: Over 200kW | South of Lugo | 2016 | June Monthly Peak | 6 | 264.9462
Program SpecificSize: Over 200kWSouth of Lugo2016March Monthly Peak | Program Specific | Size: Over 200kW | South of Lugo | 2016 | March Monthly Peak | 3 | 264.9462
Program SpecificSize: Over 200kWSouth of Lugo2016May Monthly Peak | Program Specific | Size: Over 200kW | South of Lugo | 2016 | May Monthly Peak | 5 | 264.9462
Program SpecificSize: Over 200kWSouth of Lugo2016November Monthly Peak | Program Specific | Size: Over 200kW | South of Lugo | 2016 | November Monthly Peak | 11 | 264.9462
Program SpecificSize: Over 200kWSouth of Lugo2016October Monthly Peak | Program Specific | Size: Over 200kW | South of Lugo | 2016 | October Monthly Peak | 10 | 264.9462
Program SpecificSize: Over 200kWSouth of Lugo2016September Monthly Peak | Program Specific | Size: Over 200kW | South of Lugo | 2016 | September Monthly Peak | 9 | 264.9462
Program SpecificSize: Over 200kWSouth of Lugo2016Typical Event Day | Program Specific | Size: Over 200kW | South of Lugo | 2016 | Typical Event Day | 8 | 264.9462
Program SpecificSize: Over 200kWSouth of Lugo2017April Monthly Peak | Program Specific | Size: Over 200kW | South of Lugo | 2017 | April Monthly Peak | 4 | 273.4781
Program SpecificSize: Over 200kWSouth of Lugo2017August Monthly Peak | Program Specific | Size: Over 200kW | South of Lugo | 2017 | August Monthly Peak | 8 | 273.4781
Program SpecificSize: Over 200kWSouth of Lugo2017December Monthly Peak | Program Specific | Size: Over 200kW | South of Lugo | 2017 | December Monthly Peak | 12 | 282.2847
Program SpecificSize: Over 200kWSouth of Lugo2017February Monthly Peak | Program Specific | Size: Over 200kW | South of Lugo | 2017 | February Monthly Peak | 2 | 273.4781
Program SpecificSize: Over 200kWSouth of Lugo2017January Monthly Peak | Program Specific | Size: Over 200kW | South of Lugo | 2017 | January Monthly Peak | 1 | 273.4781
Program SpecificSize: Over 200kWSouth of Lugo2017July Monthly Peak | Program Specific | Size: Over 200kW | South of Lugo | 2017 | July Monthly Peak | 7 | 273.4781
Program SpecificSize: Over 200kWSouth of Lugo2017June Monthly Peak | Program Specific | Size: Over 200kW | South of Lugo | 2017 | June Monthly Peak | 6 | 273.4781
Program SpecificSize: Over 200kWSouth of Lugo2017March Monthly Peak | Program Specific | Size: Over 200kW | South of Lugo | 2017 | March Monthly Peak | 3 | 273.4781
Program SpecificSize: Over 200kWSouth of Lugo2017May Monthly Peak | Program Specific | Size: Over 200kW | South of Lugo | 2017 | May Monthly Peak | 5 | 273.4781
Program SpecificSize: Over 200kWSouth of Lugo2017November Monthly Peak | Program Specific | Size: Over 200kW | South of Lugo | 2017 | November Monthly Peak | 11 | 273.4781
Program SpecificSize: Over 200kWSouth of Lugo2017October Monthly Peak | Program Specific | Size: Over 200kW | South of Lugo | 2017 | October Monthly Peak | 10 | 273.4781
Program SpecificSize: Over 200kWSouth of Lugo2017September Monthly Peak | Program Specific | Size: Over 200kW | South of Lugo | 2017 | September Monthly Peak | 9 | 273.4781
Program SpecificSize: Over 200kWSouth of Lugo2017Typical Event Day | Program Specific | Size: Over 200kW | South of Lugo | 2017 | Typical Event Day | 8 | 273.4781
Program SpecificSize: Over 200kWSouth of Lugo2018April Monthly Peak | Program Specific | Size: Over 200kW | South of Lugo | 2018 | April Monthly Peak | 4 | 282.2847
Program SpecificSize: Over 200kWSouth of Lugo2018August Monthly Peak | Program Specific | Size: Over 200kW | South of Lugo | 2018 | August Monthly Peak | 8 | 282.2847
Program SpecificSize: Over 200kWSouth of Lugo2018December Monthly Peak | Program Specific | Size: Over 200kW | South of Lugo | 2018 | December Monthly Peak | 12 | 291.3748
Program SpecificSize: Over 200kWSouth of Lugo2018February Monthly Peak | Program Specific | Size: Over 200kW | South of Lugo | 2018 | February Monthly Peak | 2 | 282.2847
Program SpecificSize: Over 200kWSouth of Lugo2018January Monthly Peak | Program Specific | Size: Over 200kW | South of Lugo | 2018 | January Monthly Peak | 1 | 282.2847
Program SpecificSize: Over 200kWSouth of Lugo2018July Monthly Peak | Program Specific | Size: Over 200kW | South of Lugo | 2018 | July Monthly Peak | 7 | 282.2847
Program SpecificSize: Over 200kWSouth of Lugo2018June Monthly Peak | Program Specific | Size: Over 200kW | South of Lugo | 2018 | June Monthly Peak | 6 | 282.2847
Program SpecificSize: Over 200kWSouth of Lugo2018March Monthly Peak | Program Specific | Size: Over 200kW | South of Lugo | 2018 | March Monthly Peak | 3 | 282.2847
Program SpecificSize: Over 200kWSouth of Lugo2018May Monthly Peak | Program Specific | Size: Over 200kW | South of Lugo | 2018 | May Monthly Peak | 5 | 282.2847
Program SpecificSize: Over 200kWSouth of Lugo2018November Monthly Peak | Program Specific | Size: Over 200kW | South of Lugo | 2018 | November Monthly Peak | 11 | 282.2847
Program SpecificSize: Over 200kWSouth of Lugo2018October Monthly Peak | Program Specific | Size: Over 200kW | South of Lugo | 2018 | October Monthly Peak | 10 | 282.2847
Program SpecificSize: Over 200kWSouth of Lugo2018September Monthly Peak | Program Specific | Size: Over 200kW | South of Lugo | 2018 | September Monthly Peak | 9 | 282.2847
Program SpecificSize: Over 200kWSouth of Lugo2018Typical Event Day | Program Specific | Size: Over 200kW | South of Lugo | 2018 | Typical Event Day | 8 | 282.2847
Program SpecificSize: Over 200kWSouth of Lugo2019April Monthly Peak | Program Specific | Size: Over 200kW | South of Lugo | 2019 | April Monthly Peak | 4 | 291.3748
Program SpecificSize: Over 200kWSouth of Lugo2019August Monthly Peak | Program Specific | Size: Over 200kW | South of Lugo | 2019 | August Monthly Peak | 8 | 291.3748
Program SpecificSize: Over 200kWSouth of Lugo2019December Monthly Peak | Program Specific | Size: Over 200kW | South of Lugo | 2019 | December Monthly Peak | 12 | 300.7577
Program SpecificSize: Over 200kWSouth of Lugo2019February Monthly Peak | Program Specific | Size: Over 200kW | South of Lugo | 2019 | February Monthly Peak | 2 | 291.3748
Program SpecificSize: Over 200kWSouth of Lugo2019January Monthly Peak | Program Specific | Size: Over 200kW | South of Lugo | 2019 | January Monthly Peak | 1 | 291.3748
Program SpecificSize: Over 200kWSouth of Lugo2019July Monthly Peak | Program Specific | Size: Over 200kW | South of Lugo | 2019 | July Monthly Peak | 7 | 291.3748
Program SpecificSize: Over 200kWSouth of Lugo2019June Monthly Peak | Program Specific | Size: Over 200kW | South of Lugo | 2019 | June Monthly Peak | 6 | 291.3748
Program SpecificSize: Over 200kWSouth of Lugo2019March Monthly Peak | Program Specific | Size: Over 200kW | South of Lugo | 2019 | March Monthly Peak | 3 | 291.3748
Program SpecificSize: Over 200kWSouth of Lugo2019May Monthly Peak | Program Specific | Size: Over 200kW | South of Lugo | 2019 | May Monthly Peak | 5 | 291.3748
Program SpecificSize: Over 200kWSouth of Lugo2019November Monthly Peak | Program Specific | Size: Over 200kW | South of Lugo | 2019 | November Monthly Peak | 11 | 291.3748
Program SpecificSize: Over 200kWSouth of Lugo2019October Monthly Peak | Program Specific | Size: Over 200kW | South of Lugo | 2019 | October Monthly Peak | 10 | 291.3748
Program SpecificSize: Over 200kWSouth of Lugo2019September Monthly Peak | Program Specific | Size: Over 200kW | South of Lugo | 2019 | September Monthly Peak | 9 | 291.3748
Program SpecificSize: Over 200kWSouth of Lugo2019Typical Event Day | Program Specific | Size: Over 200kW | South of Lugo | 2019 | Typical Event Day | 8 | 291.3748
Program SpecificSize: Over 200kWSouth of Lugo2020April Monthly Peak | Program Specific | Size: Over 200kW | South of Lugo | 2020 | April Monthly Peak | 4 | 300.7577
Program SpecificSize: Over 200kWSouth of Lugo2020August Monthly Peak | Program Specific | Size: Over 200kW | South of Lugo | 2020 | August Monthly Peak | 8 | 300.7577
Program SpecificSize: Over 200kWSouth of Lugo2020December Monthly Peak | Program Specific | Size: Over 200kW | South of Lugo | 2020 | December Monthly Peak | 12 | 310.4428
Program SpecificSize: Over 200kWSouth of Lugo2020February Monthly Peak | Program Specific | Size: Over 200kW | South of Lugo | 2020 | February Monthly Peak | 2 | 300.7577
Program SpecificSize: Over 200kWSouth of Lugo2020January Monthly Peak | Program Specific | Size: Over 200kW | South of Lugo | 2020 | January Monthly Peak | 1 | 300.7577
Program SpecificSize: Over 200kWSouth of Lugo2020July Monthly Peak | Program Specific | Size: Over 200kW | South of Lugo | 2020 | July Monthly Peak | 7 | 300.7577
Program SpecificSize: Over 200kWSouth of Lugo2020June Monthly Peak | Program Specific | Size: Over 200kW | South of Lugo | 2020 | June Monthly Peak | 6 | 300.7577
Program SpecificSize: Over 200kWSouth of Lugo2020March Monthly Peak | Program Specific | Size: Over 200kW | South of Lugo | 2020 | March Monthly Peak | 3 | 300.7577
Program SpecificSize: Over 200kWSouth of Lugo2020May Monthly Peak | Program Specific | Size: Over 200kW | South of Lugo | 2020 | May Monthly Peak | 5 | 300.7577
Program SpecificSize: Over 200kWSouth of Lugo2020November Monthly Peak | Program Specific | Size: Over 200kW | South of Lugo | 2020 | November Monthly Peak | 11 | 300.7577
Program SpecificSize: Over 200kWSouth of Lugo2020October Monthly Peak | Program Specific | Size: Over 200kW | South of Lugo | 2020 | October Monthly Peak | 10 | 300.7577
Program SpecificSize: Over 200kWSouth of Lugo2020September Monthly Peak | Program Specific | Size: Over 200kW | South of Lugo | 2020 | September Monthly Peak | 9 | 300.7577
Program SpecificSize: Over 200kWSouth of Lugo2020Typical Event Day | Program Specific | Size: Over 200kW | South of Lugo | 2020 | Typical Event Day | 8 | 300.7577
Program SpecificSize: Over 200kWSouth of Lugo2021April Monthly Peak | Program Specific | Size: Over 200kW | South of Lugo | 2021 | April Monthly Peak | 4 | 310.4428
Program SpecificSize: Over 200kWSouth of Lugo2021August Monthly Peak | Program Specific | Size: Over 200kW | South of Lugo | 2021 | August Monthly Peak | 8 | 310.4428
Program SpecificSize: Over 200kWSouth of Lugo2021December Monthly Peak | Program Specific | Size: Over 200kW | South of Lugo | 2021 | December Monthly Peak | 12 | 320.4397
Program SpecificSize: Over 200kWSouth of Lugo2021February Monthly Peak | Program Specific | Size: Over 200kW | South of Lugo | 2021 | February Monthly Peak | 2 | 310.4428
Program SpecificSize: Over 200kWSouth of Lugo2021January Monthly Peak | Program Specific | Size: Over 200kW | South of Lugo | 2021 | January Monthly Peak | 1 | 310.4428
Program SpecificSize: Over 200kWSouth of Lugo2021July Monthly Peak | Program Specific | Size: Over 200kW | South of Lugo | 2021 | July Monthly Peak | 7 | 310.4428
Program SpecificSize: Over 200kWSouth of Lugo2021June Monthly Peak | Program Specific | Size: Over 200kW | South of Lugo | 2021 | June Monthly Peak | 6 | 310.4428
Program SpecificSize: Over 200kWSouth of Lugo2021March Monthly Peak | Program Specific | Size: Over 200kW | South of Lugo | 2021 | March Monthly Peak | 3 | 310.4428
Program SpecificSize: Over 200kWSouth of Lugo2021May Monthly Peak | Program Specific | Size: Over 200kW | South of Lugo | 2021 | May Monthly Peak | 5 | 310.4428
Program SpecificSize: Over 200kWSouth of Lugo2021November Monthly Peak | Program Specific | Size: Over 200kW | South of Lugo | 2021 | November Monthly Peak | 11 | 310.4428
Program SpecificSize: Over 200kWSouth of Lugo2021October Monthly Peak | Program Specific | Size: Over 200kW | South of Lugo | 2021 | October Monthly Peak | 10 | 310.4428
Program SpecificSize: Over 200kWSouth of Lugo2021September Monthly Peak | Program Specific | Size: Over 200kW | South of Lugo | 2021 | September Monthly Peak | 9 | 310.4428
Program SpecificSize: Over 200kWSouth of Lugo2021Typical Event Day | Program Specific | Size: Over 200kW | South of Lugo | 2021 | Typical Event Day | 8 | 310.4428
Program SpecificSize: Over 200kWSouth of Lugo2022April Monthly Peak | Program Specific | Size: Over 200kW | South of Lugo | 2022 | April Monthly Peak | 4 | 320.4397
Program SpecificSize: Over 200kWSouth of Lugo2022August Monthly Peak | Program Specific | Size: Over 200kW | South of Lugo | 2022 | August Monthly Peak | 8 | 320.4397
Program SpecificSize: Over 200kWSouth of Lugo2022December Monthly Peak | Program Specific | Size: Over 200kW | South of Lugo | 2022 | December Monthly Peak | 12 | 330.7586
Program SpecificSize: Over 200kWSouth of Lugo2022February Monthly Peak | Program Specific | Size: Over 200kW | South of Lugo | 2022 | February Monthly Peak | 2 | 320.4397
Program SpecificSize: Over 200kWSouth of Lugo2022January Monthly Peak | Program Specific | Size: Over 200kW | South of Lugo | 2022 | January Monthly Peak | 1 | 320.4397
Program SpecificSize: Over 200kWSouth of Lugo2022July Monthly Peak | Program Specific | Size: Over 200kW | South of Lugo | 2022 | July Monthly Peak | 7 | 320.4397
Program SpecificSize: Over 200kWSouth of Lugo2022June Monthly Peak | Program Specific | Size: Over 200kW | South of Lugo | 2022 | June Monthly Peak | 6 | 320.4397
Program SpecificSize: Over 200kWSouth of Lugo2022March Monthly Peak | Program Specific | Size: Over 200kW | South of Lugo | 2022 | March Monthly Peak | 3 | 320.4397
Program SpecificSize: Over 200kWSouth of Lugo2022May Monthly Peak | Program Specific | Size: Over 200kW | South of Lugo | 2022 | May Monthly Peak | 5 | 320.4397
Program SpecificSize: Over 200kWSouth of Lugo2022November Monthly Peak | Program Specific | Size: Over 200kW | South of Lugo | 2022 | November Monthly Peak | 11 | 320.4397
Program SpecificSize: Over 200kWSouth of Lugo2022October Monthly Peak | Program Specific | Size: Over 200kW | South of Lugo | 2022 | October Monthly Peak | 10 | 320.4397
Program SpecificSize: Over 200kWSouth of Lugo2022September Monthly Peak | Program Specific | Size: Over 200kW | South of Lugo | 2022 | September Monthly Peak | 9 | 320.4397
Program SpecificSize: Over 200kWSouth of Lugo2022Typical Event Day | Program Specific | Size: Over 200kW | South of Lugo | 2022 | Typical Event Day | 8 | 320.4397
Program SpecificSize: Over 200kWSouth of Lugo2023April Monthly Peak | Program Specific | Size: Over 200kW | South of Lugo | 2023 | April Monthly Peak | 4 | 330.7586
Program SpecificSize: Over 200kWSouth of Lugo2023August Monthly Peak | Program Specific | Size: Over 200kW | South of Lugo | 2023 | August Monthly Peak | 8 | 330.7586
Program SpecificSize: Over 200kWSouth of Lugo2023December Monthly Peak | Program Specific | Size: Over 200kW | South of Lugo | 2023 | December Monthly Peak | 12 | 341.4097
Program SpecificSize: Over 200kWSouth of Lugo2023February Monthly Peak | Program Specific | Size: Over 200kW | South of Lugo | 2023 | February Monthly Peak | 2 | 330.7586
Program SpecificSize: Over 200kWSouth of Lugo2023January Monthly Peak | Program Specific | Size: Over 200kW | South of Lugo | 2023 | January Monthly Peak | 1 | 330.7586
Program SpecificSize: Over 200kWSouth of Lugo2023July Monthly Peak | Program Specific | Size: Over 200kW | South of Lugo | 2023 | July Monthly Peak | 7 | 330.7586
Program SpecificSize: Over 200kWSouth of Lugo2023June Monthly Peak | Program Specific | Size: Over 200kW | South of Lugo | 2023 | June Monthly Peak | 6 | 330.7586
Program SpecificSize: Over 200kWSouth of Lugo2023March Monthly Peak | Program Specific | Size: Over 200kW | South of Lugo | 2023 | March Monthly Peak | 3 | 330.7586
Program SpecificSize: Over 200kWSouth of Lugo2023May Monthly Peak | Program Specific | Size: Over 200kW | South of Lugo | 2023 | May Monthly Peak | 5 | 330.7586
Program SpecificSize: Over 200kWSouth of Lugo2023November Monthly Peak | Program Specific | Size: Over 200kW | South of Lugo | 2023 | November Monthly Peak | 11 | 330.7586
Program SpecificSize: Over 200kWSouth of Lugo2023October Monthly Peak | Program Specific | Size: Over 200kW | South of Lugo | 2023 | October Monthly Peak | 10 | 330.7586
Program SpecificSize: Over 200kWSouth of Lugo2023September Monthly Peak | Program Specific | Size: Over 200kW | South of Lugo | 2023 | September Monthly Peak | 9 | 330.7586
Program SpecificSize: Over 200kWSouth of Lugo2023Typical Event Day | Program Specific | Size: Over 200kW | South of Lugo | 2023 | Typical Event Day | 8 | 330.7586
Program SpecificSize: Over 200kWSouth of Lugo2024April Monthly Peak | Program Specific | Size: Over 200kW | South of Lugo | 2024 | April Monthly Peak | 4 | 341.4097
Program SpecificSize: Over 200kWSouth of Lugo2024August Monthly Peak | Program Specific | Size: Over 200kW | South of Lugo | 2024 | August Monthly Peak | 8 | 341.4097
Program SpecificSize: Over 200kWSouth of Lugo2024December Monthly Peak | Program Specific | Size: Over 200kW | South of Lugo | 2024 | December Monthly Peak | 12 | 352.4039
Program SpecificSize: Over 200kWSouth of Lugo2024February Monthly Peak | Program Specific | Size: Over 200kW | South of Lugo | 2024 | February Monthly Peak | 2 | 341.4097
Program SpecificSize: Over 200kWSouth of Lugo2024January Monthly Peak | Program Specific | Size: Over 200kW | South of Lugo | 2024 | January Monthly Peak | 1 | 341.4097
Program SpecificSize: Over 200kWSouth of Lugo2024July Monthly Peak | Program Specific | Size: Over 200kW | South of Lugo | 2024 | July Monthly Peak | 7 | 341.4097
Program SpecificSize: Over 200kWSouth of Lugo2024June Monthly Peak | Program Specific | Size: Over 200kW | South of Lugo | 2024 | June Monthly Peak | 6 | 341.4097
Program SpecificSize: Over 200kWSouth of Lugo2024March Monthly Peak | Program Specific | Size: Over 200kW | South of Lugo | 2024 | March Monthly Peak | 3 | 341.4097
Program SpecificSize: Over 200kWSouth of Lugo2024May Monthly Peak | Program Specific | Size: Over 200kW | South of Lugo | 2024 | May Monthly Peak | 5 | 341.4097
Program SpecificSize: Over 200kWSouth of Lugo2024November Monthly Peak | Program Specific | Size: Over 200kW | South of Lugo | 2024 | November Monthly Peak | 11 | 341.4097
Program SpecificSize: Over 200kWSouth of Lugo2024October Monthly Peak | Program Specific | Size: Over 200kW | South of Lugo | 2024 | October Monthly Peak | 10 | 341.4097
Program SpecificSize: Over 200kWSouth of Lugo2024September Monthly Peak | Program Specific | Size: Over 200kW | South of Lugo | 2024 | September Monthly Peak | 9 | 341.4097
Program SpecificSize: Over 200kWSouth of Lugo2024Typical Event Day | Program Specific | Size: Over 200kW | South of Lugo | 2024 | Typical Event Day | 8 | 341.4097
Program SpecificSize: Over 200kWSouth of Lugo2025April Monthly Peak | Program Specific | Size: Over 200kW | South of Lugo | 2025 | April Monthly Peak | 4 | 352.4039
Program SpecificSize: Over 200kWSouth of Lugo2025August Monthly Peak | Program Specific | Size: Over 200kW | South of Lugo | 2025 | August Monthly Peak | 8 | 352.4039
Program SpecificSize: Over 200kWSouth of Lugo2025December Monthly Peak | Program Specific | Size: Over 200kW | South of Lugo | 2025 | December Monthly Peak | 12 | 363.7521
Program SpecificSize: Over 200kWSouth of Lugo2025February Monthly Peak | Program Specific | Size: Over 200kW | South of Lugo | 2025 | February Monthly Peak | 2 | 352.4039
Program SpecificSize: Over 200kWSouth of Lugo2025January Monthly Peak | Program Specific | Size: Over 200kW | South of Lugo | 2025 | January Monthly Peak | 1 | 352.4039
Program SpecificSize: Over 200kWSouth of Lugo2025July Monthly Peak | Program Specific | Size: Over 200kW | South of Lugo | 2025 | July Monthly Peak | 7 | 352.4039
Program SpecificSize: Over 200kWSouth of Lugo2025June Monthly Peak | Program Specific | Size: Over 200kW | South of Lugo | 2025 | June Monthly Peak | 6 | 352.4039
Program SpecificSize: Over 200kWSouth of Lugo2025March Monthly Peak | Program Specific | Size: Over 200kW | South of Lugo | 2025 | March Monthly Peak | 3 | 352.4039
Program SpecificSize: Over 200kWSouth of Lugo2025May Monthly Peak | Program Specific | Size: Over 200kW | South of Lugo | 2025 | May Monthly Peak | 5 | 352.4039
Program SpecificSize: Over 200kWSouth of Lugo2025November Monthly Peak | Program Specific | Size: Over 200kW | South of Lugo | 2025 | November Monthly Peak | 11 | 352.4039
Program SpecificSize: Over 200kWSouth of Lugo2025October Monthly Peak | Program Specific | Size: Over 200kW | South of Lugo | 2025 | October Monthly Peak | 10 | 352.4039
Program SpecificSize: Over 200kWSouth of Lugo2025September Monthly Peak | Program Specific | Size: Over 200kW | South of Lugo | 2025 | September Monthly Peak | 9 | 352.4039
Program SpecificSize: Over 200kWSouth of Lugo2025Typical Event Day | Program Specific | Size: Over 200kW | South of Lugo | 2025 | Typical Event Day | 8 | 352.4039
Program SpecificSize: Under 20 kWAll2015April Monthly Peak | Program Specific | Size: Under 20 kW | All | 2015 | April Monthly Peak | 4 | 0
Program SpecificSize: Under 20 kWAll2015August Monthly Peak | Program Specific | Size: Under 20 kW | All | 2015 | August Monthly Peak | 8 | 0
Program SpecificSize: Under 20 kWAll2015December Monthly Peak | Program Specific | Size: Under 20 kW | All | 2015 | December Monthly Peak | 12 | 0
Program SpecificSize: Under 20 kWAll2015February Monthly Peak | Program Specific | Size: Under 20 kW | All | 2015 | February Monthly Peak | 2 | 0
Program SpecificSize: Under 20 kWAll2015January Monthly Peak | Program Specific | Size: Under 20 kW | All | 2015 | January Monthly Peak | 1 | 0
Program SpecificSize: Under 20 kWAll2015July Monthly Peak | Program Specific | Size: Under 20 kW | All | 2015 | July Monthly Peak | 7 | 0
Program SpecificSize: Under 20 kWAll2015June Monthly Peak | Program Specific | Size: Under 20 kW | All | 2015 | June Monthly Peak | 6 | 0
Program SpecificSize: Under 20 kWAll2015March Monthly Peak | Program Specific | Size: Under 20 kW | All | 2015 | March Monthly Peak | 3 | 0
Program SpecificSize: Under 20 kWAll2015May Monthly Peak | Program Specific | Size: Under 20 kW | All | 2015 | May Monthly Peak | 5 | 0
Program SpecificSize: Under 20 kWAll2015November Monthly Peak | Program Specific | Size: Under 20 kW | All | 2015 | November Monthly Peak | 11 | 0
Program SpecificSize: Under 20 kWAll2015October Monthly Peak | Program Specific | Size: Under 20 kW | All | 2015 | October Monthly Peak | 10 | 0
Program SpecificSize: Under 20 kWAll2015September Monthly Peak | Program Specific | Size: Under 20 kW | All | 2015 | September Monthly Peak | 9 | 0
Program SpecificSize: Under 20 kWAll2015Typical Event Day | Program Specific | Size: Under 20 kW | All | 2015 | Typical Event Day | 8 | 0
Program SpecificSize: Under 20 kWAll2016April Monthly Peak | Program Specific | Size: Under 20 kW | All | 2016 | April Monthly Peak | 4 | 0
Program SpecificSize: Under 20 kWAll2016August Monthly Peak | Program Specific | Size: Under 20 kW | All | 2016 | August Monthly Peak | 8 | 0
Program SpecificSize: Under 20 kWAll2016December Monthly Peak | Program Specific | Size: Under 20 kW | All | 2016 | December Monthly Peak | 12 | 0
Program SpecificSize: Under 20 kWAll2016February Monthly Peak | Program Specific | Size: Under 20 kW | All | 2016 | February Monthly Peak | 2 | 0
Program SpecificSize: Under 20 kWAll2016January Monthly Peak | Program Specific | Size: Under 20 kW | All | 2016 | January Monthly Peak | 1 | 0
Program SpecificSize: Under 20 kWAll2016July Monthly Peak | Program Specific | Size: Under 20 kW | All | 2016 | July Monthly Peak | 7 | 0
Program SpecificSize: Under 20 kWAll2016June Monthly Peak | Program Specific | Size: Under 20 kW | All | 2016 | June Monthly Peak | 6 | 0
Program SpecificSize: Under 20 kWAll2016March Monthly Peak | Program Specific | Size: Under 20 kW | All | 2016 | March Monthly Peak | 3 | 0
Program SpecificSize: Under 20 kWAll2016May Monthly Peak | Program Specific | Size: Under 20 kW | All | 2016 | May Monthly Peak | 5 | 0
Program SpecificSize: Under 20 kWAll2016November Monthly Peak | Program Specific | Size: Under 20 kW | All | 2016 | November Monthly Peak | 11 | 0
Program SpecificSize: Under 20 kWAll2016October Monthly Peak | Program Specific | Size: Under 20 kW | All | 2016 | October Monthly Peak | 10 | 0
Program SpecificSize: Under 20 kWAll2016September Monthly Peak | Program Specific | Size: Under 20 kW | All | 2016 | September Monthly Peak | 9 | 0
Program SpecificSize: Under 20 kWAll2016Typical Event Day | Program Specific | Size: Under 20 kW | All | 2016 | Typical Event Day | 8 | 0
Program SpecificSize: Under 20 kWAll2017April Monthly Peak | Program Specific | Size: Under 20 kW | All | 2017 | April Monthly Peak | 4 | 215204.7455
Program SpecificSize: Under 20 kWAll2017August Monthly Peak | Program Specific | Size: Under 20 kW | All | 2017 | August Monthly Peak | 8 | 215204.7455
Program SpecificSize: Under 20 kWAll2017December Monthly Peak | Program Specific | Size: Under 20 kW | All | 2017 | December Monthly Peak | 12 | 215204.7455
Program SpecificSize: Under 20 kWAll2017February Monthly Peak | Program Specific | Size: Under 20 kW | All | 2017 | February Monthly Peak | 2 | 0
Program SpecificSize: Under 20 kWAll2017January Monthly Peak | Program Specific | Size: Under 20 kW | All | 2017 | January Monthly Peak | 1 | 0
Program SpecificSize: Under 20 kWAll2017July Monthly Peak | Program Specific | Size: Under 20 kW | All | 2017 | July Monthly Peak | 7 | 215204.7455
Program SpecificSize: Under 20 kWAll2017June Monthly Peak | Program Specific | Size: Under 20 kW | All | 2017 | June Monthly Peak | 6 | 215204.7455
Program SpecificSize: Under 20 kWAll2017March Monthly Peak | Program Specific | Size: Under 20 kW | All | 2017 | March Monthly Peak | 3 | 0
Program SpecificSize: Under 20 kWAll2017May Monthly Peak | Program Specific | Size: Under 20 kW | All | 2017 | May Monthly Peak | 5 | 215204.7455
Program SpecificSize: Under 20 kWAll2017November Monthly Peak | Program Specific | Size: Under 20 kW | All | 2017 | November Monthly Peak | 11 | 215204.7455
Program SpecificSize: Under 20 kWAll2017October Monthly Peak | Program Specific | Size: Under 20 kW | All | 2017 | October Monthly Peak | 10 | 215204.7455
Program SpecificSize: Under 20 kWAll2017September Monthly Peak | Program Specific | Size: Under 20 kW | All | 2017 | September Monthly Peak | 9 | 215204.7455
Program SpecificSize: Under 20 kWAll2017Typical Event Day | Program Specific | Size: Under 20 kW | All | 2017 | Typical Event Day | 8 | 215204.7455
Program SpecificSize: Under 20 kWAll2018April Monthly Peak | Program Specific | Size: Under 20 kW | All | 2018 | April Monthly Peak | 4 | 86081.8982
Program SpecificSize: Under 20 kWAll2018August Monthly Peak | Program Specific | Size: Under 20 kW | All | 2018 | August Monthly Peak | 8 | 86081.8982
Program SpecificSize: Under 20 kWAll2018December Monthly Peak | Program Specific | Size: Under 20 kW | All | 2018 | December Monthly Peak | 12 | 86081.8982
Program SpecificSize: Under 20 kWAll2018February Monthly Peak | Program Specific | Size: Under 20 kW | All | 2018 | February Monthly Peak | 2 | 215204.7455
Program SpecificSize: Under 20 kWAll2018January Monthly Peak | Program Specific | Size: Under 20 kW | All | 2018 | January Monthly Peak | 1 | 215204.7455
Program SpecificSize: Under 20 kWAll2018July Monthly Peak | Program Specific | Size: Under 20 kW | All | 2018 | July Monthly Peak | 7 | 86081.8982
Program SpecificSize: Under 20 kWAll2018June Monthly Peak | Program Specific | Size: Under 20 kW | All | 2018 | June Monthly Peak | 6 | 86081.8982
Program SpecificSize: Under 20 kWAll2018March Monthly Peak | Program Specific | Size: Under 20 kW | All | 2018 | March Monthly Peak | 3 | 215204.7455
Program SpecificSize: Under 20 kWAll2018May Monthly Peak | Program Specific | Size: Under 20 kW | All | 2018 | May Monthly Peak | 5 | 86081.8982
Program SpecificSize: Under 20 kWAll2018November Monthly Peak | Program Specific | Size: Under 20 kW | All | 2018 | November Monthly Peak | 11 | 86081.8982
Program SpecificSize: Under 20 kWAll2018October Monthly Peak | Program Specific | Size: Under 20 kW | All | 2018 | October Monthly Peak | 10 | 86081.8982
Program SpecificSize: Under 20 kWAll2018September Monthly Peak | Program Specific | Size: Under 20 kW | All | 2018 | September Monthly Peak | 9 | 86081.8982
Program SpecificSize: Under 20 kWAll2018Typical Event Day | Program Specific | Size: Under 20 kW | All | 2018 | Typical Event Day | 8 | 86081.8982
Program SpecificSize: Under 20 kWAll2019April Monthly Peak | Program Specific | Size: Under 20 kW | All | 2019 | April Monthly Peak | 4 | 88853.9231
Program SpecificSize: Under 20 kWAll2019August Monthly Peak | Program Specific | Size: Under 20 kW | All | 2019 | August Monthly Peak | 8 | 88853.9231
Program SpecificSize: Under 20 kWAll2019December Monthly Peak | Program Specific | Size: Under 20 kW | All | 2019 | December Monthly Peak | 12 | 88853.9231
Program SpecificSize: Under 20 kWAll2019February Monthly Peak | Program Specific | Size: Under 20 kW | All | 2019 | February Monthly Peak | 2 | 86081.8982
Program SpecificSize: Under 20 kWAll2019January Monthly Peak | Program Specific | Size: Under 20 kW | All | 2019 | January Monthly Peak | 1 | 86081.8982
Program SpecificSize: Under 20 kWAll2019July Monthly Peak | Program Specific | Size: Under 20 kW | All | 2019 | July Monthly Peak | 7 | 88853.9231
Program SpecificSize: Under 20 kWAll2019June Monthly Peak | Program Specific | Size: Under 20 kW | All | 2019 | June Monthly Peak | 6 | 88853.9231
Program SpecificSize: Under 20 kWAll2019March Monthly Peak | Program Specific | Size: Under 20 kW | All | 2019 | March Monthly Peak | 3 | 86081.8982
Program SpecificSize: Under 20 kWAll2019May Monthly Peak | Program Specific | Size: Under 20 kW | All | 2019 | May Monthly Peak | 5 | 88853.9231
Program SpecificSize: Under 20 kWAll2019November Monthly Peak | Program Specific | Size: Under 20 kW | All | 2019 | November Monthly Peak | 11 | 88853.9231
Program SpecificSize: Under 20 kWAll2019October Monthly Peak | Program Specific | Size: Under 20 kW | All | 2019 | October Monthly Peak | 10 | 88853.9231
Program SpecificSize: Under 20 kWAll2019September Monthly Peak | Program Specific | Size: Under 20 kW | All | 2019 | September Monthly Peak | 9 | 88853.9231
Program SpecificSize: Under 20 kWAll2019Typical Event Day | Program Specific | Size: Under 20 kW | All | 2019 | Typical Event Day | 8 | 88853.9231
Program SpecificSize: Under 20 kWAll2020April Monthly Peak | Program Specific | Size: Under 20 kW | All | 2020 | April Monthly Peak | 4 | 91715.2132
Program SpecificSize: Under 20 kWAll2020August Monthly Peak | Program Specific | Size: Under 20 kW | All | 2020 | August Monthly Peak | 8 | 91715.2132
Program SpecificSize: Under 20 kWAll2020December Monthly Peak | Program Specific | Size: Under 20 kW | All | 2020 | December Monthly Peak | 12 | 91715.2132
Program SpecificSize: Under 20 kWAll2020February Monthly Peak | Program Specific | Size: Under 20 kW | All | 2020 | February Monthly Peak | 2 | 88853.9231
Program SpecificSize: Under 20 kWAll2020January Monthly Peak | Program Specific | Size: Under 20 kW | All | 2020 | January Monthly Peak | 1 | 88853.9231
Program SpecificSize: Under 20 kWAll2020July Monthly Peak | Program Specific | Size: Under 20 kW | All | 2020 | July Monthly Peak | 7 | 91715.2132
Program SpecificSize: Under 20 kWAll2020June Monthly Peak | Program Specific | Size: Under 20 kW | All | 2020 | June Monthly Peak | 6 | 91715.2132
Program SpecificSize: Under 20 kWAll2020March Monthly Peak | Program Specific | Size: Under 20 kW | All | 2020 | March Monthly Peak | 3 | 88853.9231
Program SpecificSize: Under 20 kWAll2020May Monthly Peak | Program Specific | Size: Under 20 kW | All | 2020 | May Monthly Peak | 5 | 91715.2132
Program SpecificSize: Under 20 kWAll2020November Monthly Peak | Program Specific | Size: Under 20 kW | All | 2020 | November Monthly Peak | 11 | 91715.2132
Program SpecificSize: Under 20 kWAll2020October Monthly Peak | Program Specific | Size: Under 20 kW | All | 2020 | October Monthly Peak | 10 | 91715.2132
Program SpecificSize: Under 20 kWAll2020September Monthly Peak | Program Specific | Size: Under 20 kW | All | 2020 | September Monthly Peak | 9 | 91715.2132
Program SpecificSize: Under 20 kWAll2020Typical Event Day | Program Specific | Size: Under 20 kW | All | 2020 | Typical Event Day | 8 | 91715.2132
Program SpecificSize: Under 20 kWAll2021April Monthly Peak | Program Specific | Size: Under 20 kW | All | 2021 | April Monthly Peak | 4 | 94668.643
Program SpecificSize: Under 20 kWAll2021August Monthly Peak | Program Specific | Size: Under 20 kW | All | 2021 | August Monthly Peak | 8 | 94668.643
Program SpecificSize: Under 20 kWAll2021December Monthly Peak | Program Specific | Size: Under 20 kW | All | 2021 | December Monthly Peak | 12 | 94668.643
Program SpecificSize: Under 20 kWAll2021February Monthly Peak | Program Specific | Size: Under 20 kW | All | 2021 | February Monthly Peak | 2 | 91715.2132
Program SpecificSize: Under 20 kWAll2021January Monthly Peak | Program Specific | Size: Under 20 kW | All | 2021 | January Monthly Peak | 1 | 91715.2132
Program SpecificSize: Under 20 kWAll2021July Monthly Peak | Program Specific | Size: Under 20 kW | All | 2021 | July Monthly Peak | 7 | 94668.643
Program SpecificSize: Under 20 kWAll2021June Monthly Peak | Program Specific | Size: Under 20 kW | All | 2021 | June Monthly Peak | 6 | 94668.643
Program SpecificSize: Under 20 kWAll2021March Monthly Peak | Program Specific | Size: Under 20 kW | All | 2021 | March Monthly Peak | 3 | 91715.2132
Program SpecificSize: Under 20 kWAll2021May Monthly Peak | Program Specific | Size: Under 20 kW | All | 2021 | May Monthly Peak | 5 | 94668.643
Program SpecificSize: Under 20 kWAll2021November Monthly Peak | Program Specific | Size: Under 20 kW | All | 2021 | November Monthly Peak | 11 | 94668.643
Program SpecificSize: Under 20 kWAll2021October Monthly Peak | Program Specific | Size: Under 20 kW | All | 2021 | October Monthly Peak | 10 | 94668.643
Program SpecificSize: Under 20 kWAll2021September Monthly Peak | Program Specific | Size: Under 20 kW | All | 2021 | September Monthly Peak | 9 | 94668.643
Program SpecificSize: Under 20 kWAll2021Typical Event Day | Program Specific | Size: Under 20 kW | All | 2021 | Typical Event Day | 8 | 94668.643
Program SpecificSize: Under 20 kWAll2022April Monthly Peak | Program Specific | Size: Under 20 kW | All | 2022 | April Monthly Peak | 4 | 97717.1798
Program SpecificSize: Under 20 kWAll2022August Monthly Peak | Program Specific | Size: Under 20 kW | All | 2022 | August Monthly Peak | 8 | 97717.1798
Program SpecificSize: Under 20 kWAll2022December Monthly Peak | Program Specific | Size: Under 20 kW | All | 2022 | December Monthly Peak | 12 | 97717.1798
Program SpecificSize: Under 20 kWAll2022February Monthly Peak | Program Specific | Size: Under 20 kW | All | 2022 | February Monthly Peak | 2 | 94668.643
Program SpecificSize: Under 20 kWAll2022January Monthly Peak | Program Specific | Size: Under 20 kW | All | 2022 | January Monthly Peak | 1 | 94668.643
Program SpecificSize: Under 20 kWAll2022July Monthly Peak | Program Specific | Size: Under 20 kW | All | 2022 | July Monthly Peak | 7 | 97717.1798
Program SpecificSize: Under 20 kWAll2022June Monthly Peak | Program Specific | Size: Under 20 kW | All | 2022 | June Monthly Peak | 6 | 97717.1798
Program SpecificSize: Under 20 kWAll2022March Monthly Peak | Program Specific | Size: Under 20 kW | All | 2022 | March Monthly Peak | 3 | 94668.643
Program SpecificSize: Under 20 kWAll2022May Monthly Peak | Program Specific | Size: Under 20 kW | All | 2022 | May Monthly Peak | 5 | 97717.1798
Program SpecificSize: Under 20 kWAll2022November Monthly Peak | Program Specific | Size: Under 20 kW | All | 2022 | November Monthly Peak | 11 | 97717.1798
Program SpecificSize: Under 20 kWAll2022October Monthly Peak | Program Specific | Size: Under 20 kW | All | 2022 | October Monthly Peak | 10 | 97717.1798
Program SpecificSize: Under 20 kWAll2022September Monthly Peak | Program Specific | Size: Under 20 kW | All | 2022 | September Monthly Peak | 9 | 97717.1798
Program SpecificSize: Under 20 kWAll2022Typical Event Day | Program Specific | Size: Under 20 kW | All | 2022 | Typical Event Day | 8 | 97717.1798
Program SpecificSize: Under 20 kWAll2023April Monthly Peak | Program Specific | Size: Under 20 kW | All | 2023 | April Monthly Peak | 4 | 100863.8861
Program SpecificSize: Under 20 kWAll2023August Monthly Peak | Program Specific | Size: Under 20 kW | All | 2023 | August Monthly Peak | 8 | 100863.8861
Program SpecificSize: Under 20 kWAll2023December Monthly Peak | Program Specific | Size: Under 20 kW | All | 2023 | December Monthly Peak | 12 | 100863.8861
Program SpecificSize: Under 20 kWAll2023February Monthly Peak | Program Specific | Size: Under 20 kW | All | 2023 | February Monthly Peak | 2 | 97717.1798
Program SpecificSize: Under 20 kWAll2023January Monthly Peak | Program Specific | Size: Under 20 kW | All | 2023 | January Monthly Peak | 1 | 97717.1798
Program SpecificSize: Under 20 kWAll2023July Monthly Peak | Program Specific | Size: Under 20 kW | All | 2023 | July Monthly Peak | 7 | 100863.8861
Program SpecificSize: Under 20 kWAll2023June Monthly Peak | Program Specific | Size: Under 20 kW | All | 2023 | June Monthly Peak | 6 | 100863.8861
Program SpecificSize: Under 20 kWAll2023March Monthly Peak | Program Specific | Size: Under 20 kW | All | 2023 | March Monthly Peak | 3 | 97717.1798
Program SpecificSize: Under 20 kWAll2023May Monthly Peak | Program Specific | Size: Under 20 kW | All | 2023 | May Monthly Peak | 5 | 100863.8861
Program SpecificSize: Under 20 kWAll2023November Monthly Peak | Program Specific | Size: Under 20 kW | All | 2023 | November Monthly Peak | 11 | 100863.8861
Program SpecificSize: Under 20 kWAll2023October Monthly Peak | Program Specific | Size: Under 20 kW | All | 2023 | October Monthly Peak | 10 | 100863.8861
Program SpecificSize: Under 20 kWAll2023September Monthly Peak | Program Specific | Size: Under 20 kW | All | 2023 | September Monthly Peak | 9 | 100863.8861
Program SpecificSize: Under 20 kWAll2023Typical Event Day | Program Specific | Size: Under 20 kW | All | 2023 | Typical Event Day | 8 | 100863.8861
Program SpecificSize: Under 20 kWAll2024April Monthly Peak | Program Specific | Size: Under 20 kW | All | 2024 | April Monthly Peak | 4 | 104111.9232
Program SpecificSize: Under 20 kWAll2024August Monthly Peak | Program Specific | Size: Under 20 kW | All | 2024 | August Monthly Peak | 8 | 104111.9232
Program SpecificSize: Under 20 kWAll2024December Monthly Peak | Program Specific | Size: Under 20 kW | All | 2024 | December Monthly Peak | 12 | 104111.9232
Program SpecificSize: Under 20 kWAll2024February Monthly Peak | Program Specific | Size: Under 20 kW | All | 2024 | February Monthly Peak | 2 | 100863.8861
Program SpecificSize: Under 20 kWAll2024January Monthly Peak | Program Specific | Size: Under 20 kW | All | 2024 | January Monthly Peak | 1 | 100863.8861
Program SpecificSize: Under 20 kWAll2024July Monthly Peak | Program Specific | Size: Under 20 kW | All | 2024 | July Monthly Peak | 7 | 104111.9232
Program SpecificSize: Under 20 kWAll2024June Monthly Peak | Program Specific | Size: Under 20 kW | All | 2024 | June Monthly Peak | 6 | 104111.9232
Program SpecificSize: Under 20 kWAll2024March Monthly Peak | Program Specific | Size: Under 20 kW | All | 2024 | March Monthly Peak | 3 | 100863.8861
Program SpecificSize: Under 20 kWAll2024May Monthly Peak | Program Specific | Size: Under 20 kW | All | 2024 | May Monthly Peak | 5 | 104111.9232
Program SpecificSize: Under 20 kWAll2024November Monthly Peak | Program Specific | Size: Under 20 kW | All | 2024 | November Monthly Peak | 11 | 104111.9232
Program SpecificSize: Under 20 kWAll2024October Monthly Peak | Program Specific | Size: Under 20 kW | All | 2024 | October Monthly Peak | 10 | 104111.9232
Program SpecificSize: Under 20 kWAll2024September Monthly Peak | Program Specific | Size: Under 20 kW | All | 2024 | September Monthly Peak | 9 | 104111.9232
Program SpecificSize: Under 20 kWAll2024Typical Event Day | Program Specific | Size: Under 20 kW | All | 2024 | Typical Event Day | 8 | 104111.9232
Program SpecificSize: Under 20 kWAll2025April Monthly Peak | Program Specific | Size: Under 20 kW | All | 2025 | April Monthly Peak | 4 | 107464.5541
Program SpecificSize: Under 20 kWAll2025August Monthly Peak | Program Specific | Size: Under 20 kW | All | 2025 | August Monthly Peak | 8 | 107464.5541
Program SpecificSize: Under 20 kWAll2025December Monthly Peak | Program Specific | Size: Under 20 kW | All | 2025 | December Monthly Peak | 12 | 107464.5541
Program SpecificSize: Under 20 kWAll2025February Monthly Peak | Program Specific | Size: Under 20 kW | All | 2025 | February Monthly Peak | 2 | 104111.9232
Program SpecificSize: Under 20 kWAll2025January Monthly Peak | Program Specific | Size: Under 20 kW | All | 2025 | January Monthly Peak | 1 | 104111.9232
Program SpecificSize: Under 20 kWAll2025July Monthly Peak | Program Specific | Size: Under 20 kW | All | 2025 | July Monthly Peak | 7 | 107464.5541
Program SpecificSize: Under 20 kWAll2025June Monthly Peak | Program Specific | Size: Under 20 kW | All | 2025 | June Monthly Peak | 6 | 107464.5541
Program SpecificSize: Under 20 kWAll2025March Monthly Peak | Program Specific | Size: Under 20 kW | All | 2025 | March Monthly Peak | 3 | 104111.9232
Program SpecificSize: Under 20 kWAll2025May Monthly Peak | Program Specific | Size: Under 20 kW | All | 2025 | May Monthly Peak | 5 | 107464.5541
Program SpecificSize: Under 20 kWAll2025November Monthly Peak | Program Specific | Size: Under 20 kW | All | 2025 | November Monthly Peak | 11 | 107464.5541
Program SpecificSize: Under 20 kWAll2025October Monthly Peak | Program Specific | Size: Under 20 kW | All | 2025 | October Monthly Peak | 10 | 107464.5541
Program SpecificSize: Under 20 kWAll2025September Monthly Peak | Program Specific | Size: Under 20 kW | All | 2025 | September Monthly Peak | 9 | 107464.5541
Program SpecificSize: Under 20 kWAll2025Typical Event Day | Program Specific | Size: Under 20 kW | All | 2025 | Typical Event Day | 8 | 107464.5541
Program SpecificSize: Under 20 kWOrange County2015April Monthly Peak | Program Specific | Size: Under 20 kW | Orange County | 2015 | April Monthly Peak | 4 | 0
Program SpecificSize: Under 20 kWOrange County2015August Monthly Peak | Program Specific | Size: Under 20 kW | Orange County | 2015 | August Monthly Peak | 8 | 0
Program SpecificSize: Under 20 kWOrange County2015December Monthly Peak | Program Specific | Size: Under 20 kW | Orange County | 2015 | December Monthly Peak | 12 | 0
Program SpecificSize: Under 20 kWOrange County2015February Monthly Peak | Program Specific | Size: Under 20 kW | Orange County | 2015 | February Monthly Peak | 2 | 0
Program SpecificSize: Under 20 kWOrange County2015January Monthly Peak | Program Specific | Size: Under 20 kW | Orange County | 2015 | January Monthly Peak | 1 | 0
Program SpecificSize: Under 20 kWOrange County2015July Monthly Peak | Program Specific | Size: Under 20 kW | Orange County | 2015 | July Monthly Peak | 7 | 0
Program SpecificSize: Under 20 kWOrange County2015June Monthly Peak | Program Specific | Size: Under 20 kW | Orange County | 2015 | June Monthly Peak | 6 | 0
Program SpecificSize: Under 20 kWOrange County2015March Monthly Peak | Program Specific | Size: Under 20 kW | Orange County | 2015 | March Monthly Peak | 3 | 0
Program SpecificSize: Under 20 kWOrange County2015May Monthly Peak | Program Specific | Size: Under 20 kW | Orange County | 2015 | May Monthly Peak | 5 | 0
Program SpecificSize: Under 20 kWOrange County2015November Monthly Peak | Program Specific | Size: Under 20 kW | Orange County | 2015 | November Monthly Peak | 11 | 0
Program SpecificSize: Under 20 kWOrange County2015October Monthly Peak | Program Specific | Size: Under 20 kW | Orange County | 2015 | October Monthly Peak | 10 | 0
Program SpecificSize: Under 20 kWOrange County2015September Monthly Peak | Program Specific | Size: Under 20 kW | Orange County | 2015 | September Monthly Peak | 9 | 0
Program SpecificSize: Under 20 kWOrange County2015Typical Event Day | Program Specific | Size: Under 20 kW | Orange County | 2015 | Typical Event Day | 8 | 0
Program SpecificSize: Under 20 kWOrange County2016April Monthly Peak | Program Specific | Size: Under 20 kW | Orange County | 2016 | April Monthly Peak | 4 | 0
Program SpecificSize: Under 20 kWOrange County2016August Monthly Peak | Program Specific | Size: Under 20 kW | Orange County | 2016 | August Monthly Peak | 8 | 0
Program SpecificSize: Under 20 kWOrange County2016December Monthly Peak | Program Specific | Size: Under 20 kW | Orange County | 2016 | December Monthly Peak | 12 | 0
Program SpecificSize: Under 20 kWOrange County2016February Monthly Peak | Program Specific | Size: Under 20 kW | Orange County | 2016 | February Monthly Peak | 2 | 0
Program SpecificSize: Under 20 kWOrange County2016January Monthly Peak | Program Specific | Size: Under 20 kW | Orange County | 2016 | January Monthly Peak | 1 | 0
Program SpecificSize: Under 20 kWOrange County2016July Monthly Peak | Program Specific | Size: Under 20 kW | Orange County | 2016 | July Monthly Peak | 7 | 0
Program SpecificSize: Under 20 kWOrange County2016June Monthly Peak | Program Specific | Size: Under 20 kW | Orange County | 2016 | June Monthly Peak | 6 | 0
Program SpecificSize: Under 20 kWOrange County2016March Monthly Peak | Program Specific | Size: Under 20 kW | Orange County | 2016 | March Monthly Peak | 3 | 0
Program SpecificSize: Under 20 kWOrange County2016May Monthly Peak | Program Specific | Size: Under 20 kW | Orange County | 2016 | May Monthly Peak | 5 | 0
Program SpecificSize: Under 20 kWOrange County2016November Monthly Peak | Program Specific | Size: Under 20 kW | Orange County | 2016 | November Monthly Peak | 11 | 0
Program SpecificSize: Under 20 kWOrange County2016October Monthly Peak | Program Specific | Size: Under 20 kW | Orange County | 2016 | October Monthly Peak | 10 | 0
Program SpecificSize: Under 20 kWOrange County2016September Monthly Peak | Program Specific | Size: Under 20 kW | Orange County | 2016 | September Monthly Peak | 9 | 0
Program SpecificSize: Under 20 kWOrange County2016Typical Event Day | Program Specific | Size: Under 20 kW | Orange County | 2016 | Typical Event Day | 8 | 0
Program SpecificSize: Under 20 kWOrange County2017April Monthly Peak | Program Specific | Size: Under 20 kW | Orange County | 2017 | April Monthly Peak | 4 | 51854.7036
Program SpecificSize: Under 20 kWOrange County2017August Monthly Peak | Program Specific | Size: Under 20 kW | Orange County | 2017 | August Monthly Peak | 8 | 51854.7036
Program SpecificSize: Under 20 kWOrange County2017December Monthly Peak | Program Specific | Size: Under 20 kW | Orange County | 2017 | December Monthly Peak | 12 | 51854.7036
Program SpecificSize: Under 20 kWOrange County2017February Monthly Peak | Program Specific | Size: Under 20 kW | Orange County | 2017 | February Monthly Peak | 2 | 0
Program SpecificSize: Under 20 kWOrange County2017January Monthly Peak | Program Specific | Size: Under 20 kW | Orange County | 2017 | January Monthly Peak | 1 | 0
Program SpecificSize: Under 20 kWOrange County2017July Monthly Peak | Program Specific | Size: Under 20 kW | Orange County | 2017 | July Monthly Peak | 7 | 51854.7036
Program SpecificSize: Under 20 kWOrange County2017June Monthly Peak | Program Specific | Size: Under 20 kW | Orange County | 2017 | June Monthly Peak | 6 | 51854.7036
Program SpecificSize: Under 20 kWOrange County2017March Monthly Peak | Program Specific | Size: Under 20 kW | Orange County | 2017 | March Monthly Peak | 3 | 0
Program SpecificSize: Under 20 kWOrange County2017May Monthly Peak | Program Specific | Size: Under 20 kW | Orange County | 2017 | May Monthly Peak | 5 | 51854.7036
Program SpecificSize: Under 20 kWOrange County2017November Monthly Peak | Program Specific | Size: Under 20 kW | Orange County | 2017 | November Monthly Peak | 11 | 51854.7036
Program SpecificSize: Under 20 kWOrange County2017October Monthly Peak | Program Specific | Size: Under 20 kW | Orange County | 2017 | October Monthly Peak | 10 | 51854.7036
Program SpecificSize: Under 20 kWOrange County2017September Monthly Peak | Program Specific | Size: Under 20 kW | Orange County | 2017 | September Monthly Peak | 9 | 51854.7036
Program SpecificSize: Under 20 kWOrange County2017Typical Event Day | Program Specific | Size: Under 20 kW | Orange County | 2017 | Typical Event Day | 8 | 51854.7036
Program SpecificSize: Under 20 kWOrange County2018April Monthly Peak | Program Specific | Size: Under 20 kW | Orange County | 2018 | April Monthly Peak | 4 | 20741.8814
Program SpecificSize: Under 20 kWOrange County2018August Monthly Peak | Program Specific | Size: Under 20 kW | Orange County | 2018 | August Monthly Peak | 8 | 20741.8814
Program SpecificSize: Under 20 kWOrange County2018December Monthly Peak | Program Specific | Size: Under 20 kW | Orange County | 2018 | December Monthly Peak | 12 | 20741.8814
Program SpecificSize: Under 20 kWOrange County2018February Monthly Peak | Program Specific | Size: Under 20 kW | Orange County | 2018 | February Monthly Peak | 2 | 51854.7036
Program SpecificSize: Under 20 kWOrange County2018January Monthly Peak | Program Specific | Size: Under 20 kW | Orange County | 2018 | January Monthly Peak | 1 | 51854.7036
Program SpecificSize: Under 20 kWOrange County2018July Monthly Peak | Program Specific | Size: Under 20 kW | Orange County | 2018 | July Monthly Peak | 7 | 20741.8814
Program SpecificSize: Under 20 kWOrange County2018June Monthly Peak | Program Specific | Size: Under 20 kW | Orange County | 2018 | June Monthly Peak | 6 | 20741.8814
Program SpecificSize: Under 20 kWOrange County2018March Monthly Peak | Program Specific | Size: Under 20 kW | Orange County | 2018 | March Monthly Peak | 3 | 51854.7036
Program SpecificSize: Under 20 kWOrange County2018May Monthly Peak | Program Specific | Size: Under 20 kW | Orange County | 2018 | May Monthly Peak | 5 | 20741.8814
Program SpecificSize: Under 20 kWOrange County2018November Monthly Peak | Program Specific | Size: Under 20 kW | Orange County | 2018 | November Monthly Peak | 11 | 20741.8814
Program SpecificSize: Under 20 kWOrange County2018October Monthly Peak | Program Specific | Size: Under 20 kW | Orange County | 2018 | October Monthly Peak | 10 | 20741.8814
Program SpecificSize: Under 20 kWOrange County2018September Monthly Peak | Program Specific | Size: Under 20 kW | Orange County | 2018 | September Monthly Peak | 9 | 20741.8814
Program SpecificSize: Under 20 kWOrange County2018Typical Event Day | Program Specific | Size: Under 20 kW | Orange County | 2018 | Typical Event Day | 8 | 20741.8814
Program SpecificSize: Under 20 kWOrange County2019April Monthly Peak | Program Specific | Size: Under 20 kW | Orange County | 2019 | April Monthly Peak | 4 | 21409.8152
Program SpecificSize: Under 20 kWOrange County2019August Monthly Peak | Program Specific | Size: Under 20 kW | Orange County | 2019 | August Monthly Peak | 8 | 21409.8152
Program SpecificSize: Under 20 kWOrange County2019December Monthly Peak | Program Specific | Size: Under 20 kW | Orange County | 2019 | December Monthly Peak | 12 | 21409.8152
Program SpecificSize: Under 20 kWOrange County2019February Monthly Peak | Program Specific | Size: Under 20 kW | Orange County | 2019 | February Monthly Peak | 2 | 20741.8814
Program SpecificSize: Under 20 kWOrange County2019January Monthly Peak | Program Specific | Size: Under 20 kW | Orange County | 2019 | January Monthly Peak | 1 | 20741.8814
Program SpecificSize: Under 20 kWOrange County2019July Monthly Peak | Program Specific | Size: Under 20 kW | Orange County | 2019 | July Monthly Peak | 7 | 21409.8152
Program SpecificSize: Under 20 kWOrange County2019June Monthly Peak | Program Specific | Size: Under 20 kW | Orange County | 2019 | June Monthly Peak | 6 | 21409.8152
Program SpecificSize: Under 20 kWOrange County2019March Monthly Peak | Program Specific | Size: Under 20 kW | Orange County | 2019 | March Monthly Peak | 3 | 20741.8814
Program SpecificSize: Under 20 kWOrange County2019May Monthly Peak | Program Specific | Size: Under 20 kW | Orange County | 2019 | May Monthly Peak | 5 | 21409.8152
Program SpecificSize: Under 20 kWOrange County2019November Monthly Peak | Program Specific | Size: Under 20 kW | Orange County | 2019 | November Monthly Peak | 11 | 21409.8152
Program SpecificSize: Under 20 kWOrange County2019October Monthly Peak | Program Specific | Size: Under 20 kW | Orange County | 2019 | October Monthly Peak | 10 | 21409.8152
Program SpecificSize: Under 20 kWOrange County2019September Monthly Peak | Program Specific | Size: Under 20 kW | Orange County | 2019 | September Monthly Peak | 9 | 21409.8152
Program SpecificSize: Under 20 kWOrange County2019Typical Event Day | Program Specific | Size: Under 20 kW | Orange County | 2019 | Typical Event Day | 8 | 21409.8152
Program SpecificSize: Under 20 kWOrange County2020April Monthly Peak | Program Specific | Size: Under 20 kW | Orange County | 2020 | April Monthly Peak | 4 | 22099.258
Program SpecificSize: Under 20 kWOrange County2020August Monthly Peak | Program Specific | Size: Under 20 kW | Orange County | 2020 | August Monthly Peak | 8 | 22099.258
Program SpecificSize: Under 20 kWOrange County2020December Monthly Peak | Program Specific | Size: Under 20 kW | Orange County | 2020 | December Monthly Peak | 12 | 22099.258
Program SpecificSize: Under 20 kWOrange County2020February Monthly Peak | Program Specific | Size: Under 20 kW | Orange County | 2020 | February Monthly Peak | 2 | 21409.8152
Program SpecificSize: Under 20 kWOrange County2020January Monthly Peak | Program Specific | Size: Under 20 kW | Orange County | 2020 | January Monthly Peak | 1 | 21409.8152
Program SpecificSize: Under 20 kWOrange County2020July Monthly Peak | Program Specific | Size: Under 20 kW | Orange County | 2020 | July Monthly Peak | 7 | 22099.258
Program SpecificSize: Under 20 kWOrange County2020June Monthly Peak | Program Specific | Size: Under 20 kW | Orange County | 2020 | June Monthly Peak | 6 | 22099.258
Program SpecificSize: Under 20 kWOrange County2020March Monthly Peak | Program Specific | Size: Under 20 kW | Orange County | 2020 | March Monthly Peak | 3 | 21409.8152
Program SpecificSize: Under 20 kWOrange County2020May Monthly Peak | Program Specific | Size: Under 20 kW | Orange County | 2020 | May Monthly Peak | 5 | 22099.258
Program SpecificSize: Under 20 kWOrange County2020November Monthly Peak | Program Specific | Size: Under 20 kW | Orange County | 2020 | November Monthly Peak | 11 | 22099.258
Program SpecificSize: Under 20 kWOrange County2020October Monthly Peak | Program Specific | Size: Under 20 kW | Orange County | 2020 | October Monthly Peak | 10 | 22099.258
Program SpecificSize: Under 20 kWOrange County2020September Monthly Peak | Program Specific | Size: Under 20 kW | Orange County | 2020 | September Monthly Peak | 9 | 22099.258
Program SpecificSize: Under 20 kWOrange County2020Typical Event Day | Program Specific | Size: Under 20 kW | Orange County | 2020 | Typical Event Day | 8 | 22099.258
Program SpecificSize: Under 20 kWOrange County2021April Monthly Peak | Program Specific | Size: Under 20 kW | Orange County | 2021 | April Monthly Peak | 4 | 22810.9023
Program SpecificSize: Under 20 kWOrange County2021August Monthly Peak | Program Specific | Size: Under 20 kW | Orange County | 2021 | August Monthly Peak | 8 | 22810.9023
Program SpecificSize: Under 20 kWOrange County2021December Monthly Peak | Program Specific | Size: Under 20 kW | Orange County | 2021 | December Monthly Peak | 12 | 22810.9023
Program SpecificSize: Under 20 kWOrange County2021February Monthly Peak | Program Specific | Size: Under 20 kW | Orange County | 2021 | February Monthly Peak | 2 | 22099.258
Program SpecificSize: Under 20 kWOrange County2021January Monthly Peak | Program Specific | Size: Under 20 kW | Orange County | 2021 | January Monthly Peak | 1 | 22099.258
Program SpecificSize: Under 20 kWOrange County2021July Monthly Peak | Program Specific | Size: Under 20 kW | Orange County | 2021 | July Monthly Peak | 7 | 22810.9023
Program SpecificSize: Under 20 kWOrange County2021June Monthly Peak | Program Specific | Size: Under 20 kW | Orange County | 2021 | June Monthly Peak | 6 | 22810.9023
Program SpecificSize: Under 20 kWOrange County2021March Monthly Peak | Program Specific | Size: Under 20 kW | Orange County | 2021 | March Monthly Peak | 3 | 22099.258
Program SpecificSize: Under 20 kWOrange County2021May Monthly Peak | Program Specific | Size: Under 20 kW | Orange County | 2021 | May Monthly Peak | 5 | 22810.9023
Program SpecificSize: Under 20 kWOrange County2021November Monthly Peak | Program Specific | Size: Under 20 kW | Orange County | 2021 | November Monthly Peak | 11 | 22810.9023
Program SpecificSize: Under 20 kWOrange County2021October Monthly Peak | Program Specific | Size: Under 20 kW | Orange County | 2021 | October Monthly Peak | 10 | 22810.9023
Program SpecificSize: Under 20 kWOrange County2021September Monthly Peak | Program Specific | Size: Under 20 kW | Orange County | 2021 | September Monthly Peak | 9 | 22810.9023
Program SpecificSize: Under 20 kWOrange County2021Typical Event Day | Program Specific | Size: Under 20 kW | Orange County | 2021 | Typical Event Day | 8 | 22810.9023
Program SpecificSize: Under 20 kWOrange County2022April Monthly Peak | Program Specific | Size: Under 20 kW | Orange County | 2022 | April Monthly Peak | 4 | 23545.4631
Program SpecificSize: Under 20 kWOrange County2022August Monthly Peak | Program Specific | Size: Under 20 kW | Orange County | 2022 | August Monthly Peak | 8 | 23545.4631
Program SpecificSize: Under 20 kWOrange County2022December Monthly Peak | Program Specific | Size: Under 20 kW | Orange County | 2022 | December Monthly Peak | 12 | 23545.4631
Program SpecificSize: Under 20 kWOrange County2022February Monthly Peak | Program Specific | Size: Under 20 kW | Orange County | 2022 | February Monthly Peak | 2 | 22810.9023
Program SpecificSize: Under 20 kWOrange County2022January Monthly Peak | Program Specific | Size: Under 20 kW | Orange County | 2022 | January Monthly Peak | 1 | 22810.9023
Program SpecificSize: Under 20 kWOrange County2022July Monthly Peak | Program Specific | Size: Under 20 kW | Orange County | 2022 | July Monthly Peak | 7 | 23545.4631
Program SpecificSize: Under 20 kWOrange County2022June Monthly Peak | Program Specific | Size: Under 20 kW | Orange County | 2022 | June Monthly Peak | 6 | 23545.4631
Program SpecificSize: Under 20 kWOrange County2022March Monthly Peak | Program Specific | Size: Under 20 kW | Orange County | 2022 | March Monthly Peak | 3 | 22810.9023
Program SpecificSize: Under 20 kWOrange County2022May Monthly Peak | Program Specific | Size: Under 20 kW | Orange County | 2022 | May Monthly Peak | 5 | 23545.4631
Program SpecificSize: Under 20 kWOrange County2022November Monthly Peak | Program Specific | Size: Under 20 kW | Orange County | 2022 | November Monthly Peak | 11 | 23545.4631
Program SpecificSize: Under 20 kWOrange County2022October Monthly Peak | Program Specific | Size: Under 20 kW | Orange County | 2022 | October Monthly Peak | 10 | 23545.4631
Program SpecificSize: Under 20 kWOrange County2022September Monthly Peak | Program Specific | Size: Under 20 kW | Orange County | 2022 | September Monthly Peak | 9 | 23545.4631
Program SpecificSize: Under 20 kWOrange County2022Typical Event Day | Program Specific | Size: Under 20 kW | Orange County | 2022 | Typical Event Day | 8 | 23545.4631
Program SpecificSize: Under 20 kWOrange County2023April Monthly Peak | Program Specific | Size: Under 20 kW | Orange County | 2023 | April Monthly Peak | 4 | 24303.6783
Program SpecificSize: Under 20 kWOrange County2023August Monthly Peak | Program Specific | Size: Under 20 kW | Orange County | 2023 | August Monthly Peak | 8 | 24303.6783
Program SpecificSize: Under 20 kWOrange County2023December Monthly Peak | Program Specific | Size: Under 20 kW | Orange County | 2023 | December Monthly Peak | 12 | 24303.6783
Program SpecificSize: Under 20 kWOrange County2023February Monthly Peak | Program Specific | Size: Under 20 kW | Orange County | 2023 | February Monthly Peak | 2 | 23545.4631
Program SpecificSize: Under 20 kWOrange County2023January Monthly Peak | Program Specific | Size: Under 20 kW | Orange County | 2023 | January Monthly Peak | 1 | 23545.4631
Program SpecificSize: Under 20 kWOrange County2023July Monthly Peak | Program Specific | Size: Under 20 kW | Orange County | 2023 | July Monthly Peak | 7 | 24303.6783
Program SpecificSize: Under 20 kWOrange County2023June Monthly Peak | Program Specific | Size: Under 20 kW | Orange County | 2023 | June Monthly Peak | 6 | 24303.6783
Program SpecificSize: Under 20 kWOrange County2023March Monthly Peak | Program Specific | Size: Under 20 kW | Orange County | 2023 | March Monthly Peak | 3 | 23545.4631
Program SpecificSize: Under 20 kWOrange County2023May Monthly Peak | Program Specific | Size: Under 20 kW | Orange County | 2023 | May Monthly Peak | 5 | 24303.6783
Program SpecificSize: Under 20 kWOrange County2023November Monthly Peak | Program Specific | Size: Under 20 kW | Orange County | 2023 | November Monthly Peak | 11 | 24303.6783
Program SpecificSize: Under 20 kWOrange County2023October Monthly Peak | Program Specific | Size: Under 20 kW | Orange County | 2023 | October Monthly Peak | 10 | 24303.6783
Program SpecificSize: Under 20 kWOrange County2023September Monthly Peak | Program Specific | Size: Under 20 kW | Orange County | 2023 | September Monthly Peak | 9 | 24303.6783
Program SpecificSize: Under 20 kWOrange County2023Typical Event Day | Program Specific | Size: Under 20 kW | Orange County | 2023 | Typical Event Day | 8 | 24303.6783
Program SpecificSize: Under 20 kWOrange County2024April Monthly Peak | Program Specific | Size: Under 20 kW | Orange County | 2024 | April Monthly Peak | 4 | 25086.3098
Program SpecificSize: Under 20 kWOrange County2024August Monthly Peak | Program Specific | Size: Under 20 kW | Orange County | 2024 | August Monthly Peak | 8 | 25086.3098
Program SpecificSize: Under 20 kWOrange County2024December Monthly Peak | Program Specific | Size: Under 20 kW | Orange County | 2024 | December Monthly Peak | 12 | 25086.3098
Program SpecificSize: Under 20 kWOrange County2024February Monthly Peak | Program Specific | Size: Under 20 kW | Orange County | 2024 | February Monthly Peak | 2 | 24303.6783
Program SpecificSize: Under 20 kWOrange County2024January Monthly Peak | Program Specific | Size: Under 20 kW | Orange County | 2024 | January Monthly Peak | 1 | 24303.6783
Program SpecificSize: Under 20 kWOrange County2024July Monthly Peak | Program Specific | Size: Under 20 kW | Orange County | 2024 | July Monthly Peak | 7 | 25086.3098
Program SpecificSize: Under 20 kWOrange County2024June Monthly Peak | Program Specific | Size: Under 20 kW | Orange County | 2024 | June Monthly Peak | 6 | 25086.3098
Program SpecificSize: Under 20 kWOrange County2024March Monthly Peak | Program Specific | Size: Under 20 kW | Orange County | 2024 | March Monthly Peak | 3 | 24303.6783
Program SpecificSize: Under 20 kWOrange County2024May Monthly Peak | Program Specific | Size: Under 20 kW | Orange County | 2024 | May Monthly Peak | 5 | 25086.3098
Program SpecificSize: Under 20 kWOrange County2024November Monthly Peak | Program Specific | Size: Under 20 kW | Orange County | 2024 | November Monthly Peak | 11 | 25086.3098
Program SpecificSize: Under 20 kWOrange County2024October Monthly Peak | Program Specific | Size: Under 20 kW | Orange County | 2024 | October Monthly Peak | 10 | 25086.3098
Program SpecificSize: Under 20 kWOrange County2024September Monthly Peak | Program Specific | Size: Under 20 kW | Orange County | 2024 | September Monthly Peak | 9 | 25086.3098
Program SpecificSize: Under 20 kWOrange County2024Typical Event Day | Program Specific | Size: Under 20 kW | Orange County | 2024 | Typical Event Day | 8 | 25086.3098
Program SpecificSize: Under 20 kWOrange County2025April Monthly Peak | Program Specific | Size: Under 20 kW | Orange County | 2025 | April Monthly Peak | 4 | 25894.1437
Program SpecificSize: Under 20 kWOrange County2025August Monthly Peak | Program Specific | Size: Under 20 kW | Orange County | 2025 | August Monthly Peak | 8 | 25894.1437
Program SpecificSize: Under 20 kWOrange County2025December Monthly Peak | Program Specific | Size: Under 20 kW | Orange County | 2025 | December Monthly Peak | 12 | 25894.1437
Program SpecificSize: Under 20 kWOrange County2025February Monthly Peak | Program Specific | Size: Under 20 kW | Orange County | 2025 | February Monthly Peak | 2 | 25086.3098
Program SpecificSize: Under 20 kWOrange County2025January Monthly Peak | Program Specific | Size: Under 20 kW | Orange County | 2025 | January Monthly Peak | 1 | 25086.3098
Program SpecificSize: Under 20 kWOrange County2025July Monthly Peak | Program Specific | Size: Under 20 kW | Orange County | 2025 | July Monthly Peak | 7 | 25894.1437
Program SpecificSize: Under 20 kWOrange County2025June Monthly Peak | Program Specific | Size: Under 20 kW | Orange County | 2025 | June Monthly Peak | 6 | 25894.1437
Program SpecificSize: Under 20 kWOrange County2025March Monthly Peak | Program Specific | Size: Under 20 kW | Orange County | 2025 | March Monthly Peak | 3 | 25086.3098
Program SpecificSize: Under 20 kWOrange County2025May Monthly Peak | Program Specific | Size: Under 20 kW | Orange County | 2025 | May Monthly Peak | 5 | 25894.1437
Program SpecificSize: Under 20 kWOrange County2025November Monthly Peak | Program Specific | Size: Under 20 kW | Orange County | 2025 | November Monthly Peak | 11 | 25894.1437
Program SpecificSize: Under 20 kWOrange County2025October Monthly Peak | Program Specific | Size: Under 20 kW | Orange County | 2025 | October Monthly Peak | 10 | 25894.1437
Program SpecificSize: Under 20 kWOrange County2025September Monthly Peak | Program Specific | Size: Under 20 kW | Orange County | 2025 | September Monthly Peak | 9 | 25894.1437
Program SpecificSize: Under 20 kWOrange County2025Typical Event Day | Program Specific | Size: Under 20 kW | Orange County | 2025 | Typical Event Day | 8 | 25894.1437
Program SpecificSize: Under 20 kWOther2015April Monthly Peak | Program Specific | Size: Under 20 kW | Other | 2015 | April Monthly Peak | 4 | 0
Program SpecificSize: Under 20 kWOther2015August Monthly Peak | Program Specific | Size: Under 20 kW | Other | 2015 | August Monthly Peak | 8 | 0
Program SpecificSize: Under 20 kWOther2015December Monthly Peak | Program Specific | Size: Under 20 kW | Other | 2015 | December Monthly Peak | 12 | 0
Program SpecificSize: Under 20 kWOther2015February Monthly Peak | Program Specific | Size: Under 20 kW | Other | 2015 | February Monthly Peak | 2 | 0
Program SpecificSize: Under 20 kWOther2015January Monthly Peak | Program Specific | Size: Under 20 kW | Other | 2015 | January Monthly Peak | 1 | 0
Program SpecificSize: Under 20 kWOther2015July Monthly Peak | Program Specific | Size: Under 20 kW | Other | 2015 | July Monthly Peak | 7 | 0
Program SpecificSize: Under 20 kWOther2015June Monthly Peak | Program Specific | Size: Under 20 kW | Other | 2015 | June Monthly Peak | 6 | 0
Program SpecificSize: Under 20 kWOther2015March Monthly Peak | Program Specific | Size: Under 20 kW | Other | 2015 | March Monthly Peak | 3 | 0
Program SpecificSize: Under 20 kWOther2015May Monthly Peak | Program Specific | Size: Under 20 kW | Other | 2015 | May Monthly Peak | 5 | 0
Program SpecificSize: Under 20 kWOther2015November Monthly Peak | Program Specific | Size: Under 20 kW | Other | 2015 | November Monthly Peak | 11 | 0
Program SpecificSize: Under 20 kWOther2015October Monthly Peak | Program Specific | Size: Under 20 kW | Other | 2015 | October Monthly Peak | 10 | 0
Program SpecificSize: Under 20 kWOther2015September Monthly Peak | Program Specific | Size: Under 20 kW | Other | 2015 | September Monthly Peak | 9 | 0
Program SpecificSize: Under 20 kWOther2015Typical Event Day | Program Specific | Size: Under 20 kW | Other | 2015 | Typical Event Day | 8 | 0
Program SpecificSize: Under 20 kWOther2016April Monthly Peak | Program Specific | Size: Under 20 kW | Other | 2016 | April Monthly Peak | 4 | 0
Program SpecificSize: Under 20 kWOther2016August Monthly Peak | Program Specific | Size: Under 20 kW | Other | 2016 | August Monthly Peak | 8 | 0
Program SpecificSize: Under 20 kWOther2016December Monthly Peak | Program Specific | Size: Under 20 kW | Other | 2016 | December Monthly Peak | 12 | 0
Program SpecificSize: Under 20 kWOther2016February Monthly Peak | Program Specific | Size: Under 20 kW | Other | 2016 | February Monthly Peak | 2 | 0
Program SpecificSize: Under 20 kWOther2016January Monthly Peak | Program Specific | Size: Under 20 kW | Other | 2016 | January Monthly Peak | 1 | 0
Program SpecificSize: Under 20 kWOther2016July Monthly Peak | Program Specific | Size: Under 20 kW | Other | 2016 | July Monthly Peak | 7 | 0
Program SpecificSize: Under 20 kWOther2016June Monthly Peak | Program Specific | Size: Under 20 kW | Other | 2016 | June Monthly Peak | 6 | 0
Program SpecificSize: Under 20 kWOther2016March Monthly Peak | Program Specific | Size: Under 20 kW | Other | 2016 | March Monthly Peak | 3 | 0
Program SpecificSize: Under 20 kWOther2016May Monthly Peak | Program Specific | Size: Under 20 kW | Other | 2016 | May Monthly Peak | 5 | 0
Program SpecificSize: Under 20 kWOther2016November Monthly Peak | Program Specific | Size: Under 20 kW | Other | 2016 | November Monthly Peak | 11 | 0
Program SpecificSize: Under 20 kWOther2016October Monthly Peak | Program Specific | Size: Under 20 kW | Other | 2016 | October Monthly Peak | 10 | 0
Program SpecificSize: Under 20 kWOther2016September Monthly Peak | Program Specific | Size: Under 20 kW | Other | 2016 | September Monthly Peak | 9 | 0
Program SpecificSize: Under 20 kWOther2016Typical Event Day | Program Specific | Size: Under 20 kW | Other | 2016 | Typical Event Day | 8 | 0
Program SpecificSize: Under 20 kWOther2017April Monthly Peak | Program Specific | Size: Under 20 kW | Other | 2017 | April Monthly Peak | 4 | 138720.6614
Program SpecificSize: Under 20 kWOther2017August Monthly Peak | Program Specific | Size: Under 20 kW | Other | 2017 | August Monthly Peak | 8 | 138720.6614
Program SpecificSize: Under 20 kWOther2017December Monthly Peak | Program Specific | Size: Under 20 kW | Other | 2017 | December Monthly Peak | 12 | 138720.6614
Program SpecificSize: Under 20 kWOther2017February Monthly Peak | Program Specific | Size: Under 20 kW | Other | 2017 | February Monthly Peak | 2 | 0
Program SpecificSize: Under 20 kWOther2017January Monthly Peak | Program Specific | Size: Under 20 kW | Other | 2017 | January Monthly Peak | 1 | 0
Program SpecificSize: Under 20 kWOther2017July Monthly Peak | Program Specific | Size: Under 20 kW | Other | 2017 | July Monthly Peak | 7 | 138720.6614
Program SpecificSize: Under 20 kWOther2017June Monthly Peak | Program Specific | Size: Under 20 kW | Other | 2017 | June Monthly Peak | 6 | 138720.6614
Program SpecificSize: Under 20 kWOther2017March Monthly Peak | Program Specific | Size: Under 20 kW | Other | 2017 | March Monthly Peak | 3 | 0
Program SpecificSize: Under 20 kWOther2017May Monthly Peak | Program Specific | Size: Under 20 kW | Other | 2017 | May Monthly Peak | 5 | 138720.6614
Program SpecificSize: Under 20 kWOther2017November Monthly Peak | Program Specific | Size: Under 20 kW | Other | 2017 | November Monthly Peak | 11 | 138720.6614
Program SpecificSize: Under 20 kWOther2017October Monthly Peak | Program Specific | Size: Under 20 kW | Other | 2017 | October Monthly Peak | 10 | 138720.6614
Program SpecificSize: Under 20 kWOther2017September Monthly Peak | Program Specific | Size: Under 20 kW | Other | 2017 | September Monthly Peak | 9 | 138720.6614
Program SpecificSize: Under 20 kWOther2017Typical Event Day | Program Specific | Size: Under 20 kW | Other | 2017 | Typical Event Day | 8 | 138720.6614
Program SpecificSize: Under 20 kWOther2018April Monthly Peak | Program Specific | Size: Under 20 kW | Other | 2018 | April Monthly Peak | 4 | 55488.2646
Program SpecificSize: Under 20 kWOther2018August Monthly Peak | Program Specific | Size: Under 20 kW | Other | 2018 | August Monthly Peak | 8 | 55488.2646
Program SpecificSize: Under 20 kWOther2018December Monthly Peak | Program Specific | Size: Under 20 kW | Other | 2018 | December Monthly Peak | 12 | 55488.2646
Program SpecificSize: Under 20 kWOther2018February Monthly Peak | Program Specific | Size: Under 20 kW | Other | 2018 | February Monthly Peak | 2 | 138720.6614
Program SpecificSize: Under 20 kWOther2018January Monthly Peak | Program Specific | Size: Under 20 kW | Other | 2018 | January Monthly Peak | 1 | 138720.6614
Program SpecificSize: Under 20 kWOther2018July Monthly Peak | Program Specific | Size: Under 20 kW | Other | 2018 | July Monthly Peak | 7 | 55488.2646
Program SpecificSize: Under 20 kWOther2018June Monthly Peak | Program Specific | Size: Under 20 kW | Other | 2018 | June Monthly Peak | 6 | 55488.2646
Program SpecificSize: Under 20 kWOther2018March Monthly Peak | Program Specific | Size: Under 20 kW | Other | 2018 | March Monthly Peak | 3 | 138720.6614
Program SpecificSize: Under 20 kWOther2018May Monthly Peak | Program Specific | Size: Under 20 kW | Other | 2018 | May Monthly Peak | 5 | 55488.2646
Program SpecificSize: Under 20 kWOther2018November Monthly Peak | Program Specific | Size: Under 20 kW | Other | 2018 | November Monthly Peak | 11 | 55488.2646
Program SpecificSize: Under 20 kWOther2018October Monthly Peak | Program Specific | Size: Under 20 kW | Other | 2018 | October Monthly Peak | 10 | 55488.2646
Program SpecificSize: Under 20 kWOther2018September Monthly Peak | Program Specific | Size: Under 20 kW | Other | 2018 | September Monthly Peak | 9 | 55488.2646
Program SpecificSize: Under 20 kWOther2018Typical Event Day | Program Specific | Size: Under 20 kW | Other | 2018 | Typical Event Day | 8 | 55488.2646
Program SpecificSize: Under 20 kWOther2019April Monthly Peak | Program Specific | Size: Under 20 kW | Other | 2019 | April Monthly Peak | 4 | 57275.1077
Program SpecificSize: Under 20 kWOther2019August Monthly Peak | Program Specific | Size: Under 20 kW | Other | 2019 | August Monthly Peak | 8 | 57275.1077
Program SpecificSize: Under 20 kWOther2019December Monthly Peak | Program Specific | Size: Under 20 kW | Other | 2019 | December Monthly Peak | 12 | 57275.1077
Program SpecificSize: Under 20 kWOther2019February Monthly Peak | Program Specific | Size: Under 20 kW | Other | 2019 | February Monthly Peak | 2 | 55488.2646
Program SpecificSize: Under 20 kWOther2019January Monthly Peak | Program Specific | Size: Under 20 kW | Other | 2019 | January Monthly Peak | 1 | 55488.2646
Program SpecificSize: Under 20 kWOther2019July Monthly Peak | Program Specific | Size: Under 20 kW | Other | 2019 | July Monthly Peak | 7 | 57275.1077
Program SpecificSize: Under 20 kWOther2019June Monthly Peak | Program Specific | Size: Under 20 kW | Other | 2019 | June Monthly Peak | 6 | 57275.1077
Program SpecificSize: Under 20 kWOther2019March Monthly Peak | Program Specific | Size: Under 20 kW | Other | 2019 | March Monthly Peak | 3 | 55488.2646
Program SpecificSize: Under 20 kWOther2019May Monthly Peak | Program Specific | Size: Under 20 kW | Other | 2019 | May Monthly Peak | 5 | 57275.1077
Program SpecificSize: Under 20 kWOther2019November Monthly Peak | Program Specific | Size: Under 20 kW | Other | 2019 | November Monthly Peak | 11 | 57275.1077
Program SpecificSize: Under 20 kWOther2019October Monthly Peak | Program Specific | Size: Under 20 kW | Other | 2019 | October Monthly Peak | 10 | 57275.1077
Program SpecificSize: Under 20 kWOther2019September Monthly Peak | Program Specific | Size: Under 20 kW | Other | 2019 | September Monthly Peak | 9 | 57275.1077
Program SpecificSize: Under 20 kWOther2019Typical Event Day | Program Specific | Size: Under 20 kW | Other | 2019 | Typical Event Day | 8 | 57275.1077
Program SpecificSize: Under 20 kWOther2020April Monthly Peak | Program Specific | Size: Under 20 kW | Other | 2020 | April Monthly Peak | 4 | 59119.4911
Program SpecificSize: Under 20 kWOther2020August Monthly Peak | Program Specific | Size: Under 20 kW | Other | 2020 | August Monthly Peak | 8 | 59119.4911
Program SpecificSize: Under 20 kWOther2020December Monthly Peak | Program Specific | Size: Under 20 kW | Other | 2020 | December Monthly Peak | 12 | 59119.4911
Program SpecificSize: Under 20 kWOther2020February Monthly Peak | Program Specific | Size: Under 20 kW | Other | 2020 | February Monthly Peak | 2 | 57275.1077
Program SpecificSize: Under 20 kWOther2020January Monthly Peak | Program Specific | Size: Under 20 kW | Other | 2020 | January Monthly Peak | 1 | 57275.1077
Program SpecificSize: Under 20 kWOther2020July Monthly Peak | Program Specific | Size: Under 20 kW | Other | 2020 | July Monthly Peak | 7 | 59119.4911
Program SpecificSize: Under 20 kWOther2020June Monthly Peak | Program Specific | Size: Under 20 kW | Other | 2020 | June Monthly Peak | 6 | 59119.4911
Program SpecificSize: Under 20 kWOther2020March Monthly Peak | Program Specific | Size: Under 20 kW | Other | 2020 | March Monthly Peak | 3 | 57275.1077
Program SpecificSize: Under 20 kWOther2020May Monthly Peak | Program Specific | Size: Under 20 kW | Other | 2020 | May Monthly Peak | 5 | 59119.4911
Program SpecificSize: Under 20 kWOther2020November Monthly Peak | Program Specific | Size: Under 20 kW | Other | 2020 | November Monthly Peak | 11 | 59119.4911
Program SpecificSize: Under 20 kWOther2020October Monthly Peak | Program Specific | Size: Under 20 kW | Other | 2020 | October Monthly Peak | 10 | 59119.4911
Program SpecificSize: Under 20 kWOther2020September Monthly Peak | Program Specific | Size: Under 20 kW | Other | 2020 | September Monthly Peak | 9 | 59119.4911
Program SpecificSize: Under 20 kWOther2020Typical Event Day | Program Specific | Size: Under 20 kW | Other | 2020 | Typical Event Day | 8 | 59119.4911
Program SpecificSize: Under 20 kWOther2021April Monthly Peak | Program Specific | Size: Under 20 kW | Other | 2021 | April Monthly Peak | 4 | 61023.2676
Program SpecificSize: Under 20 kWOther2021August Monthly Peak | Program Specific | Size: Under 20 kW | Other | 2021 | August Monthly Peak | 8 | 61023.2676
Program SpecificSize: Under 20 kWOther2021December Monthly Peak | Program Specific | Size: Under 20 kW | Other | 2021 | December Monthly Peak | 12 | 61023.2676
Program SpecificSize: Under 20 kWOther2021February Monthly Peak | Program Specific | Size: Under 20 kW | Other | 2021 | February Monthly Peak | 2 | 59119.4911
Program SpecificSize: Under 20 kWOther2021January Monthly Peak | Program Specific | Size: Under 20 kW | Other | 2021 | January Monthly Peak | 1 | 59119.4911
Program SpecificSize: Under 20 kWOther2021July Monthly Peak | Program Specific | Size: Under 20 kW | Other | 2021 | July Monthly Peak | 7 | 61023.2676
Program SpecificSize: Under 20 kWOther2021June Monthly Peak | Program Specific | Size: Under 20 kW | Other | 2021 | June Monthly Peak | 6 | 61023.2676
Program SpecificSize: Under 20 kWOther2021March Monthly Peak | Program Specific | Size: Under 20 kW | Other | 2021 | March Monthly Peak | 3 | 59119.4911
Program SpecificSize: Under 20 kWOther2021May Monthly Peak | Program Specific | Size: Under 20 kW | Other | 2021 | May Monthly Peak | 5 | 61023.2676
Program SpecificSize: Under 20 kWOther2021November Monthly Peak | Program Specific | Size: Under 20 kW | Other | 2021 | November Monthly Peak | 11 | 61023.2676
Program SpecificSize: Under 20 kWOther2021October Monthly Peak | Program Specific | Size: Under 20 kW | Other | 2021 | October Monthly Peak | 10 | 61023.2676
Program SpecificSize: Under 20 kWOther2021September Monthly Peak | Program Specific | Size: Under 20 kW | Other | 2021 | September Monthly Peak | 9 | 61023.2676
Program SpecificSize: Under 20 kWOther2021Typical Event Day | Program Specific | Size: Under 20 kW | Other | 2021 | Typical Event Day | 8 | 61023.2676
Program SpecificSize: Under 20 kWOther2022April Monthly Peak | Program Specific | Size: Under 20 kW | Other | 2022 | April Monthly Peak | 4 | 62988.3499
Program SpecificSize: Under 20 kWOther2022August Monthly Peak | Program Specific | Size: Under 20 kW | Other | 2022 | August Monthly Peak | 8 | 62988.3499
Program SpecificSize: Under 20 kWOther2022December Monthly Peak | Program Specific | Size: Under 20 kW | Other | 2022 | December Monthly Peak | 12 | 62988.3499
Program SpecificSize: Under 20 kWOther2022February Monthly Peak | Program Specific | Size: Under 20 kW | Other | 2022 | February Monthly Peak | 2 | 61023.2676
Program SpecificSize: Under 20 kWOther2022January Monthly Peak | Program Specific | Size: Under 20 kW | Other | 2022 | January Monthly Peak | 1 | 61023.2676
Program SpecificSize: Under 20 kWOther2022July Monthly Peak | Program Specific | Size: Under 20 kW | Other | 2022 | July Monthly Peak | 7 | 62988.3499
Program SpecificSize: Under 20 kWOther2022June Monthly Peak | Program Specific | Size: Under 20 kW | Other | 2022 | June Monthly Peak | 6 | 62988.3499
Program SpecificSize: Under 20 kWOther2022March Monthly Peak | Program Specific | Size: Under 20 kW | Other | 2022 | March Monthly Peak | 3 | 61023.2676
Program SpecificSize: Under 20 kWOther2022May Monthly Peak | Program Specific | Size: Under 20 kW | Other | 2022 | May Monthly Peak | 5 | 62988.3499
Program SpecificSize: Under 20 kWOther2022November Monthly Peak | Program Specific | Size: Under 20 kW | Other | 2022 | November Monthly Peak | 11 | 62988.3499
Program SpecificSize: Under 20 kWOther2022October Monthly Peak | Program Specific | Size: Under 20 kW | Other | 2022 | October Monthly Peak | 10 | 62988.3499
Program SpecificSize: Under 20 kWOther2022September Monthly Peak | Program Specific | Size: Under 20 kW | Other | 2022 | September Monthly Peak | 9 | 62988.3499
Program SpecificSize: Under 20 kWOther2022Typical Event Day | Program Specific | Size: Under 20 kW | Other | 2022 | Typical Event Day | 8 | 62988.3499
Program SpecificSize: Under 20 kWOther2023April Monthly Peak | Program Specific | Size: Under 20 kW | Other | 2023 | April Monthly Peak | 4 | 65016.7121
Program SpecificSize: Under 20 kWOther2023August Monthly Peak | Program Specific | Size: Under 20 kW | Other | 2023 | August Monthly Peak | 8 | 65016.7121
Program SpecificSize: Under 20 kWOther2023December Monthly Peak | Program Specific | Size: Under 20 kW | Other | 2023 | December Monthly Peak | 12 | 65016.7121
Program SpecificSize: Under 20 kWOther2023February Monthly Peak | Program Specific | Size: Under 20 kW | Other | 2023 | February Monthly Peak | 2 | 62988.3499
Program SpecificSize: Under 20 kWOther2023January Monthly Peak | Program Specific | Size: Under 20 kW | Other | 2023 | January Monthly Peak | 1 | 62988.3499
Program SpecificSize: Under 20 kWOther2023July Monthly Peak | Program Specific | Size: Under 20 kW | Other | 2023 | July Monthly Peak | 7 | 65016.7121
Program SpecificSize: Under 20 kWOther2023June Monthly Peak | Program Specific | Size: Under 20 kW | Other | 2023 | June Monthly Peak | 6 | 65016.7121
Program SpecificSize: Under 20 kWOther2023March Monthly Peak | Program Specific | Size: Under 20 kW | Other | 2023 | March Monthly Peak | 3 | 62988.3499
Program SpecificSize: Under 20 kWOther2023May Monthly Peak | Program Specific | Size: Under 20 kW | Other | 2023 | May Monthly Peak | 5 | 65016.7121
Program SpecificSize: Under 20 kWOther2023November Monthly Peak | Program Specific | Size: Under 20 kW | Other | 2023 | November Monthly Peak | 11 | 65016.7121
Program SpecificSize: Under 20 kWOther2023October Monthly Peak | Program Specific | Size: Under 20 kW | Other | 2023 | October Monthly Peak | 10 | 65016.7121
Program SpecificSize: Under 20 kWOther2023September Monthly Peak | Program Specific | Size: Under 20 kW | Other | 2023 | September Monthly Peak | 9 | 65016.7121
Program SpecificSize: Under 20 kWOther2023Typical Event Day | Program Specific | Size: Under 20 kW | Other | 2023 | Typical Event Day | 8 | 65016.7121
Program SpecificSize: Under 20 kWOther2024April Monthly Peak | Program Specific | Size: Under 20 kW | Other | 2024 | April Monthly Peak | 4 | 67110.392
Program SpecificSize: Under 20 kWOther2024August Monthly Peak | Program Specific | Size: Under 20 kW | Other | 2024 | August Monthly Peak | 8 | 67110.392
Program SpecificSize: Under 20 kWOther2024December Monthly Peak | Program Specific | Size: Under 20 kW | Other | 2024 | December Monthly Peak | 12 | 67110.392
Program SpecificSize: Under 20 kWOther2024February Monthly Peak | Program Specific | Size: Under 20 kW | Other | 2024 | February Monthly Peak | 2 | 65016.7121
Program SpecificSize: Under 20 kWOther2024January Monthly Peak | Program Specific | Size: Under 20 kW | Other | 2024 | January Monthly Peak | 1 | 65016.7121
Program SpecificSize: Under 20 kWOther2024July Monthly Peak | Program Specific | Size: Under 20 kW | Other | 2024 | July Monthly Peak | 7 | 67110.392
Program SpecificSize: Under 20 kWOther2024June Monthly Peak | Program Specific | Size: Under 20 kW | Other | 2024 | June Monthly Peak | 6 | 67110.392
Program SpecificSize: Under 20 kWOther2024March Monthly Peak | Program Specific | Size: Under 20 kW | Other | 2024 | March Monthly Peak | 3 | 65016.7121
Program SpecificSize: Under 20 kWOther2024May Monthly Peak | Program Specific | Size: Under 20 kW | Other | 2024 | May Monthly Peak | 5 | 67110.392
Program SpecificSize: Under 20 kWOther2024November Monthly Peak | Program Specific | Size: Under 20 kW | Other | 2024 | November Monthly Peak | 11 | 67110.392
Program SpecificSize: Under 20 kWOther2024October Monthly Peak | Program Specific | Size: Under 20 kW | Other | 2024 | October Monthly Peak | 10 | 67110.392
Program SpecificSize: Under 20 kWOther2024September Monthly Peak | Program Specific | Size: Under 20 kW | Other | 2024 | September Monthly Peak | 9 | 67110.392
Program SpecificSize: Under 20 kWOther2024Typical Event Day | Program Specific | Size: Under 20 kW | Other | 2024 | Typical Event Day | 8 | 67110.392
Program SpecificSize: Under 20 kWOther2025April Monthly Peak | Program Specific | Size: Under 20 kW | Other | 2025 | April Monthly Peak | 4 | 69271.493
Program SpecificSize: Under 20 kWOther2025August Monthly Peak | Program Specific | Size: Under 20 kW | Other | 2025 | August Monthly Peak | 8 | 69271.493
Program SpecificSize: Under 20 kWOther2025December Monthly Peak | Program Specific | Size: Under 20 kW | Other | 2025 | December Monthly Peak | 12 | 69271.493
Program SpecificSize: Under 20 kWOther2025February Monthly Peak | Program Specific | Size: Under 20 kW | Other | 2025 | February Monthly Peak | 2 | 67110.392
Program SpecificSize: Under 20 kWOther2025January Monthly Peak | Program Specific | Size: Under 20 kW | Other | 2025 | January Monthly Peak | 1 | 67110.392
Program SpecificSize: Under 20 kWOther2025July Monthly Peak | Program Specific | Size: Under 20 kW | Other | 2025 | July Monthly Peak | 7 | 69271.493
Program SpecificSize: Under 20 kWOther2025June Monthly Peak | Program Specific | Size: Under 20 kW | Other | 2025 | June Monthly Peak | 6 | 69271.493
Program SpecificSize: Under 20 kWOther2025March Monthly Peak | Program Specific | Size: Under 20 kW | Other | 2025 | March Monthly Peak | 3 | 67110.392
Program SpecificSize: Under 20 kWOther2025May Monthly Peak | Program Specific | Size: Under 20 kW | Other | 2025 | May Monthly Peak | 5 | 69271.493
Program SpecificSize: Under 20 kWOther2025November Monthly Peak | Program Specific | Size: Under 20 kW | Other | 2025 | November Monthly Peak | 11 | 69271.493
Program SpecificSize: Under 20 kWOther2025October Monthly Peak | Program Specific | Size: Under 20 kW | Other | 2025 | October Monthly Peak | 10 | 69271.493
Program SpecificSize: Under 20 kWOther2025September Monthly Peak | Program Specific | Size: Under 20 kW | Other | 2025 | September Monthly Peak | 9 | 69271.493
Program SpecificSize: Under 20 kWOther2025Typical Event Day | Program Specific | Size: Under 20 kW | Other | 2025 | Typical Event Day | 8 | 69271.493
Program SpecificSize: Under 20 kWSouth of Lugo2015April Monthly Peak | Program Specific | Size: Under 20 kW | South of Lugo | 2015 | April Monthly Peak | 4 | 0
Program SpecificSize: Under 20 kWSouth of Lugo2015August Monthly Peak | Program Specific | Size: Under 20 kW | South of Lugo | 2015 | August Monthly Peak | 8 | 0
Program SpecificSize: Under 20 kWSouth of Lugo2015December Monthly Peak | Program Specific | Size: Under 20 kW | South of Lugo | 2015 | December Monthly Peak | 12 | 0
Program SpecificSize: Under 20 kWSouth of Lugo2015February Monthly Peak | Program Specific | Size: Under 20 kW | South of Lugo | 2015 | February Monthly Peak | 2 | 0
Program SpecificSize: Under 20 kWSouth of Lugo2015January Monthly Peak | Program Specific | Size: Under 20 kW | South of Lugo | 2015 | January Monthly Peak | 1 | 0
Program SpecificSize: Under 20 kWSouth of Lugo2015July Monthly Peak | Program Specific | Size: Under 20 kW | South of Lugo | 2015 | July Monthly Peak | 7 | 0
Program SpecificSize: Under 20 kWSouth of Lugo2015June Monthly Peak | Program Specific | Size: Under 20 kW | South of Lugo | 2015 | June Monthly Peak | 6 | 0
Program SpecificSize: Under 20 kWSouth of Lugo2015March Monthly Peak | Program Specific | Size: Under 20 kW | South of Lugo | 2015 | March Monthly Peak | 3 | 0
Program SpecificSize: Under 20 kWSouth of Lugo2015May Monthly Peak | Program Specific | Size: Under 20 kW | South of Lugo | 2015 | May Monthly Peak | 5 | 0
Program SpecificSize: Under 20 kWSouth of Lugo2015November Monthly Peak | Program Specific | Size: Under 20 kW | South of Lugo | 2015 | November Monthly Peak | 11 | 0
Program SpecificSize: Under 20 kWSouth of Lugo2015October Monthly Peak | Program Specific | Size: Under 20 kW | South of Lugo | 2015 | October Monthly Peak | 10 | 0
Program SpecificSize: Under 20 kWSouth of Lugo2015September Monthly Peak | Program Specific | Size: Under 20 kW | South of Lugo | 2015 | September Monthly Peak | 9 | 0
Program SpecificSize: Under 20 kWSouth of Lugo2015Typical Event Day | Program Specific | Size: Under 20 kW | South of Lugo | 2015 | Typical Event Day | 8 | 0
Program SpecificSize: Under 20 kWSouth of Lugo2016April Monthly Peak | Program Specific | Size: Under 20 kW | South of Lugo | 2016 | April Monthly Peak | 4 | 0
Program SpecificSize: Under 20 kWSouth of Lugo2016August Monthly Peak | Program Specific | Size: Under 20 kW | South of Lugo | 2016 | August Monthly Peak | 8 | 0
Program SpecificSize: Under 20 kWSouth of Lugo2016December Monthly Peak | Program Specific | Size: Under 20 kW | South of Lugo | 2016 | December Monthly Peak | 12 | 0
Program SpecificSize: Under 20 kWSouth of Lugo2016February Monthly Peak | Program Specific | Size: Under 20 kW | South of Lugo | 2016 | February Monthly Peak | 2 | 0
Program SpecificSize: Under 20 kWSouth of Lugo2016January Monthly Peak | Program Specific | Size: Under 20 kW | South of Lugo | 2016 | January Monthly Peak | 1 | 0
Program SpecificSize: Under 20 kWSouth of Lugo2016July Monthly Peak | Program Specific | Size: Under 20 kW | South of Lugo | 2016 | July Monthly Peak | 7 | 0
Program SpecificSize: Under 20 kWSouth of Lugo2016June Monthly Peak | Program Specific | Size: Under 20 kW | South of Lugo | 2016 | June Monthly Peak | 6 | 0
Program SpecificSize: Under 20 kWSouth of Lugo2016March Monthly Peak | Program Specific | Size: Under 20 kW | South of Lugo | 2016 | March Monthly Peak | 3 | 0
Program SpecificSize: Under 20 kWSouth of Lugo2016May Monthly Peak | Program Specific | Size: Under 20 kW | South of Lugo | 2016 | May Monthly Peak | 5 | 0
Program SpecificSize: Under 20 kWSouth of Lugo2016November Monthly Peak | Program Specific | Size: Under 20 kW | South of Lugo | 2016 | November Monthly Peak | 11 | 0
Program SpecificSize: Under 20 kWSouth of Lugo2016October Monthly Peak | Program Specific | Size: Under 20 kW | South of Lugo | 2016 | October Monthly Peak | 10 | 0
Program SpecificSize: Under 20 kWSouth of Lugo2016September Monthly Peak | Program Specific | Size: Under 20 kW | South of Lugo | 2016 | September Monthly Peak | 9 | 0
Program SpecificSize: Under 20 kWSouth of Lugo2016Typical Event Day | Program Specific | Size: Under 20 kW | South of Lugo | 2016 | Typical Event Day | 8 | 0
Program SpecificSize: Under 20 kWSouth of Lugo2017April Monthly Peak | Program Specific | Size: Under 20 kW | South of Lugo | 2017 | April Monthly Peak | 4 | 24629.3806
Program SpecificSize: Under 20 kWSouth of Lugo2017August Monthly Peak | Program Specific | Size: Under 20 kW | South of Lugo | 2017 | August Monthly Peak | 8 | 24629.3806
Program SpecificSize: Under 20 kWSouth of Lugo2017December Monthly Peak | Program Specific | Size: Under 20 kW | South of Lugo | 2017 | December Monthly Peak | 12 | 24629.3806
Program SpecificSize: Under 20 kWSouth of Lugo2017February Monthly Peak | Program Specific | Size: Under 20 kW | South of Lugo | 2017 | February Monthly Peak | 2 | 0
Program SpecificSize: Under 20 kWSouth of Lugo2017January Monthly Peak | Program Specific | Size: Under 20 kW | South of Lugo | 2017 | January Monthly Peak | 1 | 0
Program SpecificSize: Under 20 kWSouth of Lugo2017July Monthly Peak | Program Specific | Size: Under 20 kW | South of Lugo | 2017 | July Monthly Peak | 7 | 24629.3806
Program SpecificSize: Under 20 kWSouth of Lugo2017June Monthly Peak | Program Specific | Size: Under 20 kW | South of Lugo | 2017 | June Monthly Peak | 6 | 24629.3806
Program SpecificSize: Under 20 kWSouth of Lugo2017March Monthly Peak | Program Specific | Size: Under 20 kW | South of Lugo | 2017 | March Monthly Peak | 3 | 0
Program SpecificSize: Under 20 kWSouth of Lugo2017May Monthly Peak | Program Specific | Size: Under 20 kW | South of Lugo | 2017 | May Monthly Peak | 5 | 24629.3806
Program SpecificSize: Under 20 kWSouth of Lugo2017November Monthly Peak | Program Specific | Size: Under 20 kW | South of Lugo | 2017 | November Monthly Peak | 11 | 24629.3806
Program SpecificSize: Under 20 kWSouth of Lugo2017October Monthly Peak | Program Specific | Size: Under 20 kW | South of Lugo | 2017 | October Monthly Peak | 10 | 24629.3806
Program SpecificSize: Under 20 kWSouth of Lugo2017September Monthly Peak | Program Specific | Size: Under 20 kW | South of Lugo | 2017 | September Monthly Peak | 9 | 24629.3806
Program SpecificSize: Under 20 kWSouth of Lugo2017Typical Event Day | Program Specific | Size: Under 20 kW | South of Lugo | 2017 | Typical Event Day | 8 | 24629.3806
Program SpecificSize: Under 20 kWSouth of Lugo2018April Monthly Peak | Program Specific | Size: Under 20 kW | South of Lugo | 2018 | April Monthly Peak | 4 | 9851.7522
Program SpecificSize: Under 20 kWSouth of Lugo2018August Monthly Peak | Program Specific | Size: Under 20 kW | South of Lugo | 2018 | August Monthly Peak | 8 | 9851.7522
Program SpecificSize: Under 20 kWSouth of Lugo2018December Monthly Peak | Program Specific | Size: Under 20 kW | South of Lugo | 2018 | December Monthly Peak | 12 | 9851.7522
Program SpecificSize: Under 20 kWSouth of Lugo2018February Monthly Peak | Program Specific | Size: Under 20 kW | South of Lugo | 2018 | February Monthly Peak | 2 | 24629.3806
Program SpecificSize: Under 20 kWSouth of Lugo2018January Monthly Peak | Program Specific | Size: Under 20 kW | South of Lugo | 2018 | January Monthly Peak | 1 | 24629.3806
Program SpecificSize: Under 20 kWSouth of Lugo2018July Monthly Peak | Program Specific | Size: Under 20 kW | South of Lugo | 2018 | July Monthly Peak | 7 | 9851.7522
Program SpecificSize: Under 20 kWSouth of Lugo2018June Monthly Peak | Program Specific | Size: Under 20 kW | South of Lugo | 2018 | June Monthly Peak | 6 | 9851.7522
Program SpecificSize: Under 20 kWSouth of Lugo2018March Monthly Peak | Program Specific | Size: Under 20 kW | South of Lugo | 2018 | March Monthly Peak | 3 | 24629.3806
Program SpecificSize: Under 20 kWSouth of Lugo2018May Monthly Peak | Program Specific | Size: Under 20 kW | South of Lugo | 2018 | May Monthly Peak | 5 | 9851.7522
Program SpecificSize: Under 20 kWSouth of Lugo2018November Monthly Peak | Program Specific | Size: Under 20 kW | South of Lugo | 2018 | November Monthly Peak | 11 | 9851.7522
Program SpecificSize: Under 20 kWSouth of Lugo2018October Monthly Peak | Program Specific | Size: Under 20 kW | South of Lugo | 2018 | October Monthly Peak | 10 | 9851.7522
Program SpecificSize: Under 20 kWSouth of Lugo2018September Monthly Peak | Program Specific | Size: Under 20 kW | South of Lugo | 2018 | September Monthly Peak | 9 | 9851.7522
Program SpecificSize: Under 20 kWSouth of Lugo2018Typical Event Day | Program Specific | Size: Under 20 kW | South of Lugo | 2018 | Typical Event Day | 8 | 9851.7522
Program SpecificSize: Under 20 kWSouth of Lugo2019April Monthly Peak | Program Specific | Size: Under 20 kW | South of Lugo | 2019 | April Monthly Peak | 4 | 10169.0001
Program SpecificSize: Under 20 kWSouth of Lugo2019August Monthly Peak | Program Specific | Size: Under 20 kW | South of Lugo | 2019 | August Monthly Peak | 8 | 10169.0001
Program SpecificSize: Under 20 kWSouth of Lugo2019December Monthly Peak | Program Specific | Size: Under 20 kW | South of Lugo | 2019 | December Monthly Peak | 12 | 10169.0001
Program SpecificSize: Under 20 kWSouth of Lugo2019February Monthly Peak | Program Specific | Size: Under 20 kW | South of Lugo | 2019 | February Monthly Peak | 2 | 9851.7522
Program SpecificSize: Under 20 kWSouth of Lugo2019January Monthly Peak | Program Specific | Size: Under 20 kW | South of Lugo | 2019 | January Monthly Peak | 1 | 9851.7522
Program SpecificSize: Under 20 kWSouth of Lugo2019July Monthly Peak | Program Specific | Size: Under 20 kW | South of Lugo | 2019 | July Monthly Peak | 7 | 10169.0001
Program SpecificSize: Under 20 kWSouth of Lugo2019June Monthly Peak | Program Specific | Size: Under 20 kW | South of Lugo | 2019 | June Monthly Peak | 6 | 10169.0001
Program SpecificSize: Under 20 kWSouth of Lugo2019March Monthly Peak | Program Specific | Size: Under 20 kW | South of Lugo | 2019 | March Monthly Peak | 3 | 9851.7522
Program SpecificSize: Under 20 kWSouth of Lugo2019May Monthly Peak | Program Specific | Size: Under 20 kW | South of Lugo | 2019 | May Monthly Peak | 5 | 10169.0001
Program SpecificSize: Under 20 kWSouth of Lugo2019November Monthly Peak | Program Specific | Size: Under 20 kW | South of Lugo | 2019 | November Monthly Peak | 11 | 10169.0001
Program SpecificSize: Under 20 kWSouth of Lugo2019October Monthly Peak | Program Specific | Size: Under 20 kW | South of Lugo | 2019 | October Monthly Peak | 10 | 10169.0001
Program SpecificSize: Under 20 kWSouth of Lugo2019September Monthly Peak | Program Specific | Size: Under 20 kW | South of Lugo | 2019 | September Monthly Peak | 9 | 10169.0001
Program SpecificSize: Under 20 kWSouth of Lugo2019Typical Event Day | Program Specific | Size: Under 20 kW | South of Lugo | 2019 | Typical Event Day | 8 | 10169.0001
Program SpecificSize: Under 20 kWSouth of Lugo2020April Monthly Peak | Program Specific | Size: Under 20 kW | South of Lugo | 2020 | April Monthly Peak | 4 | 10496.4641
Program SpecificSize: Under 20 kWSouth of Lugo2020August Monthly Peak | Program Specific | Size: Under 20 kW | South of Lugo | 2020 | August Monthly Peak | 8 | 10496.4641
Program SpecificSize: Under 20 kWSouth of Lugo2020December Monthly Peak | Program Specific | Size: Under 20 kW | South of Lugo | 2020 | December Monthly Peak | 12 | 10496.4641
Program SpecificSize: Under 20 kWSouth of Lugo2020February Monthly Peak | Program Specific | Size: Under 20 kW | South of Lugo | 2020 | February Monthly Peak | 2 | 10169.0001
Program SpecificSize: Under 20 kWSouth of Lugo2020January Monthly Peak | Program Specific | Size: Under 20 kW | South of Lugo | 2020 | January Monthly Peak | 1 | 10169.0001
Program SpecificSize: Under 20 kWSouth of Lugo2020July Monthly Peak | Program Specific | Size: Under 20 kW | South of Lugo | 2020 | July Monthly Peak | 7 | 10496.4641
Program SpecificSize: Under 20 kWSouth of Lugo2020June Monthly Peak | Program Specific | Size: Under 20 kW | South of Lugo | 2020 | June Monthly Peak | 6 | 10496.4641
Program SpecificSize: Under 20 kWSouth of Lugo2020March Monthly Peak | Program Specific | Size: Under 20 kW | South of Lugo | 2020 | March Monthly Peak | 3 | 10169.0001
Program SpecificSize: Under 20 kWSouth of Lugo2020May Monthly Peak | Program Specific | Size: Under 20 kW | South of Lugo | 2020 | May Monthly Peak | 5 | 10496.4641
Program SpecificSize: Under 20 kWSouth of Lugo2020November Monthly Peak | Program Specific | Size: Under 20 kW | South of Lugo | 2020 | November Monthly Peak | 11 | 10496.4641
Program SpecificSize: Under 20 kWSouth of Lugo2020October Monthly Peak | Program Specific | Size: Under 20 kW | South of Lugo | 2020 | October Monthly Peak | 10 | 10496.4641
Program SpecificSize: Under 20 kWSouth of Lugo2020September Monthly Peak | Program Specific | Size: Under 20 kW | South of Lugo | 2020 | September Monthly Peak | 9 | 10496.4641
Program SpecificSize: Under 20 kWSouth of Lugo2020Typical Event Day | Program Specific | Size: Under 20 kW | South of Lugo | 2020 | Typical Event Day | 8 | 10496.4641
Program SpecificSize: Under 20 kWSouth of Lugo2021April Monthly Peak | Program Specific | Size: Under 20 kW | South of Lugo | 2021 | April Monthly Peak | 4 | 10834.4731
Program SpecificSize: Under 20 kWSouth of Lugo2021August Monthly Peak | Program Specific | Size: Under 20 kW | South of Lugo | 2021 | August Monthly Peak | 8 | 10834.4731
Program SpecificSize: Under 20 kWSouth of Lugo2021December Monthly Peak | Program Specific | Size: Under 20 kW | South of Lugo | 2021 | December Monthly Peak | 12 | 10834.4731
Program SpecificSize: Under 20 kWSouth of Lugo2021February Monthly Peak | Program Specific | Size: Under 20 kW | South of Lugo | 2021 | February Monthly Peak | 2 | 10496.4641
Program SpecificSize: Under 20 kWSouth of Lugo2021January Monthly Peak | Program Specific | Size: Under 20 kW | South of Lugo | 2021 | January Monthly Peak | 1 | 10496.4641
Program SpecificSize: Under 20 kWSouth of Lugo2021July Monthly Peak | Program Specific | Size: Under 20 kW | South of Lugo | 2021 | July Monthly Peak | 7 | 10834.4731
Program SpecificSize: Under 20 kWSouth of Lugo2021June Monthly Peak | Program Specific | Size: Under 20 kW | South of Lugo | 2021 | June Monthly Peak | 6 | 10834.4731
Program SpecificSize: Under 20 kWSouth of Lugo2021March Monthly Peak | Program Specific | Size: Under 20 kW | South of Lugo | 2021 | March Monthly Peak | 3 | 10496.4641
Program SpecificSize: Under 20 kWSouth of Lugo2021May Monthly Peak | Program Specific | Size: Under 20 kW | South of Lugo | 2021 | May Monthly Peak | 5 | 10834.4731
Program SpecificSize: Under 20 kWSouth of Lugo2021November Monthly Peak | Program Specific | Size: Under 20 kW | South of Lugo | 2021 | November Monthly Peak | 11 | 10834.4731
Program SpecificSize: Under 20 kWSouth of Lugo2021October Monthly Peak | Program Specific | Size: Under 20 kW | South of Lugo | 2021 | October Monthly Peak | 10 | 10834.4731
Program SpecificSize: Under 20 kWSouth of Lugo2021September Monthly Peak | Program Specific | Size: Under 20 kW | South of Lugo | 2021 | September Monthly Peak | 9 | 10834.4731
Program SpecificSize: Under 20 kWSouth of Lugo2021Typical Event Day | Program Specific | Size: Under 20 kW | South of Lugo | 2021 | Typical Event Day | 8 | 10834.4731
Program SpecificSize: Under 20 kWSouth of Lugo2022April Monthly Peak | Program Specific | Size: Under 20 kW | South of Lugo | 2022 | April Monthly Peak | 4 | 11183.3668
Program SpecificSize: Under 20 kWSouth of Lugo2022August Monthly Peak | Program Specific | Size: Under 20 kW | South of Lugo | 2022 | August Monthly Peak | 8 | 11183.3668
Program SpecificSize: Under 20 kWSouth of Lugo2022December Monthly Peak | Program Specific | Size: Under 20 kW | South of Lugo | 2022 | December Monthly Peak | 12 | 11183.3668
Program SpecificSize: Under 20 kWSouth of Lugo2022February Monthly Peak | Program Specific | Size: Under 20 kW | South of Lugo | 2022 | February Monthly Peak | 2 | 10834.4731
Program SpecificSize: Under 20 kWSouth of Lugo2022January Monthly Peak | Program Specific | Size: Under 20 kW | South of Lugo | 2022 | January Monthly Peak | 1 | 10834.4731
Program SpecificSize: Under 20 kWSouth of Lugo2022July Monthly Peak | Program Specific | Size: Under 20 kW | South of Lugo | 2022 | July Monthly Peak | 7 | 11183.3668
Program SpecificSize: Under 20 kWSouth of Lugo2022June Monthly Peak | Program Specific | Size: Under 20 kW | South of Lugo | 2022 | June Monthly Peak | 6 | 11183.3668
Program SpecificSize: Under 20 kWSouth of Lugo2022March Monthly Peak | Program Specific | Size: Under 20 kW | South of Lugo | 2022 | March Monthly Peak | 3 | 10834.4731
Program SpecificSize: Under 20 kWSouth of Lugo2022May Monthly Peak | Program Specific | Size: Under 20 kW | South of Lugo | 2022 | May Monthly Peak | 5 | 11183.3668
Program SpecificSize: Under 20 kWSouth of Lugo2022November Monthly Peak | Program Specific | Size: Under 20 kW | South of Lugo | 2022 | November Monthly Peak | 11 | 11183.3668
Program SpecificSize: Under 20 kWSouth of Lugo2022October Monthly Peak | Program Specific | Size: Under 20 kW | South of Lugo | 2022 | October Monthly Peak | 10 | 11183.3668
Program SpecificSize: Under 20 kWSouth of Lugo2022September Monthly Peak | Program Specific | Size: Under 20 kW | South of Lugo | 2022 | September Monthly Peak | 9 | 11183.3668
Program SpecificSize: Under 20 kWSouth of Lugo2022Typical Event Day | Program Specific | Size: Under 20 kW | South of Lugo | 2022 | Typical Event Day | 8 | 11183.3668
Program SpecificSize: Under 20 kWSouth of Lugo2023April Monthly Peak | Program Specific | Size: Under 20 kW | South of Lugo | 2023 | April Monthly Peak | 4 | 11543.4956
Program SpecificSize: Under 20 kWSouth of Lugo2023August Monthly Peak | Program Specific | Size: Under 20 kW | South of Lugo | 2023 | August Monthly Peak | 8 | 11543.4956
Program SpecificSize: Under 20 kWSouth of Lugo2023December Monthly Peak | Program Specific | Size: Under 20 kW | South of Lugo | 2023 | December Monthly Peak | 12 | 11543.4956
Program SpecificSize: Under 20 kWSouth of Lugo2023February Monthly Peak | Program Specific | Size: Under 20 kW | South of Lugo | 2023 | February Monthly Peak | 2 | 11183.3668
Program SpecificSize: Under 20 kWSouth of Lugo2023January Monthly Peak | Program Specific | Size: Under 20 kW | South of Lugo | 2023 | January Monthly Peak | 1 | 11183.3668
Program SpecificSize: Under 20 kWSouth of Lugo2023July Monthly Peak | Program Specific | Size: Under 20 kW | South of Lugo | 2023 | July Monthly Peak | 7 | 11543.4956
Program SpecificSize: Under 20 kWSouth of Lugo2023June Monthly Peak | Program Specific | Size: Under 20 kW | South of Lugo | 2023 | June Monthly Peak | 6 | 11543.4956
Program SpecificSize: Under 20 kWSouth of Lugo2023March Monthly Peak | Program Specific | Size: Under 20 kW | South of Lugo | 2023 | March Monthly Peak | 3 | 11183.3668
Program SpecificSize: Under 20 kWSouth of Lugo2023May Monthly Peak | Program Specific | Size: Under 20 kW | South of Lugo | 2023 | May Monthly Peak | 5 | 11543.4956
Program SpecificSize: Under 20 kWSouth of Lugo2023November Monthly Peak | Program Specific | Size: Under 20 kW | South of Lugo | 2023 | November Monthly Peak | 11 | 11543.4956
Program SpecificSize: Under 20 kWSouth of Lugo2023October Monthly Peak | Program Specific | Size: Under 20 kW | South of Lugo | 2023 | October Monthly Peak | 10 | 11543.4956
Program SpecificSize: Under 20 kWSouth of Lugo2023September Monthly Peak | Program Specific | Size: Under 20 kW | South of Lugo | 2023 | September Monthly Peak | 9 | 11543.4956
Program SpecificSize: Under 20 kWSouth of Lugo2023Typical Event Day | Program Specific | Size: Under 20 kW | South of Lugo | 2023 | Typical Event Day | 8 | 11543.4956
Program SpecificSize: Under 20 kWSouth of Lugo2024April Monthly Peak | Program Specific | Size: Under 20 kW | South of Lugo | 2024 | April Monthly Peak | 4 | 11915.2213
Program SpecificSize: Under 20 kWSouth of Lugo2024August Monthly Peak | Program Specific | Size: Under 20 kW | South of Lugo | 2024 | August Monthly Peak | 8 | 11915.2213
Program SpecificSize: Under 20 kWSouth of Lugo2024December Monthly Peak | Program Specific | Size: Under 20 kW | South of Lugo | 2024 | December Monthly Peak | 12 | 11915.2213
Program SpecificSize: Under 20 kWSouth of Lugo2024February Monthly Peak | Program Specific | Size: Under 20 kW | South of Lugo | 2024 | February Monthly Peak | 2 | 11543.4956
Program SpecificSize: Under 20 kWSouth of Lugo2024January Monthly Peak | Program Specific | Size: Under 20 kW | South of Lugo | 2024 | January Monthly Peak | 1 | 11543.4956
Program SpecificSize: Under 20 kWSouth of Lugo2024July Monthly Peak | Program Specific | Size: Under 20 kW | South of Lugo | 2024 | July Monthly Peak | 7 | 11915.2213
Program SpecificSize: Under 20 kWSouth of Lugo2024June Monthly Peak | Program Specific | Size: Under 20 kW | South of Lugo | 2024 | June Monthly Peak | 6 | 11915.2213
Program SpecificSize: Under 20 kWSouth of Lugo2024March Monthly Peak | Program Specific | Size: Under 20 kW | South of Lugo | 2024 | March Monthly Peak | 3 | 11543.4956
Program SpecificSize: Under 20 kWSouth of Lugo2024May Monthly Peak | Program Specific | Size: Under 20 kW | South of Lugo | 2024 | May Monthly Peak | 5 | 11915.2213
Program SpecificSize: Under 20 kWSouth of Lugo2024November Monthly Peak | Program Specific | Size: Under 20 kW | South of Lugo | 2024 | November Monthly Peak | 11 | 11915.2213
Program SpecificSize: Under 20 kWSouth of Lugo2024October Monthly Peak | Program Specific | Size: Under 20 kW | South of Lugo | 2024 | October Monthly Peak | 10 | 11915.2213
Program SpecificSize: Under 20 kWSouth of Lugo2024September Monthly Peak | Program Specific | Size: Under 20 kW | South of Lugo | 2024 | September Monthly Peak | 9 | 11915.2213
Program SpecificSize: Under 20 kWSouth of Lugo2024Typical Event Day | Program Specific | Size: Under 20 kW | South of Lugo | 2024 | Typical Event Day | 8 | 11915.2213
Program SpecificSize: Under 20 kWSouth of Lugo2025April Monthly Peak | Program Specific | Size: Under 20 kW | South of Lugo | 2025 | April Monthly Peak | 4 | 12298.9174
Program SpecificSize: Under 20 kWSouth of Lugo2025August Monthly Peak | Program Specific | Size: Under 20 kW | South of Lugo | 2025 | August Monthly Peak | 8 | 12298.9174
Program SpecificSize: Under 20 kWSouth of Lugo2025December Monthly Peak | Program Specific | Size: Under 20 kW | South of Lugo | 2025 | December Monthly Peak | 12 | 12298.9174
Program SpecificSize: Under 20 kWSouth of Lugo2025February Monthly Peak | Program Specific | Size: Under 20 kW | South of Lugo | 2025 | February Monthly Peak | 2 | 11915.2213
Program SpecificSize: Under 20 kWSouth of Lugo2025January Monthly Peak | Program Specific | Size: Under 20 kW | South of Lugo | 2025 | January Monthly Peak | 1 | 11915.2213
Program SpecificSize: Under 20 kWSouth of Lugo2025July Monthly Peak | Program Specific | Size: Under 20 kW | South of Lugo | 2025 | July Monthly Peak | 7 | 12298.9174
Program SpecificSize: Under 20 kWSouth of Lugo2025June Monthly Peak | Program Specific | Size: Under 20 kW | South of Lugo | 2025 | June Monthly Peak | 6 | 12298.9174
Program SpecificSize: Under 20 kWSouth of Lugo2025March Monthly Peak | Program Specific | Size: Under 20 kW | South of Lugo | 2025 | March Monthly Peak | 3 | 11915.2213
Program SpecificSize: Under 20 kWSouth of Lugo2025May Monthly Peak | Program Specific | Size: Under 20 kW | South of Lugo | 2025 | May Monthly Peak | 5 | 12298.9174
Program SpecificSize: Under 20 kWSouth of Lugo2025November Monthly Peak | Program Specific | Size: Under 20 kW | South of Lugo | 2025 | November Monthly Peak | 11 | 12298.9174
Program SpecificSize: Under 20 kWSouth of Lugo2025October Monthly Peak | Program Specific | Size: Under 20 kW | South of Lugo | 2025 | October Monthly Peak | 10 | 12298.9174
Program SpecificSize: Under 20 kWSouth of Lugo2025September Monthly Peak | Program Specific | Size: Under 20 kW | South of Lugo | 2025 | September Monthly Peak | 9 | 12298.9174
Program SpecificSize: Under 20 kWSouth of Lugo2025Typical Event Day | Program Specific | Size: Under 20 kW | South of Lugo | 2025 | Typical Event Day | 8 | 12298.9174