## Inputs-Results
Southern California Edison
2014 Non-Residential CPP Ex ante Impact Tables -- CAISO Weather Scenarios
TABLE 1: Menu options |  | TABLE 2: Resource Adequacy (RA) Information |  | Hour Ending | Reference Load (MW) | Estimated Load w/ DR (MW) | Load Impact (MW) | %Load Reduction | Weighted Temp (F) | Uncertainty Adjusted Impact - Percentiles |  |  |  |  | MW
Aggregation | Aggregate | RA Window Start | 1:00 PM | [6 empty] | 10th | 30th | 50th | 70th | 90th |  | se | var | 90% Confidence Band | 90% Confidence Band | Event Period
Type of Impacts | Program Specific | RA Window End | 6:00 PM | 1 | 363.0585 | 365.9359 | -2.8774 | -0.7925% | 71.6446 | -15.1653 | -7.9055 | -2.8774 | 2.1507 | 9.4105 |  | 9.5883 | 91.9359 | -18.6488 | 12.894 | 0
Customer size | All | Total Enrolled Acoounts | 2573.8999 | 2 | 353.5464 | 357.6947 | -4.1483 | -1.173% | 70.3569 | -16.1065 | -9.0415 | -4.1483 | 0.74493 | 7.8099 |  | 9.3311 | 87.0686 | -19.4965 | 11.1999 | 0
Transmission Planning Area | All | Avg. Reduction (MW) | 22.2286 | 3 | 341.5339 | 344.2677 | -2.7338 | -0.8005% | 69.2687 | -15.1733 | -7.824 | -2.7338 | 2.3563 | 9.7057 |  | 9.7066 | 94.2181 | -18.6998 | 13.2321 | 0
Weather Year | 1-in-10 | % Reduction | 3.829% | 4 | 339.9043 | 344.8354 | -4.931 | -1.451% | 68.25 | -16.5588 | -9.689 | -4.931 | -0.17304 | 6.6968 |  | 9.0732 | 82.3233 | -19.8552 | 9.9931 | 0
Forecast Year | 2016 |  |  | 5 | 361.828 | 368.6719 | -6.8439 | -1.891% | 67.0974 | -18.3102 | -11.5358 | -6.8439 | -2.1519 | 4.6225 |  | 8.9472 | 80.0532 | -21.5608 | 7.873 | 0
Day Type | June Monthly Peak |  |  | 6 | 420.1511 | 426.3104 | -6.1593 | -1.466% | 66.1242 | -17.3499 | -10.7384 | -6.1593 | -1.5803 | 5.0312 |  | 8.732 | 76.2484 | -20.5223 | 8.2036 | 0
|  |  |  | 7 | 486.8204 | 493.6686 | -6.8482 | -1.407% | 65.8173 | -19.3353 | -11.9578 | -6.8482 | -1.7385 | 5.639 |  | 9.7438 | 94.9415 | -22.8753 | 9.179 | 0
|  |  |  | 8 | 545.7868 | 552.9524 | -7.1656 | -1.313% | 66.9532 | -19.4201 | -12.18 | -7.1656 | -2.1511 | 5.089 |  | 9.5623 | 91.437 | -22.8941 | 8.563 | 0
|  |  |  | 9 | 587.6143 | 595.3015 | -7.6872 | -1.308% | 70.3889 | -22.2975 | -13.6656 | -7.6872 | -1.7088 | 6.923 |  | 11.4004 | 129.9697 | -26.4393 | 11.0648 | 0
|  |  |  | 10 | 613.6878 | 622.9838 | -9.296 | -1.515% | 75.24 | -24.0628 | -15.3385 | -9.296 | -3.2536 | 5.4708 |  | 11.5226 | 132.7704 | -28.249 | 9.657 | 0
|  |  |  | 11 | 638.4988 | 645.2485 | -6.7497 | -1.057% | 80.293 | -20.1028 | -12.2137 | -6.7497 | -1.2856 | 6.6035 |  | 10.4195 | 108.5666 | -23.8883 | 10.3889 | 0
% Load Reduction for Event Window | 0% |  |  | 12 | 640.5707 | 647.9231 | -7.3524 | -1.148% | 84.5134 | -19.7856 | -12.44 | -7.3524 | -2.2648 | 5.0808 |  | 9.7017 | 94.1223 | -23.3102 | 8.6054 | 0
|  |  |  | 13 | 629.6106 | 633.8069 | -4.1964 | -0.6665% | 87.2456 | -15.8922 | -8.9822 | -4.1964 | 0.58952 | 7.4995 |  | 9.1264 | 83.2904 | -19.2079 | 10.8152 | 0
|  |  |  | 14 | 633.1271 | 630.3048 | 2.8223 | 0.4458% | 89.3078 | -9.0563 | -2.0383 | 2.8223 | 7.6829 | 14.7009 |  | 9.2689 | 85.9131 | -12.4237 | 18.0683 | 1
|  |  |  | 15 | 618.9769 | 592.3245 | 26.6524 | 4.306% | 90.6787 | 16.0928 | 22.3315 | 26.6524 | 30.9733 | 37.212 |  | 8.2397 | 67.8926 | 13.0993 | 40.2055 | 1
|  |  |  | 16 | 588.7516 | 560.6724 | 28.0792 | 4.769% | 91.1542 | 19.0923 | 24.4018 | 28.0792 | 31.7566 | 37.0661 |  | 7.0125 | 49.1753 | 16.5447 | 39.6137 | 1
|  |  |  | 17 | 550.0085 | 521.9278 | 28.0807 | 5.106% | 91.6879 | 20.2701 | 24.8846 | 28.0807 | 31.2767 | 35.8913 |  | 6.0947 | 37.145 | 18.0559 | 38.1055 | 1
|  |  |  | 18 | 511.4277 | 485.9195 | 25.5082 | 4.988% | 90.961 | 17.7971 | 22.3529 | 25.5082 | 28.6636 | 33.2194 |  | 6.0171 | 36.205 | 15.6111 | 35.4054 | 1
|  |  |  | 19 | 488.3032 | 478.7224 | 9.5808 | 1.962% | 89.7796 | 1.8465 | 6.416 | 9.5808 | 12.7456 | 17.315 |  | 6.0351 | 36.422 | -0.346 | 19.5076 | 0
|  |  |  | 20 | 472.8901 | 468.57 | 4.3201 | 0.9136% | 87.723 | -6.9092 | -0.27484 | 4.3201 | 8.9151 | 15.5495 |  | 8.7623 | 76.7785 | -10.0926 | 18.7329 | 0
|  |  |  | 21 | 464.8663 | 462.3243 | 2.542 | 0.5468% | 84.0171 | -9.7062 | -2.4699 | 2.542 | 7.5538 | 14.7901 |  | 9.5573 | 91.3416 | -13.1783 | 18.2623 | 0
|  |  |  | 22 | 443.7853 | 439.51 | 4.2753 | 0.9634% | 79.9213 | -8.329 | -0.88231 | 4.2753 | 9.4329 | 16.8796 |  | 9.8352 | 96.7311 | -11.9022 | 20.4527 | 0
|  |  |  | 23 | 412.3459 | 408.678 | 3.6678 | 0.8895% | 77.3027 | -7.2041 | -0.78088 | 3.6678 | 8.1166 | 14.5398 |  | 8.4834 | 71.9688 | -10.2862 | 17.6219 | 0
|  |  |  | 24 | 392.0575 | 388.9643 | 3.0932 | 0.789% | 75.2922 | -8.464 | -1.6359 | 3.0932 | 7.8223 | 14.6503 |  | 9.0181 | 81.3261 | -11.7403 | 17.9266 | 0
[5 empty] | Reference Energy Use (MWh) | Estimated Energy Use w/ DR (MWh) | Total Load Impact (MWh) | % Load Change | Cooling Degree Hours (Base 65) | Uncertainty Adjusted Impact - Percentiles
[10 empty] | 10th | 30th | 50th | 70th | 90th
|  |  |  | Avg. Event Hour | 580.4584 | 558.2298 | 22.2286 | 0.039228 | 90.7579 | 16.1757 | 19.7518 | 22.2286 | 24.7054 | 28.2814 |  |  |  | VARIANCE (DAILY | 22.3074
|  |  |  | Note: A positive value % Daily Load Change indicates the use of less energy for the day. | [13 empty] | SE (DAILY) | 4.7231

## Lookup
Lookup Impacts |  |  | Types | Start | End | Type of Impacts | Weather Year | Forecast Year | Month |  | Size | Local Capacity Area | Active list
Program Specific1-in-10AllAll2016June Monthly Peak |  |  | Aggregate | 13:00 | 18:00 | Program Specific | 1-in-2 | 2015 | January Monthly Peak |  | Size: Under 20 kW | All
|  |  | Average Customer | 13:00 | 18:00 | Portfolio Adjusted | 1-in-10 | 2016 | February Monthly Peak |  | Size: 20 kW to 199.99 kW | Orange County
Lookup enrollments |  |  |  | 13:00 | 18:00 |  |  | 2017 | March Monthly Peak |  | Size: Over 200kW | Other
Program SpecificAllAll2016June Monthly Peak |  |  |  | 13:00 | 18:00 |  |  | 2018 | April Monthly Peak |  | All | South of Lugo
|  |  |  | 13:00 | 18:00 |  |  | 2019 | May Monthly Peak
|  | daytype |  | 13:00 | 18:00 |  |  | 2020 | June Monthly Peak
ROW | 4596 | [6 empty] | 2021 | July Monthly Peak
ADDRESS | Data!$A$4596 | [6 empty] | 2022 | August Monthly Peak
[8 empty] | 2023 | September Monthly Peak
[8 empty] | 2024 | October Monthly Peak
Lookup year | 2016 | [6 empty] | 2025 | November Monthly Peak
Month | 6 | [7 empty] | December Monthly Peak
Typical Event Day
Cooling Degree Hours
6.6446
5.3569
| TRUE |  | 4.2687
|  |  | 3.25 | [5 empty] | Day Type | Month
|  |  | 2.0974 | [5 empty] | January | 1 | Summer
|  |  | 1.1242 | [5 empty] | April | 4 | 0
|  |  | 0.81727 | [5 empty] | August | 8 | 0
|  |  | 1.9532 | [5 empty] | December | 12 | 1
|  |  | 5.3889 |  | Type of Results |  |  |  | February | 2 | 0
|  |  | 10.24 |  | Type of Impacts |  |  |  | July | 7 | 0
|  |  | 15.293 |  | Customer category |  |  |  | June | 6 | 1
|  |  | 19.5134 |  | Weather Year |  |  |  | March | 3 | 1
|  |  | 22.2456 |  | Forecast Year |  |  |  | May | 5 | 0
|  |  | 24.3078 |  | Day Type |  |  |  | November | 11 | 1
|  |  | 25.6787 | [5 empty] | October | 10 | 0
|  |  | 26.1542 | [5 empty] | September | 9 | 1
|  |  | 26.6879 | [7 empty] | 1
25.961
24.7796
22.723
19.0171
14.9213
12.3027
10.2922

## Data
concat | portfoliotype | weatheryear | dmdrflg | lca | year | daytype | month | ref_load1 | ref_load2 | ref_load3 | ref_load4 | ref_load5 | ref_load6 | ref_load7 | ref_load8 | ref_load9 | ref_load10 | ref_load11 | ref_load12 | ref_load13 | ref_load14 | ref_load15 | ref_load16 | ref_load17 | ref_load18 | ref_load19 | ref_load20 | ref_load21 | ref_load22 | ref_load23 | ref_load24 | impact1 | impact2 | impact3 | impact4 | impact5 | impact6 | impact7 | impact8 | impact9 | impact10 | impact11 | impact12 | impact13 | impact14 | impact15 | impact16 | impact17 | impact18 | impact19 | impact20 | impact21 | impact22 | impact23 | impact24 | temperature1 | temperature2 | temperature3 | temperature4 | temperature5 | temperature6 | temperature7 | temperature8 | temperature9 | temperature10 | temperature11 | temperature12 | temperature13 | temperature14 | temperature15 | temperature16 | temperature17 | temperature18 | temperature19 | temperature20 | temperature21 | temperature22 | temperature23 | temperature24 | se1 | se2 | se3 | se4 | se5 | se6 | se7 | se8 | se9 | se10 | se11 | se12 | se13 | se14 | se15 | se16 | se17 | se18 | se19 | se20 | se21 | se22 | se23 | se24
Portfolio Adjusted1-in-10AllAll2015January Monthly Peak | Portfolio Adjusted | 1-in-10 | All | All | 2015 | January Monthly Peak | 1 | 129.5757 | 125.6732 | 122.144 | 122.8695 | 132.2262 | 157.4735 | 191.4644 | 211.4955 | 221.1155 | 220.846 | 220.7557 | 216.8938 | 212.0881 | 210.3657 | 202.1975 | 190.2266 | 180.2015 | 177.6136 | 173.3191 | 169.497 | 163.2908 | 155.2919 | 145.6285 | 138.8104 | 0.020183 | -0.14912 | -0.057384 | -1.1215 | -1.4497 | -1.0359 | -0.37191 | -1.4408 | -1.4469 | -1.8326 | -0.36144 | -0.047449 | 0.60248 | 2.1904 | 6.2032 | 5.7933 | 6.3991 | 5.7577 | 1.8735 | 1.4692 | 1.2629 | 1.303 | 1.0915 | 0.7923 | 42.0527 | 41.8327 | 41.1478 | 40.4739 | 40.0341 | 39.5612 | 39.0756 | 38.7183 | 39.3009 | 42.07 | 44.7916 | 47.1827 | 48.832 | 49.9629 | 50.9097 | 51.2269 | 50.845 | 49.7139 | 47.8831 | 46.7718 | 45.7751 | 45.3617 | 44.8291 | 44.1845 | 3.6865 | 3.5752 | 3.738 | 3.5521 | 3.5395 | 3.5483 | 4.146 | 3.9934 | 4.5895 | 4.4272 | 3.846 | 3.5183 | 3.3086 | 3.3173 | 2.8966 | 2.4465 | 2.1576 | 2.261 | 2.3088 | 3.4139 | 3.6342 | 3.7088 | 3.236 | 3.4564
Portfolio Adjusted1-in-10AllAll2015February Monthly Peak | Portfolio Adjusted | 1-in-10 | All | All | 2015 | February Monthly Peak | 2 | 123.8294 | 120.4977 | 116.8449 | 117.2621 | 125.999 | 149.0407 | 179.4029 | 195.7325 | 203.6463 | 205.0362 | 207.1219 | 206.2101 | 203.1296 | 203.1888 | 196.4045 | 185.1415 | 174.7898 | 171.5344 | 166.1779 | 161.2996 | 155.8495 | 148.9885 | 139.3968 | 133.3229 | 0.012125 | -0.14681 | -0.058231 | -1.0666 | -1.3772 | -0.97666 | -0.35073 | -1.3273 | -1.3328 | -1.6968 | -0.34706 | -0.051801 | 0.56621 | 2.1165 | 6.0414 | 5.6614 | 6.2173 | 5.57 | 1.7831 | 1.3824 | 1.1967 | 1.2452 | 1.0394 | 0.75777 | 48.6334 | 48.2299 | 47.7988 | 47.2279 | 46.8391 | 46.4002 | 45.7873 | 46.0387 | 47.2899 | 50.7693 | 54.197 | 57.3673 | 59.2857 | 60.3034 | 60.9392 | 61.1575 | 60.186 | 59.1996 | 57.2741 | 55.2202 | 53.8431 | 52.548 | 51.5487 | 50.169 | 3.5162 | 3.4214 | 3.5665 | 3.3692 | 3.3544 | 3.3404 | 3.868 | 3.6754 | 4.1993 | 4.0766 | 3.5781 | 3.3174 | 3.1406 | 3.1747 | 2.7921 | 2.3625 | 2.0799 | 2.1709 | 2.2034 | 3.223 | 3.4483 | 3.5482 | 3.0847 | 3.3106
Portfolio Adjusted1-in-10AllAll2015March Monthly Peak | Portfolio Adjusted | 1-in-10 | All | All | 2015 | March Monthly Peak | 3 | 126.9327 | 123.1959 | 119.2093 | 118.1082 | 125.6911 | 146.994 | 172.8692 | 190.6323 | 201.6192 | 207.0704 | 214.1029 | 216.9794 | 216.3404 | 219.5445 | 214.3983 | 202.9638 | 189.7331 | 177.4392 | 169.3956 | 167.568 | 163.6762 | 156.1962 | 144.4584 | 136.8267 | 0.0020402 | -0.15573 | -0.066289 | -1.0725 | -1.3764 | -0.95939 | -0.34663 | -1.2946 | -1.3384 | -1.7186 | -0.37013 | -0.062844 | 0.58763 | 2.2823 | 6.5947 | 6.2165 | 6.7401 | 5.7626 | 1.8012 | 1.4186 | 1.249 | 1.298 | 1.0694 | 0.77242 | 60.3474 | 59.0354 | 58.1583 | 57.5767 | 56.5483 | 55.554 | 54.9109 | 55.5546 | 58.9878 | 63.8395 | 68.9869 | 73.3941 | 76.4205 | 78.0356 | 78.7383 | 79.2659 | 78.838 | 77.4292 | 74.799 | 71.3502 | 68.2448 | 65.3653 | 63.0978 | 61.3282 | 3.5905 | 3.4835 | 3.6328 | 3.3727 | 3.3336 | 3.2682 | 3.7042 | 3.5541 | 4.1371 | 4.0888 | 3.6746 | 3.4727 | 3.3242 | 3.4029 | 3.0284 | 2.5689 | 2.2404 | 2.227 | 2.2345 | 3.3226 | 3.6045 | 3.7082 | 3.1857 | 3.3836
Portfolio Adjusted1-in-10AllAll2015April Monthly Peak | Portfolio Adjusted | 1-in-10 | All | All | 2015 | April Monthly Peak | 4 | 130.2028 | 126.4225 | 122.1428 | 120.9659 | 128.6391 | 150.8555 | 178.0632 | 199.0624 | 213.8899 | 222.6828 | 232.2652 | 236.3527 | 236.6789 | 240.2666 | 234.8291 | 221.5225 | 205.8354 | 191.0113 | 180.9408 | 177.7388 | 172.0773 | 162.7848 | 149.8389 | 141.3731 | -0.42431 | -0.67903 | -0.43245 | -0.99723 | -1.3536 | -1.166 | -1.1633 | -1.422 | -1.478 | -1.8674 | -1.1664 | -1.2046 | -0.52882 | 1.0084 | 5.9665 | 6.0661 | 6.1865 | 5.48 | 1.9783 | 1.0442 | 0.67786 | 0.97232 | 0.81161 | 0.64944 | 70.4727 | 69.0205 | 67.4366 | 66.1694 | 65.17 | 64.2448 | 63.626 | 63.7104 | 66.8209 | 72.4277 | 78.1483 | 83.4896 | 86.95 | 88.9221 | 89.6605 | 90.0621 | 89.8593 | 88.9679 | 87.1355 | 83.4111 | 78.6816 | 74.8632 | 72.2774 | 70.325 | 3.4608 | 3.361 | 3.5012 | 3.2533 | 3.2124 | 3.1545 | 3.5898 | 3.4922 | 4.1365 | 4.1546 | 3.7645 | 3.5722 | 3.4361 | 3.5186 | 3.131 | 2.6426 | 2.2859 | 2.2541 | 2.2424 | 3.3205 | 3.5691 | 3.641 | 3.1094 | 3.2855
Portfolio Adjusted1-in-10AllAll2015May Monthly Peak | Portfolio Adjusted | 1-in-10 | All | All | 2015 | May Monthly Peak | 5 | 134.15 | 130.6636 | 125.9105 | 125.2755 | 133.8375 | 156.6814 | 183.2783 | 208.3852 | 226.7874 | 237.4861 | 247.5282 | 250.8828 | 249.7377 | 252.1145 | 246.1204 | 230.7955 | 214.0642 | 198.0181 | 187.0451 | 181.4907 | 177.0242 | 167.6932 | 155.2064 | 146.8749 | -0.60495 | -0.87117 | -0.57174 | -1.0487 | -1.439 | -1.2943 | -1.4096 | -1.5405 | -1.6357 | -2.0099 | -1.4181 | -1.5363 | -0.846 | 0.71664 | 5.9814 | 6.1723 | 6.1762 | 5.5561 | 2.0734 | 0.96637 | 0.56434 | 0.90884 | 0.76411 | 0.62881 | 70.8978 | 69.5515 | 68.1605 | 67.2173 | 66.4344 | 65.5359 | 65.316 | 65.6487 | 69.1531 | 75.0911 | 80.7525 | 85.0569 | 88.0235 | 90.0099 | 91.462 | 92.1127 | 91.8068 | 90.8072 | 88.8902 | 86.2479 | 82.8018 | 78.9054 | 76.0758 | 73.7356 | 3.5459 | 3.4526 | 3.5848 | 3.3525 | 3.3205 | 3.2588 | 3.6638 | 3.6385 | 4.3777 | 4.4254 | 4.0122 | 3.7891 | 3.6239 | 3.6946 | 3.2822 | 2.7517 | 2.375 | 2.3334 | 2.3116 | 3.3731 | 3.6355 | 3.72 | 3.1966 | 3.3836
Portfolio Adjusted1-in-10AllAll2015June Monthly Peak | Portfolio Adjusted | 1-in-10 | All | All | 2015 | June Monthly Peak | 6 | 141.0538 | 137.3583 | 132.6912 | 132.0581 | 140.5758 | 163.2352 | 189.1373 | 212.0466 | 228.2973 | 238.4272 | 248.0667 | 248.8716 | 244.6135 | 245.9797 | 240.4821 | 228.7391 | 213.6868 | 198.6976 | 189.7133 | 183.7251 | 180.6078 | 172.4174 | 160.2028 | 152.3204 | -0.62603 | -0.90254 | -0.59479 | -1.0728 | -1.489 | -1.3401 | -1.4899 | -1.559 | -1.6725 | -2.0225 | -1.4685 | -1.5997 | -0.91299 | 0.61405 | 5.7987 | 6.1092 | 6.1095 | 5.5498 | 2.0845 | 0.93993 | 0.55306 | 0.93017 | 0.79801 | 0.67297 | 71.6446 | 70.3569 | 69.2687 | 68.25 | 67.0974 | 66.1242 | 65.8173 | 66.9532 | 70.3889 | 75.24 | 80.293 | 84.5134 | 87.2456 | 89.3078 | 90.6788 | 91.1542 | 91.6879 | 90.961 | 89.7796 | 87.723 | 84.0171 | 79.9213 | 77.3027 | 75.2922 | 3.7252 | 3.6253 | 3.7712 | 3.5251 | 3.4761 | 3.3925 | 3.7856 | 3.7151 | 4.4292 | 4.4767 | 4.0481 | 3.7692 | 3.5457 | 3.6011 | 3.2013 | 2.7245 | 2.3679 | 2.3377 | 2.3447 | 3.4043 | 3.7132 | 3.8211 | 3.2959 | 3.5037
Portfolio Adjusted1-in-10AllAll2015July Monthly Peak | Portfolio Adjusted | 1-in-10 | All | All | 2015 | July Monthly Peak | 7 | 144.8376 | 140.5789 | 136.4155 | 136.4103 | 145.5274 | 169.4124 | 195.3835 | 216.5695 | 230.5464 | 239.543 | 247.5645 | 247.5276 | 243.1488 | 244.0801 | 238.5176 | 228.5387 | 215.1441 | 201.1068 | 192.697 | 187.088 | 184.0316 | 175.549 | 163.1128 | 155.2405 | -0.78608 | -1.1024 | -0.73632 | -1.0708 | -1.5176 | -1.4479 | -1.8062 | -1.6068 | -1.6905 | -2.0243 | -1.7171 | -1.951 | -1.2677 | 0.1715 | 5.4187 | 5.9182 | 5.8286 | 5.4093 | 2.139 | 0.80376 | 0.34644 | 0.81164 | 0.70609 | 0.6264 | 73.9908 | 73.0853 | 72.1817 | 71.4108 | 70.7519 | 70.1717 | 69.8211 | 70.164 | 73.0821 | 77.633 | 82.2133 | 85.7205 | 87.9888 | 89.75 | 91.3164 | 91.8396 | 92.3837 | 91.4164 | 89.5904 | 87.4146 | 84.2661 | 81.2908 | 79.2352 | 77.79 | 3.8567 | 3.7348 | 3.8977 | 3.6676 | 3.6251 | 3.5552 | 3.9398 | 3.8112 | 4.4828 | 4.5027 | 4.0348 | 3.7492 | 3.5281 | 3.5749 | 3.1775 | 2.729 | 2.3942 | 2.3783 | 2.397 | 3.4866 | 3.8081 | 3.9161 | 3.3795 | 3.5946
Portfolio Adjusted1-in-10AllAll2015August Monthly Peak | Portfolio Adjusted | 1-in-10 | All | All | 2015 | August Monthly Peak | 8 | 146.1483 | 141.9859 | 137.7147 | 137.4925 | 147.1575 | 172.6226 | 201.7827 | 225.251 | 242.9352 | 253.9644 | 264.1296 | 265.2683 | 261.2731 | 262.8685 | 256.5723 | 242.5421 | 225.3446 | 208.676 | 198.3213 | 193.9386 | 189.1575 | 178.5872 | 165.8956 | 157.6219 | -1.0793 | -1.4096 | -0.95569 | -1.1463 | -1.611 | -1.62 | -2.1615 | -1.7655 | -1.8272 | -2.1622 | -2.0366 | -2.3871 | -1.6722 | -0.20608 | 5.5094 | 6.1014 | 5.8371 | 5.4748 | 2.2895 | 0.73214 | 0.18466 | 0.68642 | 0.58068 | 0.52811 | 75.9239 | 75.0588 | 74.1591 | 73.4159 | 72.7852 | 72.2332 | 71.8225 | 71.9128 | 74.5101 | 78.835 | 83.1383 | 87.3694 | 90.6591 | 93.1191 | 94.3725 | 94.5853 | 94.2502 | 93.1453 | 92.0618 | 89.5223 | 85.5118 | 82.2594 | 80.0288 | 78.2559 | 3.953 | 3.8268 | 3.9822 | 3.7363 | 3.7025 | 3.6587 | 4.0969 | 4.0011 | 4.7638 | 4.8158 | 4.3382 | 4.0627 | 3.8391 | 3.9045 | 3.4691 | 2.9383 | 2.5452 | 2.5057 | 2.5039 | 3.655 | 3.953 | 4.0179 | 3.4656 | 3.6736
Portfolio Adjusted1-in-10AllAll2015September Monthly Peak | Portfolio Adjusted | 1-in-10 | All | All | 2015 | September Monthly Peak | 9 | 147.9519 | 143.8031 | 138.9364 | 139.5931 | 149.8403 | 176.9986 | 210.1918 | 236.1973 | 259.0093 | 272.0995 | 282.5213 | 283.454 | 279.5001 | 281.3175 | 273.8942 | 256.8685 | 237.2998 | 218.7635 | 208.5076 | 205.1532 | 195.7923 | 183.6642 | 169.7836 | 160.423 | -1.181 | -1.5706 | -1.059 | -1.0935 | -1.5816 | -1.6888 | -2.516 | -1.845 | -1.9224 | -2.321 | -2.476 | -2.9875 | -2.2127 | -0.7933 | 5.3426 | 6.1307 | 5.7042 | 5.4151 | 2.4079 | 0.60697 | -0.046828 | 0.57648 | 0.49452 | 0.48792 | 78.3009 | 77.123 | 76.0624 | 75.5068 | 74.5437 | 73.7202 | 73.3304 | 73.3373 | 75.5329 | 80.0536 | 85.063 | 90.0466 | 94.0241 | 96.7619 | 97.7649 | 97.7944 | 97.2619 | 96.0084 | 94.3076 | 91.4868 | 87.5526 | 84.0763 | 81.6205 | 79.8077 | 4.1039 | 3.9769 | 4.1331 | 3.9132 | 3.8898 | 3.8547 | 4.385 | 4.3159 | 5.24 | 5.3279 | 4.8018 | 4.4934 | 4.2524 | 4.3216 | 3.828 | 3.2115 | 2.7561 | 2.7014 | 2.7014 | 3.9887 | 4.2249 | 4.2678 | 3.6603 | 3.8541
Portfolio Adjusted1-in-10AllAll2015October Monthly Peak | Portfolio Adjusted | 1-in-10 | All | All | 2015 | October Monthly Peak | 10 | 126.1529 | 123.1721 | 118.8511 | 118.9191 | 127.373 | 150.6305 | 180.9426 | 201.0478 | 215.3947 | 224.7412 | 233.6024 | 237.3271 | 237.4779 | 239.6409 | 233.2819 | 218.8002 | 203.2721 | 194.4194 | 184.2035 | 175.7537 | 167.2818 | 157.5677 | 145.6471 | 138.4434 | -0.61266 | -0.88462 | -0.58128 | -0.98095 | -1.3575 | -1.2668 | -1.4915 | -1.4926 | -1.5306 | -1.8988 | -1.4316 | -1.5949 | -0.93728 | 0.49409 | 5.5068 | 5.7518 | 5.7362 | 5.3442 | 2.0599 | 0.88987 | 0.45689 | 0.81416 | 0.67971 | 0.57384 | 73.8613 | 73.2339 | 72.5309 | 71.261 | 70.2782 | 69.5138 | 69.1772 | 68.9322 | 69.8558 | 73.5161 | 78.1125 | 82.9325 | 86.7448 | 89.2002 | 90.2175 | 90.3344 | 89.461 | 87.7344 | 85.0699 | 81.7967 | 78.7064 | 76.6754 | 75.1611 | 73.7984 | 3.3652 | 3.2892 | 3.4129 | 3.2133 | 3.1899 | 3.1689 | 3.6693 | 3.5481 | 4.1846 | 4.2218 | 3.806 | 3.6002 | 3.4632 | 3.5292 | 3.1245 | 2.6226 | 2.2669 | 2.306 | 2.289 | 3.2979 | 3.4798 | 3.5392 | 3.0295 | 3.2257
Portfolio Adjusted1-in-10AllAll2015November Monthly Peak | Portfolio Adjusted | 1-in-10 | All | All | 2015 | November Monthly Peak | 11 | 127.766 | 124.5907 | 120.4166 | 119.8518 | 128.3128 | 150.6219 | 176.7179 | 194.8956 | 207.1719 | 213.8539 | 220.7224 | 223.3207 | 222.199 | 223.8663 | 217.5168 | 203.6696 | 190.9945 | 184.7939 | 175.8085 | 168.4861 | 162.0322 | 154.2757 | 142.5539 | 135.6995 | 0.0033212 | -0.16011 | -0.067688 | -1.0996 | -1.4122 | -1.0025 | -0.35895 | -1.3402 | -1.3682 | -1.7861 | -0.37428 | -0.059633 | 0.61738 | 2.3124 | 6.6388 | 6.1924 | 6.7764 | 5.9924 | 1.8923 | 1.4447 | 1.2353 | 1.2854 | 1.0515 | 0.7595 | 63.3952 | 62.1005 | 61.3116 | 60.2121 | 59.3096 | 58.5553 | 58.2105 | 58.5263 | 60.6507 | 64.9606 | 70.2887 | 74.5406 | 77.2911 | 78.9075 | 79.9219 | 79.9585 | 78.7011 | 76.3611 | 73.7296 | 70.9893 | 68.8402 | 67.2056 | 65.605 | 64.7288 | 3.6311 | 3.5419 | 3.6876 | 3.4564 | 3.4331 | 3.3873 | 3.8263 | 3.6783 | 4.3172 | 4.2866 | 3.8404 | 3.6185 | 3.4566 | 3.5135 | 3.1074 | 2.6008 | 2.2715 | 2.3356 | 2.3269 | 3.369 | 3.5909 | 3.6932 | 3.1648 | 3.3782
Portfolio Adjusted1-in-10AllAll2015December Monthly Peak | Portfolio Adjusted | 1-in-10 | All | All | 2015 | December Monthly Peak | 12 | 124.4074 | 121.1411 | 117.8087 | 118.3443 | 127.0107 | 149.0743 | 177.5933 | 193.5148 | 202.3129 | 202.6296 | 202.4544 | 198.6265 | 193.3638 | 191.156 | 184.0153 | 174.0217 | 167.1244 | 165.5774 | 160.6593 | 156.7464 | 151.5676 | 144.8397 | 135.9255 | 130.2978 | 0.028164 | -0.13256 | -0.049878 | -1.0712 | -1.3851 | -0.97807 | -0.34449 | -1.3125 | -1.3261 | -1.6794 | -0.33611 | -0.046568 | 0.54496 | 1.9937 | 5.6603 | 5.3145 | 5.9383 | 5.3747 | 1.7335 | 1.3556 | 1.17 | 1.2122 | 1.0157 | 0.741 | 44.6544 | 43.9968 | 43.3449 | 42.9131 | 42.4364 | 41.6285 | 41.7178 | 41.7704 | 42.521 | 44.6477 | 47.2343 | 49.4123 | 50.7369 | 51.1149 | 51.4325 | 51.579 | 51.0315 | 49.6629 | 48.0201 | 47.0378 | 46.1598 | 45.285 | 44.6872 | 44.2319 | 3.5286 | 3.4324 | 3.5887 | 3.3936 | 3.3807 | 3.3491 | 3.8273 | 3.6344 | 4.1777 | 4.0418 | 3.5092 | 3.2094 | 3.0051 | 3.0017 | 2.6252 | 2.23 | 1.998 | 2.1042 | 2.1372 | 3.1522 | 3.3679 | 3.4533 | 3.0122 | 3.2342
Portfolio Adjusted1-in-10AllAll2015Typical Event Day | Portfolio Adjusted | 1-in-10 | All | All | 2015 | Typical Event Day | 8 | 145.2997 | 141.1858 | 136.9505 | 136.7516 | 146.3566 | 171.5168 | 200.2556 | 223.0513 | 240.06 | 250.7447 | 260.6455 | 261.7732 | 257.7554 | 259.4271 | 253.2431 | 239.5504 | 222.6859 | 206.3731 | 196.2213 | 191.9662 | 187.4661 | 177.2339 | 164.7034 | 156.5798 | -0.91509 | -1.2427 | -0.83522 | -1.0983 | -1.5548 | -1.5283 | -1.991 | -1.6928 | -1.7709 | -2.1234 | -1.9088 | -2.2129 | -1.495 | -0.01909 | 5.5757 | 6.1014 | 5.8917 | 5.4648 | 2.2178 | 0.77594 | 0.26663 | 0.75151 | 0.64761 | 0.57958 | 74.965 | 73.906 | 72.918 | 72.1459 | 71.2946 | 70.5623 | 70.1978 | 70.5918 | 73.3785 | 77.9404 | 82.6769 | 86.9125 | 89.9794 | 92.2347 | 93.5331 | 93.8434 | 93.8959 | 92.8828 | 91.4349 | 89.0367 | 85.3369 | 81.8869 | 79.5468 | 77.7865 | 3.9002 | 3.779 | 3.9378 | 3.7 | 3.6658 | 3.616 | 4.0494 | 3.9434 | 4.6928 | 4.7414 | 4.2688 | 3.9961 | 3.7732 | 3.8384 | 3.409 | 2.8872 | 2.4994 | 2.462 | 2.4594 | 3.6047 | 3.9051 | 3.9728 | 3.4286 | 3.6365
Portfolio Adjusted1-in-10AllAll2016January Monthly Peak | Portfolio Adjusted | 1-in-10 | All | All | 2016 | January Monthly Peak | 1 | 129.5757 | 125.6732 | 122.144 | 122.8695 | 132.2262 | 157.4735 | 191.4644 | 211.4955 | 221.1155 | 220.846 | 220.7558 | 216.8938 | 212.0881 | 210.3658 | 202.1975 | 190.2266 | 180.2015 | 177.6136 | 173.3191 | 169.497 | 163.2908 | 155.2919 | 145.6285 | 138.8104 | 0.020183 | -0.14912 | -0.057384 | -1.1215 | -1.4497 | -1.0359 | -0.37191 | -1.4408 | -1.4469 | -1.8326 | -0.36144 | -0.047449 | 0.60248 | 2.1904 | 6.2032 | 5.7933 | 6.3991 | 5.7577 | 1.8735 | 1.4692 | 1.2629 | 1.303 | 1.0915 | 0.7923 | 42.0527 | 41.8327 | 41.1478 | 40.4739 | 40.0341 | 39.5612 | 39.0756 | 38.7183 | 39.3009 | 42.07 | 44.7916 | 47.1827 | 48.832 | 49.9629 | 50.9097 | 51.2269 | 50.845 | 49.7139 | 47.8831 | 46.7717 | 45.7751 | 45.3617 | 44.8291 | 44.1845 | 3.6865 | 3.5752 | 3.738 | 3.5521 | 3.5395 | 3.5483 | 4.146 | 3.9934 | 4.5895 | 4.4272 | 3.846 | 3.5183 | 3.3086 | 3.3173 | 2.8966 | 2.4465 | 2.1576 | 2.261 | 2.3088 | 3.4139 | 3.6342 | 3.7088 | 3.236 | 3.4564
Portfolio Adjusted1-in-10AllAll2016February Monthly Peak | Portfolio Adjusted | 1-in-10 | All | All | 2016 | February Monthly Peak | 2 | 123.8294 | 120.4977 | 116.8449 | 117.2621 | 125.999 | 149.0407 | 179.4029 | 195.7325 | 203.6464 | 205.0362 | 207.1219 | 206.2101 | 203.1296 | 203.1888 | 196.4045 | 185.1415 | 174.7898 | 171.5344 | 166.1779 | 161.2996 | 155.8495 | 148.9885 | 139.3968 | 133.3229 | 0.012125 | -0.14681 | -0.058231 | -1.0666 | -1.3772 | -0.97666 | -0.35073 | -1.3273 | -1.3328 | -1.6968 | -0.34706 | -0.051801 | 0.56621 | 2.1165 | 6.0414 | 5.6614 | 6.2173 | 5.57 | 1.7831 | 1.3824 | 1.1967 | 1.2452 | 1.0394 | 0.75777 | 48.6334 | 48.2299 | 47.7988 | 47.2279 | 46.8391 | 46.4001 | 45.7873 | 46.0387 | 47.2899 | 50.7693 | 54.197 | 57.3673 | 59.2857 | 60.3034 | 60.9392 | 61.1575 | 60.186 | 59.1996 | 57.2741 | 55.2202 | 53.8431 | 52.548 | 51.5487 | 50.169 | 3.5162 | 3.4214 | 3.5665 | 3.3692 | 3.3544 | 3.3404 | 3.868 | 3.6754 | 4.1993 | 4.0766 | 3.5781 | 3.3174 | 3.1406 | 3.1747 | 2.7921 | 2.3625 | 2.0799 | 2.1709 | 2.2034 | 3.223 | 3.4483 | 3.5482 | 3.0847 | 3.3106
Portfolio Adjusted1-in-10AllAll2016March Monthly Peak | Portfolio Adjusted | 1-in-10 | All | All | 2016 | March Monthly Peak | 3 | 126.9327 | 123.1959 | 119.2093 | 118.1082 | 125.6911 | 146.994 | 172.8692 | 190.6323 | 201.6192 | 207.0704 | 214.1029 | 216.9794 | 216.3404 | 219.5445 | 214.3983 | 202.9638 | 189.7331 | 177.4392 | 169.3956 | 167.568 | 163.6762 | 156.1962 | 144.4584 | 136.8267 | 0.0020402 | -0.15573 | -0.066289 | -1.0725 | -1.3764 | -0.95939 | -0.34663 | -1.2946 | -1.3384 | -1.7186 | -0.37013 | -0.062844 | 0.58763 | 2.2823 | 6.5947 | 6.2165 | 6.7401 | 5.7626 | 1.8012 | 1.4186 | 1.249 | 1.298 | 1.0694 | 0.77242 | 60.3474 | 59.0354 | 58.1583 | 57.5767 | 56.5483 | 55.554 | 54.9109 | 55.5546 | 58.9878 | 63.8395 | 68.9869 | 73.3941 | 76.4205 | 78.0356 | 78.7383 | 79.2659 | 78.838 | 77.4292 | 74.799 | 71.3502 | 68.2448 | 65.3653 | 63.0978 | 61.3282 | 3.5905 | 3.4835 | 3.6328 | 3.3727 | 3.3336 | 3.2682 | 3.7042 | 3.5541 | 4.1371 | 4.0888 | 3.6746 | 3.4727 | 3.3242 | 3.4029 | 3.0284 | 2.5689 | 2.2404 | 2.227 | 2.2345 | 3.3226 | 3.6045 | 3.7082 | 3.1857 | 3.3836
Portfolio Adjusted1-in-10AllAll2016April Monthly Peak | Portfolio Adjusted | 1-in-10 | All | All | 2016 | April Monthly Peak | 4 | 130.2028 | 126.4225 | 122.1428 | 120.9659 | 128.6391 | 150.8555 | 178.0632 | 199.0624 | 213.8899 | 222.6828 | 232.2652 | 236.3527 | 236.6789 | 240.2666 | 234.8291 | 221.5225 | 205.8354 | 191.0113 | 180.9408 | 177.7388 | 172.0773 | 162.7848 | 149.8389 | 141.3731 | -0.42431 | -0.67903 | -0.43245 | -0.99723 | -1.3536 | -1.166 | -1.1633 | -1.422 | -1.478 | -1.8674 | -1.1664 | -1.2046 | -0.52882 | 1.0084 | 5.9665 | 6.0661 | 6.1865 | 5.48 | 1.9783 | 1.0442 | 0.67786 | 0.97232 | 0.81161 | 0.64944 | 70.4727 | 69.0205 | 67.4366 | 66.1694 | 65.17 | 64.2448 | 63.626 | 63.7104 | 66.8209 | 72.4277 | 78.1483 | 83.4896 | 86.95 | 88.9221 | 89.6605 | 90.0621 | 89.8593 | 88.9679 | 87.1355 | 83.4111 | 78.6816 | 74.8632 | 72.2774 | 70.325 | 3.4608 | 3.361 | 3.5012 | 3.2533 | 3.2124 | 3.1545 | 3.5898 | 3.4922 | 4.1365 | 4.1546 | 3.7645 | 3.5722 | 3.4361 | 3.5186 | 3.131 | 2.6426 | 2.2859 | 2.2541 | 2.2424 | 3.3205 | 3.5691 | 3.641 | 3.1094 | 3.2855
Portfolio Adjusted1-in-10AllAll2016May Monthly Peak | Portfolio Adjusted | 1-in-10 | All | All | 2016 | May Monthly Peak | 5 | 134.15 | 130.6636 | 125.9105 | 125.2755 | 133.8375 | 156.6814 | 183.2783 | 208.3852 | 226.7874 | 237.4861 | 247.5283 | 250.8828 | 249.7377 | 252.1145 | 246.1204 | 230.7955 | 214.0642 | 198.0181 | 187.0451 | 181.4907 | 177.0242 | 167.6932 | 155.2064 | 146.8749 | -0.60495 | -0.87117 | -0.57174 | -1.0487 | -1.439 | -1.2943 | -1.4096 | -1.5405 | -1.6357 | -2.0099 | -1.4181 | -1.5363 | -0.846 | 0.71664 | 5.9814 | 6.1723 | 6.1762 | 5.5561 | 2.0734 | 0.96637 | 0.56434 | 0.90884 | 0.76411 | 0.62881 | 70.8978 | 69.5515 | 68.1605 | 67.2173 | 66.4344 | 65.5359 | 65.316 | 65.6487 | 69.1531 | 75.0911 | 80.7525 | 85.0569 | 88.0235 | 90.0099 | 91.462 | 92.1127 | 91.8068 | 90.8072 | 88.8902 | 86.2479 | 82.8018 | 78.9054 | 76.0758 | 73.7356 | 3.5459 | 3.4526 | 3.5848 | 3.3525 | 3.3205 | 3.2588 | 3.6638 | 3.6385 | 4.3777 | 4.4254 | 4.0122 | 3.7891 | 3.6239 | 3.6946 | 3.2822 | 2.7517 | 2.375 | 2.3334 | 2.3116 | 3.3731 | 3.6355 | 3.72 | 3.1966 | 3.3836
Portfolio Adjusted1-in-10AllAll2016June Monthly Peak | Portfolio Adjusted | 1-in-10 | All | All | 2016 | June Monthly Peak | 6 | 141.0538 | 137.3582 | 132.6912 | 132.0581 | 140.5758 | 163.2352 | 189.1373 | 212.0466 | 228.2973 | 238.4272 | 248.0667 | 248.8716 | 244.6135 | 245.9797 | 240.4821 | 228.7391 | 213.6868 | 198.6976 | 189.7134 | 183.7251 | 180.6078 | 172.4174 | 160.2028 | 152.3204 | -0.62603 | -0.90254 | -0.59479 | -1.0728 | -1.489 | -1.3401 | -1.4899 | -1.559 | -1.6725 | -2.0225 | -1.4685 | -1.5997 | -0.91299 | 0.61405 | 5.7987 | 6.1092 | 6.1095 | 5.5498 | 2.0845 | 0.93993 | 0.55306 | 0.93017 | 0.79801 | 0.67297 | 71.6446 | 70.3569 | 69.2687 | 68.25 | 67.0974 | 66.1242 | 65.8173 | 66.9532 | 70.3889 | 75.24 | 80.293 | 84.5134 | 87.2456 | 89.3078 | 90.6787 | 91.1542 | 91.6879 | 90.961 | 89.7796 | 87.723 | 84.0171 | 79.9213 | 77.3027 | 75.2922 | 3.7252 | 3.6253 | 3.7712 | 3.5251 | 3.4761 | 3.3925 | 3.7856 | 3.7151 | 4.4292 | 4.4767 | 4.0481 | 3.7692 | 3.5457 | 3.6011 | 3.2013 | 2.7245 | 2.3679 | 2.3377 | 2.3447 | 3.4043 | 3.7132 | 3.8211 | 3.2959 | 3.5037
Portfolio Adjusted1-in-10AllAll2016July Monthly Peak | Portfolio Adjusted | 1-in-10 | All | All | 2016 | July Monthly Peak | 7 | 144.8376 | 140.5789 | 136.4155 | 136.4103 | 145.5274 | 169.4124 | 195.3835 | 216.5695 | 230.5464 | 239.543 | 247.5645 | 247.5276 | 243.1488 | 244.0801 | 238.5176 | 228.5387 | 215.1441 | 201.1068 | 192.697 | 187.088 | 184.0316 | 175.549 | 163.1128 | 155.2405 | -0.78608 | -1.1024 | -0.73632 | -1.0708 | -1.5176 | -1.4479 | -1.8062 | -1.6068 | -1.6905 | -2.0243 | -1.7171 | -1.951 | -1.2677 | 0.1715 | 5.4187 | 5.9182 | 5.8286 | 5.4093 | 2.139 | 0.80376 | 0.34644 | 0.81164 | 0.70609 | 0.6264 | 73.9908 | 73.0853 | 72.1817 | 71.4108 | 70.7519 | 70.1717 | 69.8211 | 70.164 | 73.0821 | 77.633 | 82.2133 | 85.7205 | 87.9888 | 89.75 | 91.3164 | 91.8396 | 92.3837 | 91.4164 | 89.5904 | 87.4146 | 84.2661 | 81.2908 | 79.2352 | 77.79 | 3.8567 | 3.7348 | 3.8977 | 3.6676 | 3.6251 | 3.5552 | 3.9398 | 3.8112 | 4.4828 | 4.5027 | 4.0348 | 3.7492 | 3.5281 | 3.5749 | 3.1775 | 2.729 | 2.3942 | 2.3783 | 2.397 | 3.4866 | 3.8081 | 3.9161 | 3.3795 | 3.5946
Portfolio Adjusted1-in-10AllAll2016August Monthly Peak | Portfolio Adjusted | 1-in-10 | All | All | 2016 | August Monthly Peak | 8 | 146.1483 | 141.9859 | 137.7147 | 137.4925 | 147.1575 | 172.6226 | 201.7827 | 225.251 | 242.9352 | 253.9644 | 264.1296 | 265.2683 | 261.2731 | 262.8685 | 256.5723 | 242.5421 | 225.3446 | 208.676 | 198.3213 | 193.9386 | 189.1575 | 178.5872 | 165.8956 | 157.6219 | -1.0793 | -1.4096 | -0.95569 | -1.1463 | -1.611 | -1.62 | -2.1615 | -1.7655 | -1.8272 | -2.1622 | -2.0366 | -2.3871 | -1.6722 | -0.20608 | 5.5094 | 6.1014 | 5.8371 | 5.4748 | 2.2895 | 0.73214 | 0.18466 | 0.68642 | 0.58068 | 0.52811 | 75.9239 | 75.0588 | 74.1591 | 73.4159 | 72.7852 | 72.2332 | 71.8225 | 71.9128 | 74.5101 | 78.835 | 83.1383 | 87.3694 | 90.6591 | 93.1191 | 94.3725 | 94.5853 | 94.2502 | 93.1453 | 92.0618 | 89.5223 | 85.5118 | 82.2594 | 80.0288 | 78.2559 | 3.953 | 3.8268 | 3.9822 | 3.7363 | 3.7025 | 3.6587 | 4.0969 | 4.0011 | 4.7638 | 4.8158 | 4.3382 | 4.0627 | 3.8391 | 3.9045 | 3.4691 | 2.9383 | 2.5452 | 2.5057 | 2.5039 | 3.655 | 3.953 | 4.0179 | 3.4656 | 3.6736
Portfolio Adjusted1-in-10AllAll2016September Monthly Peak | Portfolio Adjusted | 1-in-10 | All | All | 2016 | September Monthly Peak | 9 | 147.9519 | 143.8031 | 138.9364 | 139.5931 | 149.8403 | 176.9986 | 210.1918 | 236.1973 | 259.0093 | 272.0995 | 282.5213 | 283.454 | 279.5001 | 281.3175 | 273.8942 | 256.8685 | 237.2998 | 218.7635 | 208.5076 | 205.1532 | 195.7923 | 183.6642 | 169.7836 | 160.423 | -1.181 | -1.5706 | -1.059 | -1.0935 | -1.5816 | -1.6888 | -2.516 | -1.845 | -1.9224 | -2.321 | -2.476 | -2.9875 | -2.2127 | -0.7933 | 5.3426 | 6.1307 | 5.7042 | 5.4151 | 2.4079 | 0.60697 | -0.046828 | 0.57648 | 0.49452 | 0.48792 | 78.3009 | 77.123 | 76.0624 | 75.5068 | 74.5437 | 73.7202 | 73.3304 | 73.3373 | 75.5329 | 80.0536 | 85.063 | 90.0466 | 94.0241 | 96.7619 | 97.7649 | 97.7944 | 97.2619 | 96.0084 | 94.3076 | 91.4868 | 87.5526 | 84.0763 | 81.6205 | 79.8077 | 4.1039 | 3.9769 | 4.1331 | 3.9132 | 3.8898 | 3.8547 | 4.385 | 4.3159 | 5.24 | 5.3279 | 4.8018 | 4.4934 | 4.2524 | 4.3216 | 3.828 | 3.2115 | 2.7561 | 2.7014 | 2.7014 | 3.9887 | 4.2249 | 4.2678 | 3.6603 | 3.8541
Portfolio Adjusted1-in-10AllAll2016October Monthly Peak | Portfolio Adjusted | 1-in-10 | All | All | 2016 | October Monthly Peak | 10 | 126.1529 | 123.1721 | 118.8511 | 118.9191 | 127.373 | 150.6305 | 180.9426 | 201.0478 | 215.3947 | 224.7412 | 233.6024 | 237.3271 | 237.4779 | 239.6409 | 233.2819 | 218.8002 | 203.2721 | 194.4194 | 184.2035 | 175.7537 | 167.2818 | 157.5677 | 145.6471 | 138.4434 | -0.61266 | -0.88462 | -0.58128 | -0.98095 | -1.3575 | -1.2668 | -1.4915 | -1.4926 | -1.5306 | -1.8988 | -1.4316 | -1.5949 | -0.93728 | 0.49409 | 5.5068 | 5.7518 | 5.7362 | 5.3442 | 2.0599 | 0.88987 | 0.45689 | 0.81416 | 0.67971 | 0.57384 | 73.8613 | 73.2338 | 72.5309 | 71.261 | 70.2782 | 69.5138 | 69.1772 | 68.9322 | 69.8558 | 73.5161 | 78.1125 | 82.9325 | 86.7448 | 89.2002 | 90.2175 | 90.3344 | 89.461 | 87.7344 | 85.0699 | 81.7967 | 78.7064 | 76.6754 | 75.1611 | 73.7984 | 3.3652 | 3.2892 | 3.4129 | 3.2133 | 3.1899 | 3.1689 | 3.6693 | 3.5481 | 4.1846 | 4.2218 | 3.806 | 3.6002 | 3.4632 | 3.5292 | 3.1245 | 2.6226 | 2.2669 | 2.306 | 2.289 | 3.2979 | 3.4798 | 3.5392 | 3.0295 | 3.2257
Portfolio Adjusted1-in-10AllAll2016November Monthly Peak | Portfolio Adjusted | 1-in-10 | All | All | 2016 | November Monthly Peak | 11 | 127.766 | 124.5907 | 120.4166 | 119.8518 | 128.3128 | 150.6219 | 176.7179 | 194.8956 | 207.1719 | 213.8539 | 220.7224 | 223.3207 | 222.199 | 223.8663 | 217.5168 | 203.6696 | 190.9945 | 184.7939 | 175.8085 | 168.4861 | 162.0322 | 154.2757 | 142.5539 | 135.6995 | 0.0033212 | -0.16011 | -0.067688 | -1.0996 | -1.4122 | -1.0025 | -0.35895 | -1.3402 | -1.3682 | -1.7861 | -0.37428 | -0.059633 | 0.61738 | 2.3124 | 6.6388 | 6.1924 | 6.7764 | 5.9924 | 1.8923 | 1.4447 | 1.2353 | 1.2854 | 1.0515 | 0.7595 | 63.3952 | 62.1005 | 61.3116 | 60.2121 | 59.3096 | 58.5553 | 58.2105 | 58.5263 | 60.6507 | 64.9606 | 70.2887 | 74.5406 | 77.2911 | 78.9075 | 79.9219 | 79.9585 | 78.7011 | 76.3611 | 73.7296 | 70.9893 | 68.8402 | 67.2056 | 65.605 | 64.7288 | 3.6311 | 3.5419 | 3.6876 | 3.4564 | 3.4331 | 3.3873 | 3.8263 | 3.6783 | 4.3172 | 4.2866 | 3.8404 | 3.6185 | 3.4566 | 3.5135 | 3.1074 | 2.6008 | 2.2715 | 2.3356 | 2.3269 | 3.369 | 3.5909 | 3.6932 | 3.1648 | 3.3782
Portfolio Adjusted1-in-10AllAll2016December Monthly Peak | Portfolio Adjusted | 1-in-10 | All | All | 2016 | December Monthly Peak | 12 | 124.4074 | 121.1411 | 117.8087 | 118.3443 | 127.0107 | 149.0743 | 177.5933 | 193.5148 | 202.3129 | 202.6296 | 202.4544 | 198.6265 | 193.3638 | 191.156 | 184.0153 | 174.0217 | 167.1244 | 165.5774 | 160.6593 | 156.7464 | 151.5676 | 144.8397 | 135.9255 | 130.2978 | 0.028164 | -0.13256 | -0.049878 | -1.0712 | -1.3851 | -0.97807 | -0.34449 | -1.3125 | -1.3261 | -1.6794 | -0.33611 | -0.046568 | 0.54496 | 1.9937 | 5.6603 | 5.3145 | 5.9383 | 5.3747 | 1.7335 | 1.3556 | 1.17 | 1.2122 | 1.0157 | 0.741 | 44.6544 | 43.9968 | 43.3449 | 42.9131 | 42.4364 | 41.6285 | 41.7178 | 41.7704 | 42.521 | 44.6477 | 47.2343 | 49.4123 | 50.7369 | 51.1149 | 51.4325 | 51.579 | 51.0315 | 49.6629 | 48.0201 | 47.0378 | 46.1598 | 45.285 | 44.6872 | 44.2319 | 3.5286 | 3.4325 | 3.5887 | 3.3936 | 3.3807 | 3.3491 | 3.8273 | 3.6344 | 4.1777 | 4.0418 | 3.5092 | 3.2094 | 3.0051 | 3.0017 | 2.6252 | 2.23 | 1.998 | 2.1042 | 2.1372 | 3.1522 | 3.3679 | 3.4533 | 3.0122 | 3.2342
Portfolio Adjusted1-in-10AllAll2016Typical Event Day | Portfolio Adjusted | 1-in-10 | All | All | 2016 | Typical Event Day | 8 | 145.2997 | 141.1858 | 136.9505 | 136.7516 | 146.3566 | 171.5168 | 200.2556 | 223.0513 | 240.06 | 250.7447 | 260.6455 | 261.7732 | 257.7554 | 259.4271 | 253.2431 | 239.5504 | 222.6859 | 206.3731 | 196.2213 | 191.9662 | 187.4661 | 177.2339 | 164.7034 | 156.5798 | -0.91509 | -1.2427 | -0.83522 | -1.0983 | -1.5548 | -1.5283 | -1.991 | -1.6928 | -1.7709 | -2.1234 | -1.9088 | -2.2129 | -1.495 | -0.01909 | 5.5757 | 6.1014 | 5.8917 | 5.4648 | 2.2178 | 0.77594 | 0.26663 | 0.75151 | 0.64761 | 0.57958 | 74.965 | 73.906 | 72.918 | 72.1459 | 71.2946 | 70.5623 | 70.1978 | 70.5918 | 73.3785 | 77.9404 | 82.6769 | 86.9125 | 89.9794 | 92.2347 | 93.5331 | 93.8434 | 93.8959 | 92.8828 | 91.4349 | 89.0367 | 85.3369 | 81.8869 | 79.5468 | 77.7864 | 3.9002 | 3.779 | 3.9378 | 3.7 | 3.6658 | 3.616 | 4.0494 | 3.9434 | 4.6928 | 4.7414 | 4.2688 | 3.9961 | 3.7732 | 3.8384 | 3.409 | 2.8872 | 2.4994 | 2.462 | 2.4594 | 3.6047 | 3.9051 | 3.9728 | 3.4286 | 3.6365
Portfolio Adjusted1-in-10AllAll2017January Monthly Peak | Portfolio Adjusted | 1-in-10 | All | All | 2017 | January Monthly Peak | 1 | 129.5757 | 125.6732 | 122.144 | 122.8695 | 132.2262 | 157.4735 | 191.4644 | 211.4955 | 221.1154 | 220.846 | 220.7558 | 216.8938 | 212.0881 | 210.3658 | 202.1975 | 190.2266 | 180.2015 | 177.6136 | 173.3191 | 169.497 | 163.2908 | 155.2919 | 145.6285 | 138.8104 | 0.020183 | -0.14912 | -0.057384 | -1.1215 | -1.4497 | -1.0359 | -0.37191 | -1.4408 | -1.4469 | -1.8326 | -0.36144 | -0.047449 | 0.60248 | 2.1904 | 6.2032 | 5.7933 | 6.3991 | 5.7577 | 1.8735 | 1.4692 | 1.2629 | 1.303 | 1.0915 | 0.7923 | 42.0527 | 41.8327 | 41.1478 | 40.4739 | 40.0341 | 39.5612 | 39.0756 | 38.7183 | 39.3009 | 42.07 | 44.7916 | 47.1827 | 48.832 | 49.9629 | 50.9097 | 51.2268 | 50.845 | 49.7139 | 47.8831 | 46.7717 | 45.7751 | 45.3617 | 44.8291 | 44.1845 | 3.6865 | 3.5752 | 3.738 | 3.5521 | 3.5395 | 3.5483 | 4.146 | 3.9934 | 4.5895 | 4.4272 | 3.846 | 3.5183 | 3.3086 | 3.3173 | 2.8966 | 2.4465 | 2.1576 | 2.261 | 2.3088 | 3.4139 | 3.6342 | 3.7088 | 3.236 | 3.4564
Portfolio Adjusted1-in-10AllAll2017February Monthly Peak | Portfolio Adjusted | 1-in-10 | All | All | 2017 | February Monthly Peak | 2 | 123.8294 | 120.4977 | 116.8449 | 117.2621 | 125.999 | 149.0407 | 179.4029 | 195.7325 | 203.6463 | 205.0362 | 207.1219 | 206.2101 | 203.1296 | 203.1888 | 196.4045 | 185.1415 | 174.7897 | 171.5344 | 166.1779 | 161.2996 | 155.8495 | 148.9885 | 139.3968 | 133.3229 | 0.012125 | -0.14681 | -0.058231 | -1.0666 | -1.3772 | -0.97666 | -0.35073 | -1.3273 | -1.3328 | -1.6968 | -0.34706 | -0.051801 | 0.56621 | 2.1165 | 6.0414 | 5.6614 | 6.2173 | 5.57 | 1.7831 | 1.3824 | 1.1967 | 1.2452 | 1.0394 | 0.75777 | 48.6334 | 48.2299 | 47.7988 | 47.2279 | 46.8391 | 46.4002 | 45.7873 | 46.0387 | 47.2899 | 50.7693 | 54.197 | 57.3673 | 59.2857 | 60.3034 | 60.9392 | 61.1575 | 60.186 | 59.1996 | 57.2741 | 55.2202 | 53.8431 | 52.548 | 51.5487 | 50.169 | 3.5162 | 3.4214 | 3.5665 | 3.3692 | 3.3544 | 3.3404 | 3.868 | 3.6754 | 4.1993 | 4.0766 | 3.5781 | 3.3174 | 3.1406 | 3.1747 | 2.7921 | 2.3625 | 2.0799 | 2.1709 | 2.2034 | 3.223 | 3.4483 | 3.5482 | 3.0847 | 3.3106
Portfolio Adjusted1-in-10AllAll2017March Monthly Peak | Portfolio Adjusted | 1-in-10 | All | All | 2017 | March Monthly Peak | 3 | 126.9327 | 123.1959 | 119.2093 | 118.1082 | 125.6911 | 146.994 | 172.8692 | 190.6323 | 201.6192 | 207.0704 | 214.1029 | 216.9794 | 216.3404 | 219.5445 | 214.3984 | 202.9638 | 189.7331 | 177.4392 | 169.3956 | 167.568 | 163.6763 | 156.1962 | 144.4584 | 136.8267 | 0.0020401 | -0.15573 | -0.066289 | -1.0725 | -1.3764 | -0.95939 | -0.34663 | -1.2946 | -1.3384 | -1.7186 | -0.37013 | -0.062844 | 0.58763 | 2.2823 | 6.5947 | 6.2165 | 6.7401 | 5.7626 | 1.8012 | 1.4186 | 1.249 | 1.298 | 1.0694 | 0.77242 | 60.3474 | 59.0354 | 58.1583 | 57.5767 | 56.5483 | 55.554 | 54.9109 | 55.5546 | 58.9878 | 63.8395 | 68.9869 | 73.3941 | 76.4205 | 78.0356 | 78.7383 | 79.2659 | 78.838 | 77.4292 | 74.799 | 71.3502 | 68.2448 | 65.3653 | 63.0978 | 61.3282 | 3.5905 | 3.4835 | 3.6328 | 3.3727 | 3.3336 | 3.2682 | 3.7042 | 3.5541 | 4.1371 | 4.0888 | 3.6746 | 3.4727 | 3.3242 | 3.4029 | 3.0284 | 2.5689 | 2.2404 | 2.227 | 2.2345 | 3.3226 | 3.6045 | 3.7082 | 3.1857 | 3.3836
Portfolio Adjusted1-in-10AllAll2017April Monthly Peak | Portfolio Adjusted | 1-in-10 | All | All | 2017 | April Monthly Peak | 4 | 3.9677 | 3.8112 | 3.7039 | 3.6754 | 3.8229 | 4.2537 | 4.7059 | 5.2044 | 5.9802 | 6.6342 | 7.1735 | 7.506 | 7.7027 | 7.9082 | 7.9482 | 7.7557 | 7.356 | 6.7212 | 6.1153 | 6.035 | 5.82 | 5.3272 | 4.7636 | 4.3481 | -0.0044618 | -0.0071402 | -0.0045473 | -0.010486 | -0.014233 | -0.012261 | -0.012232 | -0.014953 | -0.015542 | -0.019637 | -0.012265 | -0.012666 | -0.0055607 | 0.010604 | 0.15296 | 0.15321 | 0.1506 | 0.13504 | 0.020803 | 0.01098 | 0.007128 | 0.010224 | 0.0085344 | 0.0068291 | 68.3783 | 66.9064 | 65.2573 | 63.9083 | 62.7701 | 61.7926 | 61.2117 | 61.2222 | 64.486 | 70.5331 | 76.6257 | 81.9098 | 85.1799 | 87.0787 | 87.9251 | 88.4677 | 88.3646 | 87.734 | 85.8753 | 82.5319 | 78.1246 | 74.2402 | 71.5663 | 69.8819 | 0.045204 | 0.043242 | 0.044135 | 0.041814 | 0.04249 | 0.044738 | 0.055827 | 0.057795 | 0.064882 | 0.065648 | 0.063557 | 0.064602 | 0.068677 | 0.075781 | 0.079191 | 0.080851 | 0.081727 | 0.074705 | 0.066801 | 0.059202 | 0.056595 | 0.053054 | 0.044252 | 0.042461
Portfolio Adjusted1-in-10AllAll2017May Monthly Peak | Portfolio Adjusted | 1-in-10 | All | All | 2017 | May Monthly Peak | 5 | 4.1 | 3.9394 | 3.818 | 3.7891 | 3.9434 | 4.3523 | 4.7121 | 5.4346 | 6.3605 | 7.1314 | 7.7388 | 8.0897 | 8.2579 | 8.4363 | 8.4513 | 8.2257 | 7.8083 | 7.1309 | 6.4471 | 6.1576 | 6.0672 | 5.5479 | 4.9577 | 4.5191 | -0.0063612 | -0.0091607 | -0.006012 | -0.011027 | -0.015132 | -0.01361 | -0.014823 | -0.016199 | -0.0172 | -0.021135 | -0.014912 | -0.016154 | -0.0088961 | 0.0075357 | 0.15959 | 0.16062 | 0.15667 | 0.14147 | 0.021802 | 0.010162 | 0.0059343 | 0.0095568 | 0.0080349 | 0.0066121 | 70.9991 | 69.5258 | 68.1104 | 66.9779 | 65.9102 | 65.0238 | 64.5992 | 64.9864 | 68.5002 | 74.2177 | 79.9256 | 84.1007 | 87.1641 | 89.2 | 90.7121 | 91.4334 | 91.3249 | 90.4614 | 88.676 | 86.1701 | 82.551 | 78.549 | 75.5963 | 73.0069 | 0.045933 | 0.044037 | 0.044877 | 0.042678 | 0.043406 | 0.045563 | 0.056365 | 0.058789 | 0.066612 | 0.067572 | 0.065205 | 0.065949 | 0.069736 | 0.076706 | 0.079875 | 0.081266 | 0.082025 | 0.07499 | 0.067077 | 0.059542 | 0.057072 | 0.053667 | 0.044943 | 0.043309
Portfolio Adjusted1-in-10AllAll2017June Monthly Peak | Portfolio Adjusted | 1-in-10 | All | All | 2017 | June Monthly Peak | 6 | 4.3181 | 4.1403 | 4.0136 | 3.9799 | 4.1325 | 4.5115 | 4.9119 | 5.692 | 6.631 | 7.441 | 8.0905 | 8.4503 | 8.6167 | 8.8017 | 8.8324 | 8.6393 | 8.2279 | 7.5292 | 6.8044 | 6.3958 | 6.3014 | 5.8235 | 5.2018 | 4.7433 | -0.006583 | -0.0094905 | -0.0062545 | -0.011281 | -0.015658 | -0.014091 | -0.015667 | -0.016394 | -0.017587 | -0.021268 | -0.015442 | -0.016821 | -0.0096005 | 0.0064569 | 0.16518 | 0.16733 | 0.1631 | 0.14792 | 0.021919 | 0.0098837 | 0.0058156 | 0.0097811 | 0.0083914 | 0.0070766 | 72.7394 | 71.3959 | 70.3338 | 69.1821 | 68.2095 | 66.957 | 66.3771 | 67.2887 | 71.0021 | 76.1227 | 81.1898 | 84.9835 | 87.5331 | 89.2653 | 90.635 | 91.2827 | 91.7702 | 91.2546 | 90.1139 | 88.0567 | 84.5845 | 80.6835 | 78.0963 | 76.2216 | 0.047578 | 0.045637 | 0.046622 | 0.044278 | 0.044834 | 0.046756 | 0.057444 | 0.05953 | 0.067205 | 0.068161 | 0.065679 | 0.066079 | 0.069599 | 0.076579 | 0.079935 | 0.081627 | 0.08249 | 0.075443 | 0.067586 | 0.059993 | 0.057831 | 0.054615 | 0.045862 | 0.044445
Portfolio Adjusted1-in-10AllAll2017July Monthly Peak | Portfolio Adjusted | 1-in-10 | All | All | 2017 | July Monthly Peak | 7 | 4.5043 | 4.3079 | 4.1782 | 4.1468 | 4.3084 | 4.7578 | 5.2037 | 5.9893 | 6.9542 | 7.7895 | 8.4333 | 8.774 | 8.9137 | 9.0707 | 9.0771 | 8.8945 | 8.5016 | 7.7905 | 7.0494 | 6.6188 | 6.5264 | 6.0358 | 5.3948 | 4.9173 | -0.0082659 | -0.011592 | -0.0077427 | -0.01126 | -0.015958 | -0.015226 | -0.018992 | -0.016896 | -0.017777 | -0.021287 | -0.018056 | -0.020516 | -0.01333 | 0.0018034 | 0.16572 | 0.16971 | 0.16453 | 0.15039 | 0.022492 | 0.0084518 | 0.003643 | 0.0085347 | 0.0074248 | 0.0065869 | 74.8356 | 73.8155 | 72.8293 | 71.957 | 71.2002 | 70.4641 | 69.9434 | 70.2392 | 73.4034 | 78.2429 | 82.9197 | 86.4824 | 88.897 | 90.6222 | 91.8452 | 92.2396 | 92.5387 | 91.7161 | 90.0555 | 87.7887 | 84.851 | 81.8182 | 79.6755 | 78.2028 | 0.048564 | 0.046461 | 0.047624 | 0.045402 | 0.045963 | 0.047875 | 0.058272 | 0.059856 | 0.067246 | 0.067999 | 0.065215 | 0.065536 | 0.069 | 0.075853 | 0.079151 | 0.080904 | 0.081796 | 0.074883 | 0.067178 | 0.060109 | 0.05818 | 0.055089 | 0.046322 | 0.045096
Portfolio Adjusted1-in-10AllAll2017August Monthly Peak | Portfolio Adjusted | 1-in-10 | All | All | 2017 | August Monthly Peak | 8 | 4.5149 | 4.322 | 4.1932 | 4.1601 | 4.324 | 4.8271 | 5.3352 | 6.0686 | 7.1114 | 8.0246 | 8.7496 | 9.1457 | 9.3074 | 9.4762 | 9.4711 | 9.2334 | 8.7642 | 7.9836 | 7.1677 | 6.8406 | 6.666 | 6.0776 | 5.4253 | 4.9433 | -0.011349 | -0.014822 | -0.010049 | -0.012053 | -0.01694 | -0.017035 | -0.022729 | -0.018565 | -0.019213 | -0.022736 | -0.021416 | -0.025101 | -0.017583 | -0.002167 | 0.1701 | 0.17484 | 0.16722 | 0.15297 | 0.024075 | 0.0076987 | 0.0019418 | 0.007218 | 0.0061061 | 0.0055533 | 75.9772 | 75.0084 | 73.9338 | 73.1033 | 72.3252 | 71.681 | 71.1514 | 71.1429 | 73.8434 | 78.5771 | 83.0215 | 87.2408 | 90.4473 | 92.6337 | 93.8429 | 94.2729 | 93.992 | 93.1451 | 91.9712 | 89.47 | 85.6374 | 82.5381 | 80.5289 | 78.7961 | 0.049613 | 0.047461 | 0.04856 | 0.04619 | 0.046837 | 0.048986 | 0.059849 | 0.061658 | 0.069806 | 0.070793 | 0.067831 | 0.068124 | 0.071466 | 0.078393 | 0.081367 | 0.082671 | 0.083311 | 0.076252 | 0.068399 | 0.061715 | 0.059652 | 0.056222 | 0.047277 | 0.045976
Portfolio Adjusted1-in-10AllAll2017September Monthly Peak | Portfolio Adjusted | 1-in-10 | All | All | 2017 | September Monthly Peak | 9 | 4.5293 | 4.3427 | 4.2064 | 4.1841 | 4.3583 | 4.8897 | 5.5501 | 6.2104 | 7.3308 | 8.2812 | 9.0225 | 9.4144 | 9.5827 | 9.7634 | 9.751 | 9.4734 | 8.9653 | 8.131 | 7.3198 | 7.1696 | 6.706 | 6.0941 | 5.4436 | 4.9605 | -0.012419 | -0.016515 | -0.011136 | -0.011499 | -0.016631 | -0.017759 | -0.026457 | -0.019401 | -0.020214 | -0.024406 | -0.026036 | -0.031415 | -0.023267 | -0.0083418 | 0.16996 | 0.17665 | 0.16711 | 0.15306 | 0.02532 | 0.0063825 | -0.00049242 | 0.0060619 | 0.0052001 | 0.0051306 | 77.2047 | 75.9865 | 74.7833 | 74.0015 | 73.0011 | 72.056 | 71.4716 | 71.3853 | 73.6269 | 78.4511 | 83.7623 | 88.7902 | 92.69 | 95.222 | 95.9424 | 96.3418 | 96.1654 | 95.2265 | 93.5467 | 90.6136 | 86.5228 | 83.1082 | 80.7384 | 78.9175 | 0.050957 | 0.048813 | 0.04994 | 0.047789 | 0.048493 | 0.050629 | 0.062078 | 0.063976 | 0.073496 | 0.074755 | 0.071216 | 0.071069 | 0.074029 | 0.080802 | 0.083158 | 0.083818 | 0.084081 | 0.077017 | 0.069251 | 0.063978 | 0.061695 | 0.058237 | 0.048884 | 0.047589
Portfolio Adjusted1-in-10AllAll2017October Monthly Peak | Portfolio Adjusted | 1-in-10 | All | All | 2017 | October Monthly Peak | 10 | 4.0275 | 3.8776 | 3.7611 | 3.7414 | 3.8922 | 4.3547 | 5.0161 | 5.4532 | 6.227 | 6.9737 | 7.6066 | 8.0092 | 8.2463 | 8.4555 | 8.4787 | 8.245 | 7.7869 | 7.1182 | 6.6836 | 6.3895 | 5.9338 | 5.4173 | 4.8486 | 4.4288 | -0.0064424 | -0.0093021 | -0.0061124 | -0.010315 | -0.014275 | -0.013321 | -0.015684 | -0.015695 | -0.016095 | -0.019967 | -0.015054 | -0.01677 | -0.0098559 | 0.0051956 | 0.15734 | 0.15865 | 0.15357 | 0.13964 | 0.021661 | 0.0093574 | 0.0048044 | 0.0085612 | 0.0071474 | 0.0060341 | 72.904 | 71.9653 | 70.9959 | 69.6781 | 68.686 | 67.8428 | 67.448 | 67.1068 | 67.9975 | 72.199 | 77.3627 | 82.1397 | 85.5497 | 87.9391 | 89.1034 | 89.4653 | 88.8007 | 87.1181 | 84.4902 | 81.3825 | 78.2955 | 76.0746 | 74.3653 | 72.9206 | 0.044428 | 0.042653 | 0.04339 | 0.041498 | 0.042332 | 0.044885 | 0.056448 | 0.058224 | 0.065276 | 0.066167 | 0.063878 | 0.064829 | 0.068898 | 0.075922 | 0.079266 | 0.080895 | 0.081794 | 0.074993 | 0.067075 | 0.05913 | 0.056034 | 0.052334 | 0.043674 | 0.041977
Portfolio Adjusted1-in-10AllAll2017November Monthly Peak | Portfolio Adjusted | 1-in-10 | All | All | 2017 | November Monthly Peak | 11 | 3.7844 | 3.6705 | 3.5897 | 3.5872 | 3.7488 | 4.1962 | 4.6226 | 5.0313 | 5.655 | 6.1442 | 6.5307 | 6.7497 | 6.8431 | 6.9462 | 6.8998 | 6.6366 | 6.3569 | 6.3025 | 5.8719 | 5.5334 | 5.2219 | 4.8384 | 4.3902 | 4.0592 | 3.4923e-05 | -0.0016836 | -0.00071176 | -0.011563 | -0.01485 | -0.010542 | -0.0037745 | -0.014093 | -0.014388 | -0.018782 | -0.0039357 | -0.00062706 | 0.006492 | 0.024316 | 0.14553 | 0.13899 | 0.14283 | 0.13494 | 0.019898 | 0.015191 | 0.01299 | 0.013516 | 0.011057 | 0.0079865 | 60.7525 | 59.42 | 58.3991 | 57.1265 | 56.2444 | 55.634 | 55.1774 | 55.1657 | 57.5002 | 62.0103 | 67.3834 | 71.621 | 74.3168 | 75.9904 | 77.0437 | 77.191 | 76.1698 | 73.8909 | 71.2155 | 68.234 | 66.0551 | 64.4713 | 62.8766 | 61.812 | 0.046598 | 0.044756 | 0.045733 | 0.043527 | 0.0443 | 0.046507 | 0.057425 | 0.058929 | 0.066038 | 0.066442 | 0.06391 | 0.064724 | 0.068601 | 0.075533 | 0.078836 | 0.080426 | 0.081395 | 0.074724 | 0.066896 | 0.059357 | 0.056626 | 0.053355 | 0.044608 | 0.043203
Portfolio Adjusted1-in-10AllAll2017December Monthly Peak | Portfolio Adjusted | 1-in-10 | All | All | 2017 | December Monthly Peak | 12 | 3.9305 | 3.8183 | 3.7496 | 3.7617 | 3.9489 | 4.4304 | 5.1043 | 5.4459 | 5.9679 | 6.2536 | 6.346 | 6.2395 | 6.0526 | 5.9238 | 5.7441 | 5.523 | 5.5248 | 5.7594 | 5.4837 | 5.3192 | 5.0849 | 4.8006 | 4.4521 | 4.1777 | 0.00030559 | -0.0014384 | -0.0005412 | -0.011623 | -0.015028 | -0.010612 | -0.0037378 | -0.014241 | -0.014389 | -0.018222 | -0.0036469 | -0.00050528 | 0.005913 | 0.021632 | 0.12333 | 0.11775 | 0.12592 | 0.12414 | 0.01881 | 0.014709 | 0.012695 | 0.013152 | 0.01102 | 0.0080401 | 42.112 | 41.4493 | 40.9986 | 40.5624 | 40.0855 | 39.3815 | 39.366 | 39.3066 | 40.0467 | 42.5296 | 45.1535 | 47.4922 | 48.967 | 49.5756 | 49.9328 | 49.9588 | 49.3164 | 47.8411 | 46.1582 | 45.0283 | 44.0948 | 43.1636 | 42.6629 | 42.215 | 0.047245 | 0.045263 | 0.046343 | 0.044408 | 0.045313 | 0.047741 | 0.059379 | 0.060607 | 0.067232 | 0.06692 | 0.06388 | 0.064437 | 0.068517 | 0.075629 | 0.079622 | 0.082018 | 0.083487 | 0.076593 | 0.068544 | 0.060048 | 0.056992 | 0.053321 | 0.044912 | 0.043373
Portfolio Adjusted1-in-10AllAll2017Typical Event Day | Portfolio Adjusted | 1-in-10 | All | All | 2017 | Typical Event Day | 8 | 4.4839 | 4.2937 | 4.1669 | 4.1348 | 4.2982 | 4.7959 | 5.2966 | 6.0097 | 7.0246 | 7.9147 | 8.6216 | 9.0098 | 9.1697 | 9.339 | 9.3358 | 9.1042 | 8.6444 | 7.8754 | 7.0789 | 6.7606 | 6.5982 | 6.0226 | 5.3788 | 4.9038 | -0.0096225 | -0.013067 | -0.0087826 | -0.011549 | -0.016349 | -0.016071 | -0.020936 | -0.0178 | -0.018621 | -0.022329 | -0.020072 | -0.02327 | -0.015721 | -0.00020074 | 0.1691 | 0.17319 | 0.16624 | 0.15146 | 0.023321 | 0.0081593 | 0.0028037 | 0.0079024 | 0.0068098 | 0.0060945 | 75.1892 | 74.0516 | 72.9701 | 72.061 | 71.184 | 70.2895 | 69.7359 | 70.014 | 72.9689 | 77.8485 | 82.7233 | 86.8742 | 89.8919 | 91.9358 | 93.0663 | 93.5343 | 93.6166 | 92.8356 | 91.4218 | 88.9822 | 85.3989 | 82.037 | 79.7598 | 78.0345 | 0.049078 | 0.046972 | 0.048099 | 0.045806 | 0.046449 | 0.048543 | 0.059352 | 0.061083 | 0.069105 | 0.070065 | 0.067157 | 0.067481 | 0.070838 | 0.077755 | 0.080775 | 0.08213 | 0.082798 | 0.075771 | 0.06794 | 0.061209 | 0.059159 | 0.055754 | 0.046889 | 0.045586
Portfolio Adjusted1-in-10AllAll2018January Monthly Peak | Portfolio Adjusted | 1-in-10 | All | All | 2018 | January Monthly Peak | 1 | 4.0554 | 3.9471 | 3.8759 | 3.8978 | 4.1019 | 4.6278 | 5.4382 | 5.8474 | 6.418 | 6.6812 | 6.739 | 6.5883 | 6.3701 | 6.2322 | 6.0257 | 5.7757 | 5.6407 | 5.9228 | 5.7102 | 5.5575 | 5.3101 | 5.0079 | 4.6246 | 4.3506 | 0.00021899 | -0.001618 | -0.00062263 | -0.012169 | -0.015729 | -0.01124 | -0.0040353 | -0.015633 | -0.015699 | -0.019885 | -0.0039218 | -0.00051484 | 0.0065371 | 0.023767 | 0.13073 | 0.1243 | 0.13053 | 0.1289 | 0.020328 | 0.015941 | 0.013703 | 0.014139 | 0.011843 | 0.0085968 | 39.3198 | 38.8137 | 38.2069 | 37.4419 | 36.9577 | 36.5108 | 35.9872 | 35.7051 | 36.3303 | 39.2084 | 42.1233 | 44.4576 | 46.1397 | 47.3188 | 48.3198 | 48.5325 | 48.2248 | 47.1881 | 45.3973 | 44.2177 | 43.2082 | 42.6978 | 42.0789 | 41.4086 | 0.049824 | 0.047613 | 0.048717 | 0.046867 | 0.047867 | 0.050832 | 0.063993 | 0.065589 | 0.072783 | 0.072238 | 0.068815 | 0.069318 | 0.073738 | 0.081413 | 0.085605 | 0.088043 | 0.089516 | 0.082103 | 0.07354 | 0.064615 | 0.061299 | 0.057262 | 0.048245 | 0.046423
Portfolio Adjusted1-in-10AllAll2018February Monthly Peak | Portfolio Adjusted | 1-in-10 | All | All | 2018 | February Monthly Peak | 2 | 3.8333 | 3.7298 | 3.6541 | 3.6709 | 3.8515 | 4.3206 | 4.9565 | 5.2948 | 5.8218 | 6.1278 | 6.2978 | 6.3056 | 6.2526 | 6.2431 | 6.1415 | 5.926 | 5.7102 | 5.7091 | 5.647 | 5.4027 | 5.1408 | 4.8131 | 4.4095 | 4.119 | 0.00013156 | -0.0015929 | -0.00063183 | -0.011573 | -0.014943 | -0.010597 | -0.0038056 | -0.014401 | -0.014461 | -0.018411 | -0.0037657 | -0.00056206 | 0.0061436 | 0.022965 | 0.13155 | 0.12593 | 0.13031 | 0.12396 | 0.019347 | 0.014999 | 0.012984 | 0.013511 | 0.011278 | 0.008222 | 46.7799 | 46.3733 | 46.0486 | 45.5538 | 45.2947 | 44.7293 | 44.1735 | 44.3345 | 45.5294 | 48.9292 | 52.109 | 54.8615 | 56.611 | 57.6296 | 58.2776 | 58.5299 | 57.8714 | 56.8755 | 54.8174 | 52.7055 | 51.1965 | 49.8559 | 48.7627 | 47.4916 | 0.046644 | 0.04472 | 0.045727 | 0.043766 | 0.04461 | 0.047073 | 0.058782 | 0.059867 | 0.066301 | 0.066025 | 0.063099 | 0.063719 | 0.067642 | 0.074601 | 0.078177 | 0.080182 | 0.081357 | 0.074702 | 0.066957 | 0.059262 | 0.056543 | 0.053229 | 0.044844 | 0.043596
Portfolio Adjusted1-in-10AllAll2018March Monthly Peak | Portfolio Adjusted | 1-in-10 | All | All | 2018 | March Monthly Peak | 3 | 3.8637 | 3.724 | 3.6303 | 3.6129 | 3.7673 | 4.1966 | 4.7566 | 5.1132 | 5.6712 | 6.1191 | 6.4843 | 6.6779 | 6.7762 | 6.9139 | 6.921 | 6.7462 | 6.416 | 5.9632 | 5.6509 | 5.6669 | 5.4097 | 5.0146 | 4.5318 | 4.1745 | 2.2136e-05 | -0.0016897 | -0.00071926 | -0.011637 | -0.014934 | -0.01041 | -0.0037611 | -0.014047 | -0.014522 | -0.018647 | -0.004016 | -0.00068188 | 0.0063759 | 0.024764 | 0.14697 | 0.1421 | 0.14473 | 0.12876 | 0.019543 | 0.015392 | 0.013552 | 0.014084 | 0.011604 | 0.008381 | 57.7707 | 56.4674 | 55.6339 | 54.8883 | 54.0278 | 53.0604 | 52.4548 | 53.0199 | 56.5594 | 61.7209 | 66.8994 | 71.2651 | 74.2057 | 75.7676 | 76.5228 | 76.9569 | 76.5799 | 75.3085 | 72.8353 | 69.2466 | 66.0198 | 63.1163 | 60.8389 | 59.1152 | 0.047179 | 0.045165 | 0.04623 | 0.043686 | 0.0443 | 0.046314 | 0.057284 | 0.058729 | 0.06556 | 0.06583 | 0.063448 | 0.064353 | 0.068271 | 0.075309 | 0.078669 | 0.080341 | 0.081242 | 0.074344 | 0.066596 | 0.059588 | 0.057418 | 0.054288 | 0.045502 | 0.044135
Portfolio Adjusted1-in-10AllAll2018April Monthly Peak | Portfolio Adjusted | 1-in-10 | All | All | 2018 | April Monthly Peak | 4 | 6.0314 | 5.8156 | 5.6401 | 5.5928 | 5.8634 | 6.6504 | 7.5399 | 8.3735 | 9.3791 | 10.1661 | 10.8533 | 11.2472 | 11.446 | 11.7068 | 11.6572 | 11.2504 | 10.6008 | 9.734 | 8.9733 | 8.842 | 8.538 | 7.9013 | 7.1353 | 6.5881 | -0.011325 | -0.018124 | -0.011543 | -0.026617 | -0.036128 | -0.031122 | -0.03105 | -0.037956 | -0.03945 | -0.049844 | -0.031132 | -0.032151 | -0.014115 | 0.026915 | 0.24799 | 0.24987 | 0.24928 | 0.22242 | 0.052804 | 0.027872 | 0.018093 | 0.025953 | 0.021663 | 0.017335 | 68.4125 | 66.9409 | 65.2929 | 63.9452 | 62.8093 | 61.8326 | 61.2512 | 61.2629 | 64.5242 | 70.5641 | 76.6506 | 81.9356 | 85.2088 | 87.1089 | 87.9535 | 88.4937 | 88.3891 | 87.7542 | 85.8959 | 82.5463 | 78.1337 | 74.2504 | 71.578 | 69.8892 | 0.096065 | 0.092998 | 0.09647 | 0.089998 | 0.089412 | 0.089226 | 0.10401 | 0.10303 | 0.12014 | 0.12092 | 0.11175 | 0.10846 | 0.10822 | 0.11425 | 0.10956 | 0.10273 | 0.098114 | 0.092067 | 0.085802 | 0.10033 | 0.10398 | 0.10368 | 0.088025 | 0.090994
Portfolio Adjusted1-in-10AllAll2018May Monthly Peak | Portfolio Adjusted | 1-in-10 | All | All | 2018 | May Monthly Peak | 5 | 6.2261 | 6.0111 | 5.814 | 5.7751 | 6.0669 | 6.8426 | 7.6313 | 8.7524 | 9.964 | 10.8972 | 11.6588 | 12.0588 | 12.2056 | 12.4199 | 12.3367 | 11.8643 | 11.1802 | 10.2515 | 9.3995 | 9.024 | 8.862 | 8.1987 | 7.414 | 6.8463 | -0.016147 | -0.023253 | -0.015261 | -0.027991 | -0.03841 | -0.034546 | -0.037625 | -0.041119 | -0.043659 | -0.053648 | -0.037851 | -0.041005 | -0.022581 | 0.019128 | 0.25477 | 0.2589 | 0.25508 | 0.22999 | 0.055341 | 0.025794 | 0.015063 | 0.024258 | 0.020395 | 0.016784 | 70.9974 | 69.5263 | 68.1112 | 66.9819 | 65.9188 | 65.0322 | 64.6109 | 64.9973 | 68.5109 | 74.2319 | 79.9391 | 84.1163 | 87.1781 | 89.2132 | 90.7244 | 91.4445 | 91.3328 | 90.467 | 88.6795 | 86.1714 | 82.5552 | 78.5548 | 75.6042 | 73.0189 | 0.098254 | 0.095359 | 0.098635 | 0.092558 | 0.092187 | 0.09186 | 0.10584 | 0.10658 | 0.12608 | 0.12757 | 0.11773 | 0.11358 | 0.1125 | 0.11814 | 0.11267 | 0.10476 | 0.099624 | 0.093476 | 0.087112 | 0.10158 | 0.10561 | 0.10566 | 0.090227 | 0.093522
Portfolio Adjusted1-in-10AllAll2018June Monthly Peak | Portfolio Adjusted | 1-in-10 | All | All | 2018 | June Monthly Peak | 6 | 6.5534 | 6.3181 | 6.1172 | 6.0737 | 6.3631 | 7.1063 | 7.9236 | 9.0654 | 10.2548 | 11.2171 | 12.0136 | 12.3807 | 12.4748 | 12.6791 | 12.6194 | 12.2374 | 11.5867 | 10.6544 | 9.7946 | 9.2948 | 9.151 | 8.547 | 7.7357 | 7.1559 | -0.01671 | -0.02409 | -0.015876 | -0.028636 | -0.039744 | -0.035769 | -0.039769 | -0.041612 | -0.044641 | -0.053984 | -0.039197 | -0.042697 | -0.024369 | 0.01639 | 0.25728 | 0.26447 | 0.26031 | 0.23623 | 0.055638 | 0.025088 | 0.014762 | 0.024827 | 0.0213 | 0.017963 | 72.7215 | 71.3789 | 70.3164 | 69.1669 | 68.1913 | 66.9434 | 66.368 | 67.2832 | 70.992 | 76.1083 | 81.1752 | 84.9758 | 87.5284 | 89.266 | 90.6357 | 91.2806 | 91.7688 | 91.2498 | 90.1084 | 88.0513 | 84.5753 | 80.6711 | 78.0834 | 76.2064 | 0.10292 | 0.099861 | 0.10351 | 0.097058 | 0.096233 | 0.095307 | 0.10895 | 0.10856 | 0.12747 | 0.12895 | 0.11872 | 0.11325 | 0.1109 | 0.1163 | 0.1113 | 0.1046 | 0.099893 | 0.093892 | 0.088024 | 0.10247 | 0.10763 | 0.10829 | 0.092802 | 0.096662
Portfolio Adjusted1-in-10AllAll2018July Monthly Peak | Portfolio Adjusted | 1-in-10 | All | All | 2018 | July Monthly Peak | 7 | 6.7985 | 6.5356 | 6.34 | 6.309 | 6.617 | 7.4496 | 8.3127 | 9.4318 | 10.6095 | 11.5782 | 12.3426 | 12.6771 | 12.743 | 12.9127 | 12.828 | 12.4852 | 11.8798 | 10.9508 | 10.0843 | 9.5691 | 9.4282 | 8.807 | 7.9732 | 7.3748 | -0.020982 | -0.029425 | -0.019653 | -0.028581 | -0.040507 | -0.038647 | -0.048209 | -0.042887 | -0.045123 | -0.054033 | -0.045833 | -0.052076 | -0.033836 | 0.0045775 | 0.25159 | 0.26368 | 0.25712 | 0.23636 | 0.057093 | 0.021453 | 0.0092471 | 0.021664 | 0.018847 | 0.01672 | 74.8218 | 73.8036 | 72.8187 | 71.948 | 71.1929 | 70.4593 | 69.9414 | 70.2379 | 73.3982 | 78.2329 | 82.9081 | 86.4699 | 88.8822 | 90.6079 | 91.8365 | 92.2331 | 92.5362 | 91.7112 | 90.0479 | 87.7826 | 84.8414 | 81.8096 | 79.6683 | 78.1961 | 0.10624 | 0.10263 | 0.10674 | 0.10069 | 0.1 | 0.099348 | 0.11262 | 0.11073 | 0.12862 | 0.12942 | 0.1182 | 0.11254 | 0.11019 | 0.11535 | 0.11034 | 0.10413 | 0.09972 | 0.094076 | 0.088573 | 0.10419 | 0.1098 | 0.11055 | 0.094821 | 0.098948
Portfolio Adjusted1-in-10AllAll2018August Monthly Peak | Portfolio Adjusted | 1-in-10 | All | All | 2018 | August Monthly Peak | 8 | 6.8303 | 6.5725 | 6.376 | 6.3398 | 6.659 | 7.5702 | 8.5467 | 9.6518 | 10.9666 | 12.0452 | 12.9246 | 13.3328 | 13.4265 | 13.6187 | 13.5107 | 13.0475 | 12.3048 | 11.2645 | 10.2927 | 9.8993 | 9.6494 | 8.8978 | 8.0487 | 7.4393 | -0.028808 | -0.037624 | -0.025509 | -0.030595 | -0.043 | -0.043241 | -0.057692 | -0.047124 | -0.04877 | -0.057712 | -0.05436 | -0.063715 | -0.044632 | -0.0055005 | 0.25738 | 0.27173 | 0.25991 | 0.23997 | 0.061109 | 0.019542 | 0.0049288 | 0.018322 | 0.015499 | 0.014096 | 75.9764 | 75.0092 | 73.9375 | 73.1084 | 72.3327 | 71.69 | 71.1624 | 71.1555 | 73.8543 | 78.5813 | 83.0234 | 87.2429 | 90.4508 | 92.6416 | 93.8515 | 94.278 | 93.9962 | 93.1451 | 91.9727 | 89.4708 | 85.6354 | 82.5336 | 80.5207 | 78.7873 | 0.10882 | 0.1051 | 0.10901 | 0.10255 | 0.10209 | 0.10211 | 0.11674 | 0.11563 | 0.13585 | 0.13744 | 0.12588 | 0.12035 | 0.11775 | 0.12319 | 0.11701 | 0.10881 | 0.10314 | 0.097093 | 0.091228 | 0.1085 | 0.11359 | 0.11328 | 0.09713 | 0.10107
Portfolio Adjusted1-in-10AllAll2018September Monthly Peak | Portfolio Adjusted | 1-in-10 | All | All | 2018 | September Monthly Peak | 9 | 6.874 | 6.6226 | 6.409 | 6.3978 | 6.7366 | 7.7033 | 8.8955 | 9.9702 | 11.4453 | 12.5941 | 13.4937 | 13.8944 | 13.9953 | 14.2028 | 14.0692 | 13.5178 | 12.6981 | 11.5744 | 10.6088 | 10.4063 | 9.7971 | 8.997 | 8.1302 | 7.5019 | -0.031524 | -0.041921 | -0.028266 | -0.029188 | -0.042214 | -0.045077 | -0.067157 | -0.049245 | -0.051311 | -0.061949 | -0.066088 | -0.07974 | -0.059059 | -0.021174 | 0.25452 | 0.27399 | 0.25763 | 0.23909 | 0.064269 | 0.016201 | -0.0012499 | 0.015387 | 0.0132 | 0.013023 | 77.2226 | 76.0051 | 74.8042 | 74.0261 | 73.0263 | 72.0832 | 71.502 | 71.4172 | 73.6581 | 78.4773 | 83.7835 | 88.8108 | 92.7118 | 95.2472 | 95.9721 | 96.3656 | 96.1833 | 95.2393 | 93.5591 | 90.6279 | 86.5396 | 83.124 | 80.7528 | 78.9321 | 0.11274 | 0.109 | 0.11294 | 0.10715 | 0.10694 | 0.10713 | 0.12398 | 0.12344 | 0.14782 | 0.15031 | 0.13736 | 0.13081 | 0.12748 | 0.13276 | 0.12475 | 0.1142 | 0.10695 | 0.10078 | 0.095175 | 0.11659 | 0.12037 | 0.11962 | 0.1021 | 0.10576
Portfolio Adjusted1-in-10AllAll2018October Monthly Peak | Portfolio Adjusted | 1-in-10 | All | All | 2018 | October Monthly Peak | 10 | 6.024 | 5.8278 | 5.6426 | 5.6244 | 5.9109 | 6.746 | 7.8921 | 8.6507 | 9.6464 | 10.5338 | 11.3012 | 11.758 | 11.9938 | 12.2349 | 12.1538 | 11.6871 | 10.9826 | 10.1802 | 9.5857 | 9.1582 | 8.5716 | 7.9046 | 7.1504 | 6.6197 | -0.016353 | -0.023612 | -0.015515 | -0.026183 | -0.036235 | -0.033812 | -0.03981 | -0.039839 | -0.040854 | -0.050682 | -0.038211 | -0.042569 | -0.025017 | 0.013188 | 0.24479 | 0.25008 | 0.24484 | 0.22472 | 0.054982 | 0.023752 | 0.012195 | 0.021731 | 0.018142 | 0.015317 | 72.9196 | 71.986 | 71.021 | 69.704 | 68.712 | 67.8702 | 67.4763 | 67.1367 | 68.0279 | 72.2206 | 77.375 | 82.1527 | 85.5693 | 87.9597 | 89.1216 | 89.4795 | 88.8115 | 87.1281 | 84.4996 | 81.3893 | 78.3022 | 76.0844 | 74.3784 | 72.935 | 0.093629 | 0.091162 | 0.094202 | 0.088982 | 0.088851 | 0.089607 | 0.10599 | 0.10441 | 0.12135 | 0.12259 | 0.11278 | 0.10915 | 0.10888 | 0.11453 | 0.1095 | 0.10245 | 0.097901 | 0.093065 | 0.086749 | 0.099839 | 0.10183 | 0.10116 | 0.086037 | 0.08947
Portfolio Adjusted1-in-10AllAll2018November Monthly Peak | Portfolio Adjusted | 1-in-10 | All | All | 2018 | November Monthly Peak | 11 | 5.8112 | 5.6473 | 5.4996 | 5.4879 | 5.7852 | 6.5899 | 7.436 | 8.1352 | 8.9493 | 9.5399 | 10.0323 | 10.2902 | 10.3637 | 10.4924 | 10.343 | 9.8577 | 9.3754 | 9.2204 | 8.65 | 8.1973 | 7.7854 | 7.2814 | 6.6489 | 6.2112 | 8.8646e-05 | -0.0042736 | -0.0018067 | -0.029351 | -0.037694 | -0.026759 | -0.0095809 | -0.035772 | -0.03652 | -0.047674 | -0.0099901 | -0.0015917 | 0.016479 | 0.061721 | 0.25168 | 0.23795 | 0.25127 | 0.2307 | 0.050508 | 0.03856 | 0.032973 | 0.034308 | 0.028067 | 0.020272 | 60.7957 | 59.4638 | 58.4468 | 57.1769 | 56.2945 | 55.6818 | 55.227 | 55.2206 | 57.5517 | 62.0585 | 67.4309 | 71.6687 | 74.3654 | 76.0381 | 77.0907 | 77.2363 | 76.2111 | 73.9313 | 71.2566 | 68.279 | 66.1006 | 64.516 | 62.9212 | 61.8597 | 0.10042 | 0.097641 | 0.10127 | 0.095216 | 0.095051 | 0.095076 | 0.10979 | 0.10748 | 0.12452 | 0.12408 | 0.1135 | 0.10946 | 0.10857 | 0.11399 | 0.1089 | 0.10175 | 0.097643 | 0.093303 | 0.087225 | 0.10139 | 0.10445 | 0.10494 | 0.089385 | 0.093356
Portfolio Adjusted1-in-10AllAll2018December Monthly Peak | Portfolio Adjusted | 1-in-10 | All | All | 2018 | December Monthly Peak | 12 | 5.9617 | 5.7963 | 5.6726 | 5.6936 | 6.0237 | 6.8691 | 8.0125 | 8.6167 | 9.2782 | 9.5645 | 9.6524 | 9.4831 | 9.2107 | 9.0468 | 8.7497 | 8.3639 | 8.2494 | 8.4539 | 8.0999 | 7.8722 | 7.5546 | 7.1616 | 6.6688 | 6.3041 | 0.00077527 | -0.0036491 | -0.001373 | -0.029488 | -0.038127 | -0.026924 | -0.0094829 | -0.03613 | -0.036504 | -0.04623 | -0.0092522 | -0.0012819 | 0.015001 | 0.054881 | 0.21668 | 0.20537 | 0.22392 | 0.21266 | 0.04772 | 0.037317 | 0.032207 | 0.033368 | 0.027958 | 0.020398 | 42.1549 | 41.4923 | 41.0381 | 40.602 | 40.1252 | 39.4194 | 39.4057 | 39.3481 | 40.0884 | 42.5653 | 45.1886 | 47.5246 | 48.9968 | 49.6015 | 49.958 | 49.9861 | 49.3454 | 47.8718 | 46.1896 | 45.0621 | 44.1296 | 43.1993 | 42.697 | 42.249 | 0.10087 | 0.097812 | 0.10183 | 0.096551 | 0.096666 | 0.097088 | 0.11332 | 0.1098 | 0.12493 | 0.12185 | 0.10897 | 0.10318 | 0.10175 | 0.10645 | 0.10279 | 0.098511 | 0.096476 | 0.092312 | 0.086502 | 0.099416 | 0.10219 | 0.10212 | 0.088274 | 0.092488
Portfolio Adjusted1-in-10AllAll2018Typical Event Day | Portfolio Adjusted | 1-in-10 | All | All | 2018 | Typical Event Day | 8 | 6.786 | 6.5316 | 6.3377 | 6.3029 | 6.6206 | 7.5215 | 8.4838 | 9.5579 | 10.8342 | 11.8844 | 12.7417 | 13.1419 | 13.2335 | 13.4274 | 13.3232 | 12.8715 | 12.1435 | 11.1204 | 10.171 | 9.7883 | 9.555 | 8.8215 | 7.9834 | 7.3834 | -0.024425 | -0.033169 | -0.022293 | -0.029315 | -0.0415 | -0.040793 | -0.053143 | -0.045182 | -0.047267 | -0.056677 | -0.050949 | -0.059066 | -0.039905 | -0.00050954 | 0.25748 | 0.27011 | 0.25984 | 0.23832 | 0.059196 | 0.020711 | 0.0071168 | 0.020059 | 0.017286 | 0.01547 | 75.1856 | 74.0492 | 72.9692 | 72.0624 | 71.1858 | 70.294 | 69.7434 | 70.0235 | 72.9756 | 77.85 | 82.7225 | 86.8748 | 89.8933 | 91.9407 | 93.074 | 93.5393 | 93.6211 | 92.8364 | 91.422 | 88.9831 | 85.3979 | 82.0346 | 79.7563 | 78.0305 | 0.10743 | 0.10383 | 0.10783 | 0.10158 | 0.10111 | 0.10098 | 0.11548 | 0.11413 | 0.13399 | 0.1355 | 0.12408 | 0.11864 | 0.11608 | 0.12153 | 0.11554 | 0.10758 | 0.10206 | 0.096046 | 0.090157 | 0.1072 | 0.11234 | 0.11209 | 0.096147 | 0.10009
Portfolio Adjusted1-in-10AllAll2019January Monthly Peak | Portfolio Adjusted | 1-in-10 | All | All | 2019 | January Monthly Peak | 1 | 6.1717 | 5.9994 | 5.8699 | 5.9037 | 6.2621 | 7.2048 | 8.5746 | 9.3146 | 10.0378 | 10.292 | 10.3473 | 10.134 | 9.8385 | 9.6739 | 9.3332 | 8.8856 | 8.5838 | 8.8175 | 8.5361 | 8.3215 | 7.9737 | 7.5417 | 7.0019 | 6.6176 | 0.00055559 | -0.0041049 | -0.0015796 | -0.030873 | -0.039905 | -0.028516 | -0.010238 | -0.039662 | -0.039828 | -0.050448 | -0.0099495 | -0.0013061 | 0.016585 | 0.060297 | 0.23311 | 0.21988 | 0.23622 | 0.2238 | 0.051572 | 0.040442 | 0.034765 | 0.035869 | 0.030046 | 0.02181 | 39.3658 | 38.8646 | 38.2565 | 37.4931 | 37.0096 | 36.5622 | 36.0392 | 35.7559 | 36.3804 | 39.2567 | 42.1683 | 44.5036 | 46.1851 | 47.3634 | 48.3635 | 48.5779 | 48.269 | 47.2306 | 45.4392 | 44.2607 | 43.2515 | 42.7427 | 42.1253 | 41.4554 | 0.1056 | 0.10209 | 0.10626 | 0.10123 | 0.1014 | 0.10298 | 0.12259 | 0.12011 | 0.13669 | 0.13291 | 0.11875 | 0.11232 | 0.11093 | 0.11616 | 0.11174 | 0.10652 | 0.10365 | 0.099033 | 0.093058 | 0.10743 | 0.11017 | 0.10967 | 0.094831 | 0.098875
Portfolio Adjusted1-in-10AllAll2019February Monthly Peak | Portfolio Adjusted | 1-in-10 | All | All | 2019 | February Monthly Peak | 2 | 5.8564 | 5.6985 | 5.5624 | 5.586 | 5.9109 | 6.7605 | 7.8976 | 8.5055 | 9.1571 | 9.4814 | 9.6837 | 9.676 | 9.5719 | 9.5636 | 9.3493 | 8.9475 | 8.5609 | 8.5049 | 8.3535 | 8.0311 | 7.6818 | 7.2439 | 6.6854 | 6.2974 | 0.00033377 | -0.0040413 | -0.0016029 | -0.02936 | -0.037911 | -0.026885 | -0.0096547 | -0.036536 | -0.036687 | -0.046708 | -0.0095537 | -0.0014259 | 0.015586 | 0.058261 | 0.23119 | 0.21926 | 0.23294 | 0.21578 | 0.049083 | 0.038053 | 0.032941 | 0.034278 | 0.028613 | 0.020859 | 46.8112 | 46.4046 | 46.0781 | 45.582 | 45.3208 | 44.7574 | 44.2007 | 44.3632 | 45.5591 | 48.9602 | 52.1442 | 54.9037 | 56.6561 | 57.6747 | 58.3224 | 58.5742 | 57.9104 | 56.9147 | 54.8588 | 52.7479 | 51.2412 | 49.9013 | 48.8097 | 47.5367 | 0.10032 | 0.097321 | 0.10106 | 0.095714 | 0.095757 | 0.096577 | 0.1139 | 0.11029 | 0.12492 | 0.12213 | 0.10997 | 0.10493 | 0.1038 | 0.10895 | 0.10453 | 0.099037 | 0.09583 | 0.091807 | 0.08637 | 0.10042 | 0.10367 | 0.10414 | 0.08984 | 0.094313
Portfolio Adjusted1-in-10AllAll2019March Monthly Peak | Portfolio Adjusted | 1-in-10 | All | All | 2019 | March Monthly Peak | 3 | 5.9387 | 5.7383 | 5.579 | 5.5433 | 5.8229 | 6.6041 | 7.5909 | 8.241 | 8.9748 | 9.5071 | 9.9847 | 10.2236 | 10.3095 | 10.4988 | 10.419 | 10.0544 | 9.5067 | 8.8542 | 8.4116 | 8.3965 | 8.078 | 7.5635 | 6.8909 | 6.411 | 5.616e-05 | -0.0042868 | -0.0018248 | -0.029523 | -0.037888 | -0.026409 | -0.0095419 | -0.035636 | -0.036842 | -0.047309 | -0.010189 | -0.0017299 | 0.016176 | 0.062825 | 0.25567 | 0.24451 | 0.25593 | 0.22375 | 0.049582 | 0.039051 | 0.03438 | 0.035732 | 0.029438 | 0.021263 | 57.8141 | 56.5107 | 55.6764 | 54.9336 | 54.0703 | 53.1025 | 52.4962 | 53.0627 | 56.6003 | 61.7566 | 66.9346 | 71.301 | 74.2431 | 75.8058 | 76.5602 | 76.9958 | 76.618 | 75.3443 | 72.8684 | 69.282 | 66.0573 | 63.1542 | 60.877 | 59.1525 | 0.10224 | 0.098924 | 0.10278 | 0.095758 | 0.095147 | 0.094613 | 0.10958 | 0.10709 | 0.12319 | 0.12229 | 0.11219 | 0.10848 | 0.1078 | 0.11375 | 0.10903 | 0.10241 | 0.098039 | 0.092391 | 0.086614 | 0.10267 | 0.10749 | 0.10818 | 0.092393 | 0.096204
Portfolio Adjusted1-in-10AllAll2019April Monthly Peak | Portfolio Adjusted | 1-in-10 | All | All | 2019 | April Monthly Peak | 4 | 6.0314 | 5.8156 | 5.6401 | 5.5928 | 5.8634 | 6.6504 | 7.5399 | 8.3735 | 9.3791 | 10.1661 | 10.8533 | 11.2472 | 11.446 | 11.7068 | 11.6572 | 11.2504 | 10.6008 | 9.734 | 8.9733 | 8.842 | 8.538 | 7.9013 | 7.1353 | 6.5881 | -0.011325 | -0.018124 | -0.011543 | -0.026617 | -0.036128 | -0.031122 | -0.03105 | -0.037956 | -0.03945 | -0.049844 | -0.031132 | -0.032151 | -0.014115 | 0.026915 | 0.24799 | 0.24987 | 0.24928 | 0.22242 | 0.052804 | 0.027872 | 0.018093 | 0.025953 | 0.021663 | 0.017335 | 68.4125 | 66.9409 | 65.2929 | 63.9452 | 62.8093 | 61.8326 | 61.2512 | 61.2629 | 64.5242 | 70.5641 | 76.6506 | 81.9356 | 85.2088 | 87.1089 | 87.9535 | 88.4937 | 88.3891 | 87.7542 | 85.8959 | 82.5463 | 78.1337 | 74.2504 | 71.578 | 69.8892 | 0.096065 | 0.092998 | 0.09647 | 0.089998 | 0.089412 | 0.089226 | 0.10401 | 0.10303 | 0.12014 | 0.12092 | 0.11175 | 0.10846 | 0.10822 | 0.11425 | 0.10956 | 0.10273 | 0.098114 | 0.092067 | 0.085802 | 0.10033 | 0.10398 | 0.10368 | 0.088025 | 0.090995
Portfolio Adjusted1-in-10AllAll2019May Monthly Peak | Portfolio Adjusted | 1-in-10 | All | All | 2019 | May Monthly Peak | 5 | 6.2261 | 6.0111 | 5.814 | 5.7751 | 6.0669 | 6.8426 | 7.6313 | 8.7524 | 9.964 | 10.8972 | 11.6588 | 12.0588 | 12.2056 | 12.4199 | 12.3367 | 11.8643 | 11.1802 | 10.2515 | 9.3995 | 9.024 | 8.862 | 8.1987 | 7.414 | 6.8463 | -0.016147 | -0.023253 | -0.015261 | -0.027991 | -0.03841 | -0.034546 | -0.037625 | -0.041119 | -0.043659 | -0.053648 | -0.037851 | -0.041005 | -0.022581 | 0.019128 | 0.25477 | 0.2589 | 0.25508 | 0.22999 | 0.055341 | 0.025794 | 0.015063 | 0.024258 | 0.020395 | 0.016784 | 70.9974 | 69.5263 | 68.1112 | 66.9819 | 65.9188 | 65.0322 | 64.6109 | 64.9973 | 68.5109 | 74.2319 | 79.9391 | 84.1163 | 87.1781 | 89.2132 | 90.7244 | 91.4445 | 91.3328 | 90.467 | 88.6795 | 86.1714 | 82.5552 | 78.5548 | 75.6042 | 73.0189 | 0.098254 | 0.095359 | 0.098635 | 0.092558 | 0.092187 | 0.09186 | 0.10584 | 0.10658 | 0.12608 | 0.12757 | 0.11773 | 0.11358 | 0.1125 | 0.11814 | 0.11267 | 0.10476 | 0.099624 | 0.093476 | 0.087112 | 0.10158 | 0.10561 | 0.10566 | 0.090227 | 0.093522
Portfolio Adjusted1-in-10AllAll2019June Monthly Peak | Portfolio Adjusted | 1-in-10 | All | All | 2019 | June Monthly Peak | 6 | 6.5534 | 6.3181 | 6.1172 | 6.0737 | 6.3631 | 7.1063 | 7.9236 | 9.0654 | 10.2548 | 11.2171 | 12.0136 | 12.3807 | 12.4748 | 12.6791 | 12.6194 | 12.2374 | 11.5867 | 10.6544 | 9.7946 | 9.2948 | 9.151 | 8.547 | 7.7357 | 7.1559 | -0.01671 | -0.02409 | -0.015876 | -0.028636 | -0.039744 | -0.035769 | -0.039769 | -0.041612 | -0.044641 | -0.053984 | -0.039197 | -0.042697 | -0.024369 | 0.01639 | 0.25728 | 0.26447 | 0.26031 | 0.23623 | 0.055638 | 0.025088 | 0.014762 | 0.024827 | 0.0213 | 0.017963 | 72.7215 | 71.3789 | 70.3164 | 69.1668 | 68.1913 | 66.9434 | 66.368 | 67.2832 | 70.992 | 76.1083 | 81.1752 | 84.9758 | 87.5284 | 89.266 | 90.6357 | 91.2806 | 91.7688 | 91.2498 | 90.1084 | 88.0513 | 84.5753 | 80.6711 | 78.0834 | 76.2064 | 0.10292 | 0.099861 | 0.10351 | 0.097058 | 0.096233 | 0.095307 | 0.10895 | 0.10856 | 0.12747 | 0.12895 | 0.11872 | 0.11325 | 0.1109 | 0.1163 | 0.1113 | 0.1046 | 0.099893 | 0.093892 | 0.088024 | 0.10247 | 0.10763 | 0.10829 | 0.092802 | 0.096662
Portfolio Adjusted1-in-10AllAll2019July Monthly Peak | Portfolio Adjusted | 1-in-10 | All | All | 2019 | July Monthly Peak | 7 | 6.7985 | 6.5356 | 6.34 | 6.309 | 6.617 | 7.4496 | 8.3127 | 9.4318 | 10.6095 | 11.5782 | 12.3426 | 12.6771 | 12.743 | 12.9127 | 12.828 | 12.4852 | 11.8798 | 10.9508 | 10.0843 | 9.5691 | 9.4282 | 8.807 | 7.9732 | 7.3748 | -0.020982 | -0.029425 | -0.019653 | -0.028581 | -0.040507 | -0.038647 | -0.048209 | -0.042887 | -0.045123 | -0.054033 | -0.045833 | -0.052076 | -0.033836 | 0.0045775 | 0.25159 | 0.26368 | 0.25712 | 0.23636 | 0.057093 | 0.021453 | 0.0092471 | 0.021664 | 0.018847 | 0.01672 | 74.8218 | 73.8036 | 72.8187 | 71.948 | 71.1929 | 70.4593 | 69.9414 | 70.2379 | 73.3982 | 78.2329 | 82.9081 | 86.4699 | 88.8822 | 90.6079 | 91.8365 | 92.2331 | 92.5362 | 91.7112 | 90.0479 | 87.7826 | 84.8414 | 81.8096 | 79.6683 | 78.1961 | 0.10624 | 0.10263 | 0.10674 | 0.10069 | 0.1 | 0.099348 | 0.11262 | 0.11073 | 0.12862 | 0.12942 | 0.1182 | 0.11254 | 0.11019 | 0.11535 | 0.11034 | 0.10413 | 0.09972 | 0.094076 | 0.088573 | 0.10419 | 0.1098 | 0.11055 | 0.094821 | 0.098948
Portfolio Adjusted1-in-10AllAll2019August Monthly Peak | Portfolio Adjusted | 1-in-10 | All | All | 2019 | August Monthly Peak | 8 | 6.8303 | 6.5725 | 6.376 | 6.3398 | 6.659 | 7.5702 | 8.5467 | 9.6518 | 10.9666 | 12.0452 | 12.9246 | 13.3328 | 13.4265 | 13.6187 | 13.5107 | 13.0475 | 12.3048 | 11.2645 | 10.2927 | 9.8993 | 9.6494 | 8.8978 | 8.0487 | 7.4393 | -0.028808 | -0.037624 | -0.025509 | -0.030595 | -0.043 | -0.043241 | -0.057692 | -0.047124 | -0.04877 | -0.057712 | -0.05436 | -0.063715 | -0.044632 | -0.0055005 | 0.25738 | 0.27173 | 0.25991 | 0.23997 | 0.061109 | 0.019542 | 0.0049288 | 0.018322 | 0.015499 | 0.014096 | 75.9764 | 75.0092 | 73.9375 | 73.1084 | 72.3327 | 71.69 | 71.1624 | 71.1555 | 73.8543 | 78.5813 | 83.0234 | 87.2429 | 90.4508 | 92.6416 | 93.8515 | 94.278 | 93.9962 | 93.1451 | 91.9727 | 89.4708 | 85.6354 | 82.5336 | 80.5207 | 78.7873 | 0.10882 | 0.1051 | 0.10901 | 0.10255 | 0.10209 | 0.10211 | 0.11674 | 0.11563 | 0.13585 | 0.13744 | 0.12588 | 0.12035 | 0.11775 | 0.12319 | 0.11701 | 0.10881 | 0.10314 | 0.097093 | 0.091228 | 0.1085 | 0.11359 | 0.11328 | 0.09713 | 0.10107
Portfolio Adjusted1-in-10AllAll2019September Monthly Peak | Portfolio Adjusted | 1-in-10 | All | All | 2019 | September Monthly Peak | 9 | 6.874 | 6.6226 | 6.409 | 6.3978 | 6.7366 | 7.7033 | 8.8955 | 9.9702 | 11.4453 | 12.5941 | 13.4937 | 13.8944 | 13.9953 | 14.2028 | 14.0692 | 13.5178 | 12.6981 | 11.5744 | 10.6088 | 10.4063 | 9.7971 | 8.997 | 8.1302 | 7.5019 | -0.031524 | -0.041921 | -0.028266 | -0.029188 | -0.042214 | -0.045077 | -0.067157 | -0.049245 | -0.051311 | -0.061949 | -0.066088 | -0.07974 | -0.059059 | -0.021174 | 0.25452 | 0.27399 | 0.25763 | 0.23909 | 0.064269 | 0.016201 | -0.0012499 | 0.015387 | 0.0132 | 0.013023 | 77.2226 | 76.0051 | 74.8042 | 74.0261 | 73.0263 | 72.0832 | 71.502 | 71.4172 | 73.6581 | 78.4773 | 83.7835 | 88.8108 | 92.7118 | 95.2472 | 95.9721 | 96.3656 | 96.1833 | 95.2392 | 93.5591 | 90.6279 | 86.5396 | 83.124 | 80.7528 | 78.9321 | 0.11274 | 0.109 | 0.11294 | 0.10715 | 0.10694 | 0.10713 | 0.12398 | 0.12344 | 0.14782 | 0.15031 | 0.13736 | 0.13081 | 0.12748 | 0.13276 | 0.12475 | 0.1142 | 0.10695 | 0.10078 | 0.095175 | 0.11659 | 0.12037 | 0.11962 | 0.1021 | 0.10576
Portfolio Adjusted1-in-10AllAll2019October Monthly Peak | Portfolio Adjusted | 1-in-10 | All | All | 2019 | October Monthly Peak | 10 | 6.024 | 5.8278 | 5.6426 | 5.6244 | 5.9109 | 6.746 | 7.8921 | 8.6507 | 9.6464 | 10.5338 | 11.3012 | 11.758 | 11.9938 | 12.2349 | 12.1538 | 11.6871 | 10.9826 | 10.1802 | 9.5857 | 9.1582 | 8.5716 | 7.9046 | 7.1504 | 6.6197 | -0.016353 | -0.023612 | -0.015515 | -0.026183 | -0.036235 | -0.033812 | -0.03981 | -0.039839 | -0.040854 | -0.050682 | -0.038211 | -0.042569 | -0.025017 | 0.013188 | 0.24479 | 0.25008 | 0.24484 | 0.22472 | 0.054982 | 0.023752 | 0.012195 | 0.021731 | 0.018142 | 0.015317 | 72.9196 | 71.986 | 71.021 | 69.704 | 68.712 | 67.8702 | 67.4763 | 67.1367 | 68.0279 | 72.2206 | 77.375 | 82.1527 | 85.5693 | 87.9597 | 89.1216 | 89.4795 | 88.8115 | 87.1281 | 84.4997 | 81.3893 | 78.3022 | 76.0844 | 74.3784 | 72.935 | 0.093629 | 0.091162 | 0.094202 | 0.088982 | 0.088851 | 0.089607 | 0.10599 | 0.10441 | 0.12135 | 0.12259 | 0.11278 | 0.10915 | 0.10888 | 0.11453 | 0.1095 | 0.10245 | 0.097901 | 0.093065 | 0.086749 | 0.099839 | 0.10183 | 0.10116 | 0.086037 | 0.08947
Portfolio Adjusted1-in-10AllAll2019November Monthly Peak | Portfolio Adjusted | 1-in-10 | All | All | 2019 | November Monthly Peak | 11 | 5.8112 | 5.6473 | 5.4996 | 5.4879 | 5.7852 | 6.5899 | 7.436 | 8.1352 | 8.9493 | 9.5399 | 10.0323 | 10.2901 | 10.3637 | 10.4924 | 10.343 | 9.8577 | 9.3754 | 9.2204 | 8.65 | 8.1973 | 7.7854 | 7.2814 | 6.6489 | 6.2112 | 8.8646e-05 | -0.0042736 | -0.0018067 | -0.029351 | -0.037694 | -0.026759 | -0.0095809 | -0.035772 | -0.03652 | -0.047674 | -0.0099901 | -0.0015917 | 0.016479 | 0.061721 | 0.25168 | 0.23795 | 0.25127 | 0.2307 | 0.050508 | 0.03856 | 0.032973 | 0.034308 | 0.028067 | 0.020272 | 60.7957 | 59.4638 | 58.4468 | 57.1769 | 56.2945 | 55.6818 | 55.227 | 55.2206 | 57.5517 | 62.0585 | 67.4309 | 71.6687 | 74.3654 | 76.0381 | 77.0907 | 77.2363 | 76.2111 | 73.9313 | 71.2566 | 68.279 | 66.1006 | 64.516 | 62.9212 | 61.8597 | 0.10042 | 0.097641 | 0.10127 | 0.095216 | 0.095051 | 0.095076 | 0.10979 | 0.10748 | 0.12452 | 0.12408 | 0.1135 | 0.10946 | 0.10857 | 0.11399 | 0.1089 | 0.10175 | 0.097643 | 0.093303 | 0.087225 | 0.10139 | 0.10445 | 0.10494 | 0.089385 | 0.093356
Portfolio Adjusted1-in-10AllAll2019December Monthly Peak | Portfolio Adjusted | 1-in-10 | All | All | 2019 | December Monthly Peak | 12 | 5.9617 | 5.7963 | 5.6726 | 5.6936 | 6.0237 | 6.8691 | 8.0125 | 8.6167 | 9.2782 | 9.5645 | 9.6524 | 9.4831 | 9.2107 | 9.0468 | 8.7497 | 8.3639 | 8.2494 | 8.4539 | 8.0999 | 7.8722 | 7.5546 | 7.1616 | 6.6688 | 6.3041 | 0.00077527 | -0.0036491 | -0.001373 | -0.029488 | -0.038127 | -0.026924 | -0.0094829 | -0.03613 | -0.036504 | -0.04623 | -0.0092522 | -0.0012819 | 0.015001 | 0.054881 | 0.21668 | 0.20537 | 0.22392 | 0.21266 | 0.04772 | 0.037317 | 0.032207 | 0.033368 | 0.027958 | 0.020398 | 42.1549 | 41.4923 | 41.0381 | 40.602 | 40.1252 | 39.4194 | 39.4057 | 39.3481 | 40.0884 | 42.5653 | 45.1886 | 47.5246 | 48.9968 | 49.6015 | 49.9581 | 49.9861 | 49.3454 | 47.8718 | 46.1896 | 45.0621 | 44.1296 | 43.1993 | 42.697 | 42.249 | 0.10087 | 0.097812 | 0.10183 | 0.096551 | 0.096666 | 0.097088 | 0.11332 | 0.1098 | 0.12493 | 0.12185 | 0.10897 | 0.10318 | 0.10175 | 0.10645 | 0.10279 | 0.098511 | 0.096476 | 0.092312 | 0.086502 | 0.099416 | 0.10219 | 0.10212 | 0.088274 | 0.092488
Portfolio Adjusted1-in-10AllAll2019Typical Event Day | Portfolio Adjusted | 1-in-10 | All | All | 2019 | Typical Event Day | 8 | 6.786 | 6.5316 | 6.3377 | 6.3029 | 6.6206 | 7.5215 | 8.4838 | 9.5579 | 10.8342 | 11.8844 | 12.7417 | 13.1419 | 13.2335 | 13.4274 | 13.3232 | 12.8715 | 12.1435 | 11.1204 | 10.171 | 9.7883 | 9.555 | 8.8215 | 7.9834 | 7.3834 | -0.024425 | -0.033169 | -0.022293 | -0.029315 | -0.0415 | -0.040793 | -0.053143 | -0.045182 | -0.047267 | -0.056677 | -0.050949 | -0.059066 | -0.039905 | -0.00050954 | 0.25748 | 0.27011 | 0.25984 | 0.23832 | 0.059196 | 0.020711 | 0.0071168 | 0.020059 | 0.017286 | 0.01547 | 75.1856 | 74.0492 | 72.9692 | 72.0624 | 71.1858 | 70.294 | 69.7434 | 70.0235 | 72.9756 | 77.85 | 82.7225 | 86.8748 | 89.8933 | 91.9407 | 93.074 | 93.5393 | 93.6211 | 92.8364 | 91.422 | 88.9831 | 85.3979 | 82.0346 | 79.7563 | 78.0304 | 0.10743 | 0.10383 | 0.10783 | 0.10158 | 0.10111 | 0.10098 | 0.11548 | 0.11413 | 0.13399 | 0.1355 | 0.12408 | 0.11864 | 0.11608 | 0.12153 | 0.11554 | 0.10758 | 0.10206 | 0.096046 | 0.090157 | 0.1072 | 0.11234 | 0.11209 | 0.096147 | 0.10009
Portfolio Adjusted1-in-10AllAll2020January Monthly Peak | Portfolio Adjusted | 1-in-10 | All | All | 2020 | January Monthly Peak | 1 | 6.1717 | 5.9994 | 5.8699 | 5.9037 | 6.2621 | 7.2048 | 8.5746 | 9.3146 | 10.0378 | 10.292 | 10.3473 | 10.134 | 9.8385 | 9.6739 | 9.3332 | 8.8856 | 8.5838 | 8.8175 | 8.5361 | 8.3215 | 7.9737 | 7.5417 | 7.0019 | 6.6176 | 0.00055559 | -0.0041049 | -0.0015796 | -0.030873 | -0.039905 | -0.028516 | -0.010238 | -0.039662 | -0.039828 | -0.050448 | -0.0099495 | -0.0013061 | 0.016585 | 0.060297 | 0.23311 | 0.21988 | 0.23622 | 0.2238 | 0.051572 | 0.040442 | 0.034765 | 0.035869 | 0.030046 | 0.02181 | 39.3658 | 38.8646 | 38.2565 | 37.4931 | 37.0096 | 36.5622 | 36.0393 | 35.7559 | 36.3804 | 39.2567 | 42.1683 | 44.5036 | 46.1851 | 47.3634 | 48.3635 | 48.5779 | 48.269 | 47.2306 | 45.4392 | 44.2607 | 43.2515 | 42.7427 | 42.1253 | 41.4554 | 0.1056 | 0.10209 | 0.10626 | 0.10123 | 0.1014 | 0.10298 | 0.12259 | 0.12011 | 0.13669 | 0.13291 | 0.11875 | 0.11232 | 0.11093 | 0.11616 | 0.11174 | 0.10652 | 0.10365 | 0.099033 | 0.093058 | 0.10743 | 0.11017 | 0.10967 | 0.094831 | 0.098875
Portfolio Adjusted1-in-10AllAll2020February Monthly Peak | Portfolio Adjusted | 1-in-10 | All | All | 2020 | February Monthly Peak | 2 | 5.8564 | 5.6985 | 5.5624 | 5.586 | 5.9109 | 6.7605 | 7.8976 | 8.5055 | 9.1571 | 9.4814 | 9.6837 | 9.676 | 9.5719 | 9.5636 | 9.3493 | 8.9475 | 8.5609 | 8.5049 | 8.3535 | 8.0311 | 7.6818 | 7.2439 | 6.6854 | 6.2974 | 0.00033377 | -0.0040413 | -0.0016029 | -0.02936 | -0.037911 | -0.026885 | -0.0096547 | -0.036536 | -0.036687 | -0.046708 | -0.0095537 | -0.0014259 | 0.015586 | 0.058261 | 0.23119 | 0.21926 | 0.23294 | 0.21578 | 0.049083 | 0.038053 | 0.032941 | 0.034278 | 0.028613 | 0.020859 | 46.8112 | 46.4046 | 46.0781 | 45.582 | 45.3208 | 44.7574 | 44.2007 | 44.3632 | 45.5591 | 48.9602 | 52.1442 | 54.9037 | 56.6561 | 57.6747 | 58.3224 | 58.5742 | 57.9104 | 56.9147 | 54.8588 | 52.7479 | 51.2412 | 49.9013 | 48.8097 | 47.5367 | 0.10032 | 0.097321 | 0.10106 | 0.095714 | 0.095757 | 0.096577 | 0.1139 | 0.11029 | 0.12492 | 0.12213 | 0.10997 | 0.10493 | 0.1038 | 0.10895 | 0.10453 | 0.099037 | 0.09583 | 0.091807 | 0.08637 | 0.10042 | 0.10367 | 0.10414 | 0.08984 | 0.094313
Portfolio Adjusted1-in-10AllAll2020March Monthly Peak | Portfolio Adjusted | 1-in-10 | All | All | 2020 | March Monthly Peak | 3 | 5.9387 | 5.7383 | 5.579 | 5.5433 | 5.8229 | 6.6041 | 7.5909 | 8.241 | 8.9748 | 9.5071 | 9.9847 | 10.2236 | 10.3095 | 10.4988 | 10.419 | 10.0544 | 9.5067 | 8.8542 | 8.4116 | 8.3965 | 8.078 | 7.5635 | 6.8909 | 6.411 | 5.616e-05 | -0.0042868 | -0.0018248 | -0.029523 | -0.037888 | -0.026409 | -0.0095419 | -0.035636 | -0.036842 | -0.047309 | -0.010189 | -0.0017299 | 0.016176 | 0.062825 | 0.25567 | 0.24451 | 0.25593 | 0.22375 | 0.049582 | 0.039051 | 0.03438 | 0.035732 | 0.029438 | 0.021263 | 57.8141 | 56.5107 | 55.6764 | 54.9336 | 54.0703 | 53.1025 | 52.4962 | 53.0627 | 56.6003 | 61.7566 | 66.9346 | 71.301 | 74.2431 | 75.8058 | 76.5602 | 76.9958 | 76.618 | 75.3443 | 72.8684 | 69.282 | 66.0573 | 63.1542 | 60.877 | 59.1525 | 0.10224 | 0.098924 | 0.10278 | 0.095758 | 0.095147 | 0.094613 | 0.10958 | 0.10709 | 0.12319 | 0.12229 | 0.11219 | 0.10848 | 0.1078 | 0.11375 | 0.10903 | 0.10241 | 0.098039 | 0.092391 | 0.086614 | 0.10267 | 0.10749 | 0.10818 | 0.092393 | 0.096204
Portfolio Adjusted1-in-10AllAll2020April Monthly Peak | Portfolio Adjusted | 1-in-10 | All | All | 2020 | April Monthly Peak | 4 | 6.0314 | 5.8156 | 5.6401 | 5.5928 | 5.8634 | 6.6504 | 7.5399 | 8.3735 | 9.3791 | 10.1661 | 10.8533 | 11.2472 | 11.446 | 11.7068 | 11.6572 | 11.2504 | 10.6008 | 9.734 | 8.9733 | 8.842 | 8.538 | 7.9013 | 7.1353 | 6.5881 | -0.011325 | -0.018124 | -0.011543 | -0.026617 | -0.036128 | -0.031122 | -0.03105 | -0.037956 | -0.03945 | -0.049844 | -0.031132 | -0.032151 | -0.014115 | 0.026915 | 0.24799 | 0.24987 | 0.24928 | 0.22242 | 0.052804 | 0.027872 | 0.018093 | 0.025953 | 0.021663 | 0.017335 | 68.4125 | 66.9409 | 65.2929 | 63.9452 | 62.8093 | 61.8326 | 61.2512 | 61.2629 | 64.5242 | 70.5641 | 76.6506 | 81.9356 | 85.2088 | 87.1089 | 87.9535 | 88.4937 | 88.3891 | 87.7542 | 85.8959 | 82.5463 | 78.1337 | 74.2504 | 71.5779 | 69.8892 | 0.096065 | 0.092998 | 0.09647 | 0.089998 | 0.089412 | 0.089226 | 0.10401 | 0.10303 | 0.12014 | 0.12092 | 0.11175 | 0.10846 | 0.10822 | 0.11425 | 0.10956 | 0.10273 | 0.098114 | 0.092067 | 0.085802 | 0.10033 | 0.10398 | 0.10368 | 0.088025 | 0.090994
Portfolio Adjusted1-in-10AllAll2020May Monthly Peak | Portfolio Adjusted | 1-in-10 | All | All | 2020 | May Monthly Peak | 5 | 6.2261 | 6.0111 | 5.814 | 5.7751 | 6.0669 | 6.8426 | 7.6313 | 8.7524 | 9.964 | 10.8972 | 11.6588 | 12.0588 | 12.2056 | 12.4199 | 12.3367 | 11.8643 | 11.1802 | 10.2515 | 9.3995 | 9.024 | 8.862 | 8.1987 | 7.414 | 6.8463 | -0.016147 | -0.023253 | -0.015261 | -0.027991 | -0.03841 | -0.034546 | -0.037625 | -0.041119 | -0.043659 | -0.053648 | -0.037851 | -0.041005 | -0.022581 | 0.019128 | 0.25477 | 0.2589 | 0.25508 | 0.22999 | 0.055341 | 0.025794 | 0.015063 | 0.024258 | 0.020395 | 0.016784 | 70.9974 | 69.5263 | 68.1112 | 66.9819 | 65.9188 | 65.0322 | 64.6109 | 64.9973 | 68.5109 | 74.2319 | 79.9391 | 84.1163 | 87.1781 | 89.2132 | 90.7244 | 91.4445 | 91.3328 | 90.467 | 88.6795 | 86.1714 | 82.5552 | 78.5548 | 75.6042 | 73.0188 | 0.098254 | 0.095359 | 0.098635 | 0.092558 | 0.092187 | 0.09186 | 0.10584 | 0.10658 | 0.12608 | 0.12757 | 0.11773 | 0.11358 | 0.1125 | 0.11814 | 0.11267 | 0.10476 | 0.099624 | 0.093476 | 0.087112 | 0.10158 | 0.10561 | 0.10566 | 0.090227 | 0.093522
Portfolio Adjusted1-in-10AllAll2020June Monthly Peak | Portfolio Adjusted | 1-in-10 | All | All | 2020 | June Monthly Peak | 6 | 6.5534 | 6.3181 | 6.1172 | 6.0737 | 6.3631 | 7.1063 | 7.9236 | 9.0654 | 10.2548 | 11.2171 | 12.0136 | 12.3807 | 12.4748 | 12.6791 | 12.6194 | 12.2374 | 11.5867 | 10.6544 | 9.7946 | 9.2948 | 9.151 | 8.547 | 7.7357 | 7.1559 | -0.01671 | -0.02409 | -0.015876 | -0.028636 | -0.039744 | -0.035769 | -0.039769 | -0.041612 | -0.044641 | -0.053984 | -0.039197 | -0.042697 | -0.024369 | 0.01639 | 0.25728 | 0.26447 | 0.26031 | 0.23623 | 0.055638 | 0.025088 | 0.014762 | 0.024827 | 0.0213 | 0.017963 | 72.7215 | 71.3789 | 70.3164 | 69.1669 | 68.1913 | 66.9434 | 66.368 | 67.2832 | 70.992 | 76.1083 | 81.1752 | 84.9758 | 87.5284 | 89.266 | 90.6357 | 91.2806 | 91.7688 | 91.2498 | 90.1084 | 88.0513 | 84.5753 | 80.6711 | 78.0834 | 76.2064 | 0.10292 | 0.099861 | 0.10351 | 0.097059 | 0.096233 | 0.095307 | 0.10895 | 0.10856 | 0.12747 | 0.12895 | 0.11872 | 0.11325 | 0.1109 | 0.1163 | 0.1113 | 0.1046 | 0.099893 | 0.093892 | 0.088024 | 0.10247 | 0.10763 | 0.10829 | 0.092802 | 0.096662
Portfolio Adjusted1-in-10AllAll2020July Monthly Peak | Portfolio Adjusted | 1-in-10 | All | All | 2020 | July Monthly Peak | 7 | 6.7985 | 6.5356 | 6.34 | 6.309 | 6.617 | 7.4496 | 8.3127 | 9.4318 | 10.6095 | 11.5782 | 12.3426 | 12.6771 | 12.743 | 12.9127 | 12.828 | 12.4852 | 11.8798 | 10.9508 | 10.0843 | 9.5691 | 9.4282 | 8.807 | 7.9732 | 7.3748 | -0.020982 | -0.029425 | -0.019653 | -0.028581 | -0.040507 | -0.038647 | -0.048209 | -0.042887 | -0.045123 | -0.054033 | -0.045833 | -0.052076 | -0.033836 | 0.0045775 | 0.25159 | 0.26368 | 0.25712 | 0.23636 | 0.057093 | 0.021453 | 0.0092471 | 0.021664 | 0.018847 | 0.01672 | 74.8218 | 73.8036 | 72.8187 | 71.948 | 71.1929 | 70.4593 | 69.9414 | 70.2379 | 73.3982 | 78.2329 | 82.9081 | 86.4699 | 88.8822 | 90.6079 | 91.8365 | 92.2331 | 92.5362 | 91.7112 | 90.0479 | 87.7826 | 84.8414 | 81.8096 | 79.6683 | 78.1961 | 0.10624 | 0.10263 | 0.10674 | 0.10069 | 0.1 | 0.099348 | 0.11262 | 0.11073 | 0.12862 | 0.12942 | 0.1182 | 0.11254 | 0.11019 | 0.11535 | 0.11034 | 0.10413 | 0.09972 | 0.094076 | 0.088573 | 0.10419 | 0.1098 | 0.11055 | 0.094821 | 0.098948
Portfolio Adjusted1-in-10AllAll2020August Monthly Peak | Portfolio Adjusted | 1-in-10 | All | All | 2020 | August Monthly Peak | 8 | 6.8303 | 6.5725 | 6.376 | 6.3398 | 6.659 | 7.5702 | 8.5467 | 9.6518 | 10.9666 | 12.0452 | 12.9246 | 13.3328 | 13.4265 | 13.6187 | 13.5107 | 13.0475 | 12.3048 | 11.2645 | 10.2927 | 9.8993 | 9.6494 | 8.8978 | 8.0487 | 7.4393 | -0.028808 | -0.037624 | -0.025509 | -0.030595 | -0.043 | -0.043241 | -0.057692 | -0.047124 | -0.04877 | -0.057712 | -0.05436 | -0.063715 | -0.044632 | -0.0055005 | 0.25738 | 0.27173 | 0.25991 | 0.23997 | 0.061109 | 0.019542 | 0.0049288 | 0.018322 | 0.015499 | 0.014096 | 75.9764 | 75.0092 | 73.9375 | 73.1084 | 72.3327 | 71.69 | 71.1623 | 71.1555 | 73.8543 | 78.5813 | 83.0234 | 87.2429 | 90.4508 | 92.6416 | 93.8515 | 94.278 | 93.9962 | 93.1451 | 91.9727 | 89.4708 | 85.6354 | 82.5336 | 80.5207 | 78.7873 | 0.10882 | 0.1051 | 0.10901 | 0.10255 | 0.10209 | 0.10211 | 0.11674 | 0.11563 | 0.13585 | 0.13744 | 0.12588 | 0.12035 | 0.11775 | 0.12319 | 0.11701 | 0.10881 | 0.10314 | 0.097093 | 0.091228 | 0.1085 | 0.11359 | 0.11328 | 0.09713 | 0.10107
Portfolio Adjusted1-in-10AllAll2020September Monthly Peak | Portfolio Adjusted | 1-in-10 | All | All | 2020 | September Monthly Peak | 9 | 6.874 | 6.6226 | 6.409 | 6.3978 | 6.7366 | 7.7033 | 8.8955 | 9.9702 | 11.4453 | 12.5941 | 13.4937 | 13.8944 | 13.9953 | 14.2028 | 14.0692 | 13.5178 | 12.6981 | 11.5744 | 10.6088 | 10.4063 | 9.7971 | 8.997 | 8.1302 | 7.5019 | -0.031524 | -0.041921 | -0.028266 | -0.029188 | -0.042214 | -0.045077 | -0.067157 | -0.049245 | -0.051311 | -0.061949 | -0.066088 | -0.07974 | -0.059059 | -0.021174 | 0.25452 | 0.27399 | 0.25763 | 0.23909 | 0.064269 | 0.016201 | -0.0012499 | 0.015387 | 0.0132 | 0.013023 | 77.2226 | 76.0051 | 74.8042 | 74.0261 | 73.0263 | 72.0832 | 71.502 | 71.4172 | 73.6581 | 78.4773 | 83.7835 | 88.8108 | 92.7118 | 95.2472 | 95.9722 | 96.3656 | 96.1833 | 95.2392 | 93.5591 | 90.6279 | 86.5396 | 83.124 | 80.7528 | 78.9321 | 0.11274 | 0.109 | 0.11294 | 0.10715 | 0.10694 | 0.10713 | 0.12398 | 0.12344 | 0.14782 | 0.15031 | 0.13736 | 0.13081 | 0.12748 | 0.13276 | 0.12475 | 0.1142 | 0.10695 | 0.10078 | 0.095175 | 0.11659 | 0.12037 | 0.11962 | 0.1021 | 0.10576
Portfolio Adjusted1-in-10AllAll2020October Monthly Peak | Portfolio Adjusted | 1-in-10 | All | All | 2020 | October Monthly Peak | 10 | 6.024 | 5.8278 | 5.6426 | 5.6244 | 5.9109 | 6.746 | 7.8921 | 8.6507 | 9.6464 | 10.5338 | 11.3012 | 11.758 | 11.9938 | 12.2349 | 12.1538 | 11.6871 | 10.9826 | 10.1802 | 9.5857 | 9.1582 | 8.5716 | 7.9046 | 7.1504 | 6.6197 | -0.016353 | -0.023612 | -0.015515 | -0.026183 | -0.036235 | -0.033812 | -0.03981 | -0.039839 | -0.040854 | -0.050682 | -0.038211 | -0.042569 | -0.025017 | 0.013188 | 0.24479 | 0.25008 | 0.24484 | 0.22472 | 0.054982 | 0.023752 | 0.012195 | 0.021731 | 0.018142 | 0.015317 | 72.9196 | 71.986 | 71.021 | 69.704 | 68.712 | 67.8702 | 67.4763 | 67.1367 | 68.0279 | 72.2206 | 77.375 | 82.1527 | 85.5693 | 87.9597 | 89.1216 | 89.4795 | 88.8115 | 87.1281 | 84.4997 | 81.3893 | 78.3022 | 76.0844 | 74.3784 | 72.935 | 0.093629 | 0.091162 | 0.094202 | 0.088982 | 0.088851 | 0.089607 | 0.10599 | 0.10441 | 0.12135 | 0.12259 | 0.11278 | 0.10915 | 0.10888 | 0.11453 | 0.1095 | 0.10245 | 0.097901 | 0.093065 | 0.086749 | 0.099839 | 0.10183 | 0.10116 | 0.086037 | 0.08947
Portfolio Adjusted1-in-10AllAll2020November Monthly Peak | Portfolio Adjusted | 1-in-10 | All | All | 2020 | November Monthly Peak | 11 | 5.8112 | 5.6473 | 5.4996 | 5.4879 | 5.7852 | 6.5899 | 7.436 | 8.1352 | 8.9493 | 9.5399 | 10.0323 | 10.2901 | 10.3637 | 10.4924 | 10.343 | 9.8577 | 9.3754 | 9.2204 | 8.65 | 8.1973 | 7.7854 | 7.2814 | 6.6489 | 6.2112 | 8.8646e-05 | -0.0042736 | -0.0018067 | -0.029351 | -0.037694 | -0.026759 | -0.0095809 | -0.035772 | -0.03652 | -0.047674 | -0.0099901 | -0.0015917 | 0.016479 | 0.061721 | 0.25168 | 0.23795 | 0.25127 | 0.2307 | 0.050508 | 0.03856 | 0.032973 | 0.034308 | 0.028067 | 0.020272 | 60.7957 | 59.4638 | 58.4468 | 57.1769 | 56.2945 | 55.6818 | 55.227 | 55.2206 | 57.5517 | 62.0585 | 67.4309 | 71.6687 | 74.3654 | 76.0381 | 77.0907 | 77.2363 | 76.2112 | 73.9313 | 71.2566 | 68.279 | 66.1006 | 64.516 | 62.9212 | 61.8597 | 0.10042 | 0.097641 | 0.10127 | 0.095216 | 0.095051 | 0.095076 | 0.10979 | 0.10748 | 0.12452 | 0.12408 | 0.1135 | 0.10946 | 0.10857 | 0.11399 | 0.1089 | 0.10175 | 0.097643 | 0.093303 | 0.087225 | 0.10139 | 0.10445 | 0.10494 | 0.089385 | 0.093356
Portfolio Adjusted1-in-10AllAll2020December Monthly Peak | Portfolio Adjusted | 1-in-10 | All | All | 2020 | December Monthly Peak | 12 | 5.9617 | 5.7963 | 5.6726 | 5.6936 | 6.0237 | 6.8691 | 8.0125 | 8.6167 | 9.2782 | 9.5645 | 9.6524 | 9.4831 | 9.2107 | 9.0468 | 8.7497 | 8.3639 | 8.2494 | 8.4539 | 8.0999 | 7.8722 | 7.5546 | 7.1616 | 6.6688 | 6.3041 | 0.00077527 | -0.0036491 | -0.001373 | -0.029488 | -0.038127 | -0.026924 | -0.0094829 | -0.03613 | -0.036504 | -0.04623 | -0.0092522 | -0.0012819 | 0.015001 | 0.054881 | 0.21668 | 0.20537 | 0.22392 | 0.21266 | 0.04772 | 0.037317 | 0.032207 | 0.033368 | 0.027958 | 0.020398 | 42.1549 | 41.4923 | 41.0381 | 40.602 | 40.1252 | 39.4194 | 39.4057 | 39.3481 | 40.0884 | 42.5653 | 45.1886 | 47.5246 | 48.9968 | 49.6015 | 49.9581 | 49.9861 | 49.3454 | 47.8718 | 46.1896 | 45.0621 | 44.1296 | 43.1993 | 42.697 | 42.249 | 0.10087 | 0.097812 | 0.10183 | 0.096551 | 0.096666 | 0.097088 | 0.11332 | 0.1098 | 0.12493 | 0.12185 | 0.10897 | 0.10318 | 0.10175 | 0.10645 | 0.10279 | 0.098511 | 0.096476 | 0.092312 | 0.086502 | 0.099416 | 0.10219 | 0.10212 | 0.088274 | 0.092488
Portfolio Adjusted1-in-10AllAll2020Typical Event Day | Portfolio Adjusted | 1-in-10 | All | All | 2020 | Typical Event Day | 8 | 6.786 | 6.5316 | 6.3377 | 6.3029 | 6.6206 | 7.5215 | 8.4838 | 9.5579 | 10.8342 | 11.8844 | 12.7417 | 13.1419 | 13.2335 | 13.4274 | 13.3232 | 12.8715 | 12.1435 | 11.1204 | 10.171 | 9.7883 | 9.555 | 8.8215 | 7.9834 | 7.3834 | -0.024425 | -0.033169 | -0.022293 | -0.029315 | -0.0415 | -0.040793 | -0.053143 | -0.045182 | -0.047267 | -0.056677 | -0.050949 | -0.059066 | -0.039905 | -0.00050954 | 0.25748 | 0.27011 | 0.25984 | 0.23832 | 0.059196 | 0.020711 | 0.0071168 | 0.020059 | 0.017286 | 0.01547 | 75.1856 | 74.0492 | 72.9692 | 72.0624 | 71.1858 | 70.294 | 69.7434 | 70.0235 | 72.9756 | 77.85 | 82.7225 | 86.8748 | 89.8933 | 91.9407 | 93.074 | 93.5393 | 93.6211 | 92.8364 | 91.422 | 88.9831 | 85.3979 | 82.0346 | 79.7563 | 78.0304 | 0.10743 | 0.10383 | 0.10783 | 0.10158 | 0.10111 | 0.10098 | 0.11548 | 0.11413 | 0.13399 | 0.1355 | 0.12408 | 0.11864 | 0.11608 | 0.12153 | 0.11554 | 0.10758 | 0.10206 | 0.096046 | 0.090157 | 0.1072 | 0.11234 | 0.11209 | 0.096147 | 0.10009
Portfolio Adjusted1-in-10AllAll2021January Monthly Peak | Portfolio Adjusted | 1-in-10 | All | All | 2021 | January Monthly Peak | 1 | 6.1717 | 5.9994 | 5.8699 | 5.9037 | 6.2621 | 7.2048 | 8.5746 | 9.3146 | 10.0378 | 10.292 | 10.3473 | 10.134 | 9.8385 | 9.6739 | 9.3332 | 8.8856 | 8.5838 | 8.8175 | 8.5361 | 8.3215 | 7.9737 | 7.5417 | 7.0019 | 6.6176 | 0.00055559 | -0.0041049 | -0.0015796 | -0.030873 | -0.039905 | -0.028516 | -0.010238 | -0.039662 | -0.039828 | -0.050448 | -0.0099496 | -0.0013061 | 0.016585 | 0.060297 | 0.23311 | 0.21988 | 0.23622 | 0.2238 | 0.051572 | 0.040442 | 0.034765 | 0.035869 | 0.030046 | 0.02181 | 39.3658 | 38.8646 | 38.2565 | 37.4931 | 37.0096 | 36.5622 | 36.0392 | 35.7559 | 36.3804 | 39.2567 | 42.1683 | 44.5036 | 46.1851 | 47.3634 | 48.3635 | 48.5779 | 48.269 | 47.2306 | 45.4392 | 44.2607 | 43.2515 | 42.7427 | 42.1253 | 41.4554 | 0.1056 | 0.10209 | 0.10626 | 0.10123 | 0.1014 | 0.10298 | 0.12259 | 0.12011 | 0.13669 | 0.13291 | 0.11875 | 0.11232 | 0.11093 | 0.11616 | 0.11174 | 0.10652 | 0.10365 | 0.099033 | 0.093058 | 0.10743 | 0.11017 | 0.10967 | 0.094831 | 0.098875
Portfolio Adjusted1-in-10AllAll2021February Monthly Peak | Portfolio Adjusted | 1-in-10 | All | All | 2021 | February Monthly Peak | 2 | 5.8564 | 5.6985 | 5.5624 | 5.586 | 5.9109 | 6.7605 | 7.8976 | 8.5055 | 9.1571 | 9.4814 | 9.6837 | 9.676 | 9.5719 | 9.5636 | 9.3493 | 8.9475 | 8.5609 | 8.5049 | 8.3535 | 8.0311 | 7.6818 | 7.2439 | 6.6854 | 6.2974 | 0.00033377 | -0.0040413 | -0.0016029 | -0.02936 | -0.037911 | -0.026885 | -0.0096547 | -0.036536 | -0.036687 | -0.046708 | -0.0095537 | -0.0014259 | 0.015586 | 0.058261 | 0.23119 | 0.21926 | 0.23294 | 0.21578 | 0.049083 | 0.038053 | 0.032941 | 0.034278 | 0.028613 | 0.020859 | 46.8112 | 46.4046 | 46.0781 | 45.582 | 45.3208 | 44.7574 | 44.2007 | 44.3632 | 45.5591 | 48.9602 | 52.1442 | 54.9037 | 56.6561 | 57.6747 | 58.3224 | 58.5742 | 57.9104 | 56.9147 | 54.8588 | 52.7479 | 51.2412 | 49.9013 | 48.8097 | 47.5367 | 0.10032 | 0.097321 | 0.10106 | 0.095714 | 0.095757 | 0.096577 | 0.1139 | 0.11029 | 0.12492 | 0.12213 | 0.10997 | 0.10493 | 0.1038 | 0.10895 | 0.10453 | 0.099037 | 0.09583 | 0.091807 | 0.08637 | 0.10042 | 0.10367 | 0.10414 | 0.08984 | 0.094313
Portfolio Adjusted1-in-10AllAll2021March Monthly Peak | Portfolio Adjusted | 1-in-10 | All | All | 2021 | March Monthly Peak | 3 | 5.9387 | 5.7383 | 5.579 | 5.5433 | 5.8229 | 6.6041 | 7.5909 | 8.241 | 8.9748 | 9.5071 | 9.9847 | 10.2236 | 10.3095 | 10.4988 | 10.419 | 10.0544 | 9.5067 | 8.8542 | 8.4116 | 8.3965 | 8.078 | 7.5635 | 6.8909 | 6.411 | 5.616e-05 | -0.0042868 | -0.0018248 | -0.029523 | -0.037888 | -0.026409 | -0.0095419 | -0.035636 | -0.036842 | -0.047309 | -0.010189 | -0.0017299 | 0.016176 | 0.062825 | 0.25567 | 0.24451 | 0.25593 | 0.22375 | 0.049582 | 0.039051 | 0.03438 | 0.035732 | 0.029438 | 0.021263 | 57.8141 | 56.5107 | 55.6764 | 54.9336 | 54.0703 | 53.1025 | 52.4962 | 53.0627 | 56.6003 | 61.7566 | 66.9346 | 71.301 | 74.2431 | 75.8058 | 76.5602 | 76.9958 | 76.618 | 75.3443 | 72.8684 | 69.282 | 66.0573 | 63.1542 | 60.877 | 59.1525 | 0.10224 | 0.098924 | 0.10278 | 0.095758 | 0.095147 | 0.094613 | 0.10958 | 0.10709 | 0.12319 | 0.12229 | 0.11219 | 0.10848 | 0.1078 | 0.11375 | 0.10903 | 0.10241 | 0.098039 | 0.092391 | 0.086614 | 0.10267 | 0.10749 | 0.10818 | 0.092393 | 0.096204
Portfolio Adjusted1-in-10AllAll2021April Monthly Peak | Portfolio Adjusted | 1-in-10 | All | All | 2021 | April Monthly Peak | 4 | 6.0314 | 5.8156 | 5.6401 | 5.5928 | 5.8634 | 6.6504 | 7.5399 | 8.3735 | 9.3791 | 10.1661 | 10.8533 | 11.2472 | 11.446 | 11.7068 | 11.6572 | 11.2504 | 10.6008 | 9.734 | 8.9733 | 8.842 | 8.538 | 7.9013 | 7.1353 | 6.5881 | -0.011325 | -0.018124 | -0.011543 | -0.026617 | -0.036128 | -0.031122 | -0.03105 | -0.037956 | -0.03945 | -0.049844 | -0.031132 | -0.032151 | -0.014115 | 0.026915 | 0.24799 | 0.24987 | 0.24928 | 0.22242 | 0.052804 | 0.027872 | 0.018093 | 0.025953 | 0.021663 | 0.017335 | 68.4125 | 66.9409 | 65.2929 | 63.9452 | 62.8093 | 61.8326 | 61.2512 | 61.2629 | 64.5242 | 70.5641 | 76.6506 | 81.9356 | 85.2088 | 87.1089 | 87.9535 | 88.4937 | 88.3891 | 87.7542 | 85.8959 | 82.5463 | 78.1337 | 74.2504 | 71.5779 | 69.8892 | 0.096065 | 0.092998 | 0.09647 | 0.089998 | 0.089412 | 0.089226 | 0.10401 | 0.10303 | 0.12014 | 0.12092 | 0.11175 | 0.10846 | 0.10822 | 0.11425 | 0.10956 | 0.10273 | 0.098114 | 0.092067 | 0.085802 | 0.10033 | 0.10398 | 0.10368 | 0.088025 | 0.090994
Portfolio Adjusted1-in-10AllAll2021May Monthly Peak | Portfolio Adjusted | 1-in-10 | All | All | 2021 | May Monthly Peak | 5 | 6.2261 | 6.0111 | 5.814 | 5.7751 | 6.0669 | 6.8426 | 7.6313 | 8.7524 | 9.964 | 10.8972 | 11.6588 | 12.0588 | 12.2056 | 12.4199 | 12.3367 | 11.8643 | 11.1802 | 10.2515 | 9.3995 | 9.024 | 8.862 | 8.1987 | 7.414 | 6.8463 | -0.016147 | -0.023253 | -0.015261 | -0.027991 | -0.03841 | -0.034546 | -0.037625 | -0.041119 | -0.043659 | -0.053648 | -0.037851 | -0.041005 | -0.022581 | 0.019128 | 0.25477 | 0.2589 | 0.25508 | 0.22999 | 0.055341 | 0.025794 | 0.015063 | 0.024258 | 0.020395 | 0.016784 | 70.9974 | 69.5263 | 68.1112 | 66.9819 | 65.9188 | 65.0322 | 64.6109 | 64.9973 | 68.5109 | 74.2319 | 79.9391 | 84.1163 | 87.1781 | 89.2132 | 90.7244 | 91.4445 | 91.3328 | 90.467 | 88.6795 | 86.1714 | 82.5551 | 78.5548 | 75.6042 | 73.0189 | 0.098254 | 0.095359 | 0.098635 | 0.092558 | 0.092187 | 0.09186 | 0.10584 | 0.10658 | 0.12608 | 0.12757 | 0.11773 | 0.11358 | 0.1125 | 0.11814 | 0.11267 | 0.10476 | 0.099624 | 0.093476 | 0.087112 | 0.10158 | 0.10561 | 0.10566 | 0.090227 | 0.093522
Portfolio Adjusted1-in-10AllAll2021June Monthly Peak | Portfolio Adjusted | 1-in-10 | All | All | 2021 | June Monthly Peak | 6 | 6.5534 | 6.3181 | 6.1172 | 6.0737 | 6.3631 | 7.1063 | 7.9236 | 9.0654 | 10.2548 | 11.2171 | 12.0136 | 12.3807 | 12.4748 | 12.6791 | 12.6194 | 12.2374 | 11.5867 | 10.6544 | 9.7946 | 9.2948 | 9.151 | 8.547 | 7.7357 | 7.1559 | -0.01671 | -0.02409 | -0.015876 | -0.028636 | -0.039744 | -0.035769 | -0.039769 | -0.041612 | -0.044641 | -0.053984 | -0.039197 | -0.042697 | -0.024369 | 0.01639 | 0.25728 | 0.26447 | 0.26031 | 0.23623 | 0.055638 | 0.025088 | 0.014762 | 0.024827 | 0.0213 | 0.017963 | 72.7215 | 71.3789 | 70.3164 | 69.1669 | 68.1913 | 66.9434 | 66.368 | 67.2832 | 70.992 | 76.1083 | 81.1752 | 84.9758 | 87.5284 | 89.266 | 90.6357 | 91.2806 | 91.7688 | 91.2498 | 90.1084 | 88.0513 | 84.5753 | 80.6711 | 78.0834 | 76.2064 | 0.10292 | 0.099861 | 0.10351 | 0.097058 | 0.096233 | 0.095307 | 0.10895 | 0.10856 | 0.12747 | 0.12895 | 0.11872 | 0.11325 | 0.1109 | 0.1163 | 0.1113 | 0.1046 | 0.099893 | 0.093892 | 0.088024 | 0.10247 | 0.10763 | 0.10829 | 0.092802 | 0.096662
Portfolio Adjusted1-in-10AllAll2021July Monthly Peak | Portfolio Adjusted | 1-in-10 | All | All | 2021 | July Monthly Peak | 7 | 6.7985 | 6.5356 | 6.34 | 6.309 | 6.617 | 7.4496 | 8.3127 | 9.4318 | 10.6095 | 11.5782 | 12.3426 | 12.6771 | 12.743 | 12.9127 | 12.828 | 12.4852 | 11.8798 | 10.9508 | 10.0843 | 9.5691 | 9.4282 | 8.807 | 7.9732 | 7.3748 | -0.020982 | -0.029425 | -0.019653 | -0.028581 | -0.040507 | -0.038647 | -0.048209 | -0.042887 | -0.045123 | -0.054033 | -0.045833 | -0.052076 | -0.033836 | 0.0045775 | 0.25159 | 0.26368 | 0.25712 | 0.23636 | 0.057093 | 0.021453 | 0.0092471 | 0.021664 | 0.018847 | 0.01672 | 74.8218 | 73.8036 | 72.8187 | 71.948 | 71.1929 | 70.4593 | 69.9414 | 70.2379 | 73.3982 | 78.2329 | 82.9081 | 86.4699 | 88.8822 | 90.6079 | 91.8365 | 92.2331 | 92.5362 | 91.7112 | 90.0479 | 87.7826 | 84.8414 | 81.8096 | 79.6683 | 78.1961 | 0.10624 | 0.10263 | 0.10674 | 0.10069 | 0.1 | 0.099348 | 0.11262 | 0.11073 | 0.12862 | 0.12942 | 0.1182 | 0.11254 | 0.11019 | 0.11535 | 0.11034 | 0.10413 | 0.09972 | 0.094076 | 0.088573 | 0.10419 | 0.1098 | 0.11055 | 0.094821 | 0.098948
Portfolio Adjusted1-in-10AllAll2021August Monthly Peak | Portfolio Adjusted | 1-in-10 | All | All | 2021 | August Monthly Peak | 8 | 6.8303 | 6.5725 | 6.376 | 6.3398 | 6.659 | 7.5702 | 8.5467 | 9.6518 | 10.9666 | 12.0452 | 12.9246 | 13.3328 | 13.4265 | 13.6187 | 13.5107 | 13.0475 | 12.3048 | 11.2645 | 10.2927 | 9.8993 | 9.6494 | 8.8978 | 8.0487 | 7.4393 | -0.028808 | -0.037624 | -0.025509 | -0.030595 | -0.043 | -0.043241 | -0.057692 | -0.047124 | -0.04877 | -0.057712 | -0.05436 | -0.063715 | -0.044632 | -0.0055005 | 0.25738 | 0.27173 | 0.25991 | 0.23997 | 0.061109 | 0.019542 | 0.0049288 | 0.018322 | 0.015499 | 0.014096 | 75.9764 | 75.0092 | 73.9375 | 73.1084 | 72.3327 | 71.69 | 71.1624 | 71.1555 | 73.8543 | 78.5813 | 83.0234 | 87.2429 | 90.4508 | 92.6416 | 93.8515 | 94.278 | 93.9962 | 93.1451 | 91.9727 | 89.4708 | 85.6354 | 82.5336 | 80.5207 | 78.7873 | 0.10882 | 0.1051 | 0.10901 | 0.10255 | 0.10209 | 0.10211 | 0.11674 | 0.11563 | 0.13585 | 0.13744 | 0.12588 | 0.12035 | 0.11775 | 0.12319 | 0.11701 | 0.10881 | 0.10314 | 0.097093 | 0.091228 | 0.1085 | 0.11359 | 0.11328 | 0.09713 | 0.10107
Portfolio Adjusted1-in-10AllAll2021September Monthly Peak | Portfolio Adjusted | 1-in-10 | All | All | 2021 | September Monthly Peak | 9 | 6.874 | 6.6226 | 6.409 | 6.3978 | 6.7366 | 7.7033 | 8.8955 | 9.9702 | 11.4453 | 12.5941 | 13.4937 | 13.8944 | 13.9953 | 14.2028 | 14.0692 | 13.5178 | 12.6981 | 11.5744 | 10.6088 | 10.4063 | 9.7971 | 8.997 | 8.1302 | 7.5019 | -0.031524 | -0.041921 | -0.028266 | -0.029188 | -0.042214 | -0.045077 | -0.067157 | -0.049245 | -0.051311 | -0.061949 | -0.066088 | -0.07974 | -0.059059 | -0.021174 | 0.25452 | 0.27399 | 0.25763 | 0.23909 | 0.064269 | 0.016201 | -0.0012499 | 0.015387 | 0.0132 | 0.013023 | 77.2226 | 76.0051 | 74.8042 | 74.0261 | 73.0263 | 72.0832 | 71.502 | 71.4172 | 73.6581 | 78.4773 | 83.7835 | 88.8108 | 92.7118 | 95.2472 | 95.9722 | 96.3656 | 96.1833 | 95.2392 | 93.5591 | 90.6279 | 86.5396 | 83.1241 | 80.7528 | 78.9321 | 0.11274 | 0.109 | 0.11294 | 0.10715 | 0.10694 | 0.10713 | 0.12398 | 0.12344 | 0.14782 | 0.15031 | 0.13736 | 0.13081 | 0.12748 | 0.13276 | 0.12475 | 0.1142 | 0.10695 | 0.10078 | 0.095175 | 0.11659 | 0.12037 | 0.11962 | 0.1021 | 0.10576
Portfolio Adjusted1-in-10AllAll2021October Monthly Peak | Portfolio Adjusted | 1-in-10 | All | All | 2021 | October Monthly Peak | 10 | 6.024 | 5.8278 | 5.6426 | 5.6244 | 5.9109 | 6.746 | 7.8921 | 8.6507 | 9.6464 | 10.5338 | 11.3012 | 11.758 | 11.9938 | 12.2349 | 12.1538 | 11.6871 | 10.9826 | 10.1802 | 9.5857 | 9.1582 | 8.5716 | 7.9046 | 7.1504 | 6.6197 | -0.016353 | -0.023612 | -0.015515 | -0.026183 | -0.036235 | -0.033812 | -0.03981 | -0.039839 | -0.040854 | -0.050682 | -0.038211 | -0.042569 | -0.025017 | 0.013188 | 0.24479 | 0.25008 | 0.24484 | 0.22472 | 0.054982 | 0.023752 | 0.012195 | 0.021731 | 0.018142 | 0.015317 | 72.9196 | 71.986 | 71.021 | 69.704 | 68.712 | 67.8702 | 67.4763 | 67.1367 | 68.0279 | 72.2206 | 77.375 | 82.1527 | 85.5693 | 87.9597 | 89.1216 | 89.4795 | 88.8115 | 87.1281 | 84.4996 | 81.3893 | 78.3022 | 76.0844 | 74.3783 | 72.935 | 0.093629 | 0.091162 | 0.094202 | 0.088982 | 0.088851 | 0.089607 | 0.10599 | 0.10441 | 0.12135 | 0.12259 | 0.11278 | 0.10915 | 0.10888 | 0.11453 | 0.1095 | 0.10245 | 0.097901 | 0.093065 | 0.086749 | 0.099839 | 0.10183 | 0.10116 | 0.086037 | 0.08947
Portfolio Adjusted1-in-10AllAll2021November Monthly Peak | Portfolio Adjusted | 1-in-10 | All | All | 2021 | November Monthly Peak | 11 | 5.8112 | 5.6473 | 5.4996 | 5.4879 | 5.7852 | 6.5899 | 7.436 | 8.1352 | 8.9493 | 9.5399 | 10.0323 | 10.2901 | 10.3637 | 10.4924 | 10.343 | 9.8577 | 9.3754 | 9.2204 | 8.65 | 8.1973 | 7.7854 | 7.2814 | 6.6489 | 6.2112 | 8.8647e-05 | -0.0042736 | -0.0018067 | -0.029351 | -0.037694 | -0.026759 | -0.0095809 | -0.035772 | -0.03652 | -0.047674 | -0.0099901 | -0.0015917 | 0.016479 | 0.061721 | 0.25168 | 0.23795 | 0.25127 | 0.2307 | 0.050508 | 0.03856 | 0.032973 | 0.034308 | 0.028067 | 0.020272 | 60.7957 | 59.4638 | 58.4468 | 57.1769 | 56.2945 | 55.6818 | 55.227 | 55.2206 | 57.5517 | 62.0585 | 67.4309 | 71.6687 | 74.3654 | 76.0381 | 77.0907 | 77.2363 | 76.2112 | 73.9313 | 71.2566 | 68.279 | 66.1006 | 64.516 | 62.9212 | 61.8597 | 0.10042 | 0.097641 | 0.10127 | 0.095216 | 0.095051 | 0.095076 | 0.10979 | 0.10748 | 0.12452 | 0.12408 | 0.1135 | 0.10946 | 0.10857 | 0.11399 | 0.1089 | 0.10175 | 0.097643 | 0.093303 | 0.087225 | 0.10139 | 0.10445 | 0.10494 | 0.089385 | 0.093356
Portfolio Adjusted1-in-10AllAll2021December Monthly Peak | Portfolio Adjusted | 1-in-10 | All | All | 2021 | December Monthly Peak | 12 | 5.9617 | 5.7963 | 5.6726 | 5.6936 | 6.0237 | 6.8691 | 8.0125 | 8.6167 | 9.2782 | 9.5645 | 9.6524 | 9.4831 | 9.2107 | 9.0468 | 8.7497 | 8.3639 | 8.2494 | 8.4539 | 8.0999 | 7.8722 | 7.5546 | 7.1616 | 6.6688 | 6.3041 | 0.00077527 | -0.0036491 | -0.001373 | -0.029488 | -0.038127 | -0.026924 | -0.0094829 | -0.03613 | -0.036504 | -0.04623 | -0.0092522 | -0.0012819 | 0.015001 | 0.054881 | 0.21668 | 0.20537 | 0.22392 | 0.21266 | 0.04772 | 0.037317 | 0.032207 | 0.033368 | 0.027958 | 0.020398 | 42.1549 | 41.4923 | 41.0381 | 40.602 | 40.1252 | 39.4194 | 39.4057 | 39.3481 | 40.0884 | 42.5653 | 45.1886 | 47.5246 | 48.9968 | 49.6015 | 49.9581 | 49.9861 | 49.3454 | 47.8718 | 46.1896 | 45.0621 | 44.1296 | 43.1993 | 42.697 | 42.249 | 0.10087 | 0.097812 | 0.10183 | 0.096551 | 0.096666 | 0.097088 | 0.11332 | 0.1098 | 0.12493 | 0.12185 | 0.10897 | 0.10318 | 0.10175 | 0.10645 | 0.10279 | 0.098511 | 0.096476 | 0.092312 | 0.086502 | 0.099416 | 0.10219 | 0.10212 | 0.088274 | 0.092488
Portfolio Adjusted1-in-10AllAll2021Typical Event Day | Portfolio Adjusted | 1-in-10 | All | All | 2021 | Typical Event Day | 8 | 6.786 | 6.5316 | 6.3377 | 6.3029 | 6.6206 | 7.5215 | 8.4838 | 9.5579 | 10.8342 | 11.8844 | 12.7417 | 13.1419 | 13.2335 | 13.4274 | 13.3232 | 12.8715 | 12.1435 | 11.1204 | 10.171 | 9.7883 | 9.555 | 8.8215 | 7.9834 | 7.3834 | -0.024425 | -0.033169 | -0.022293 | -0.029315 | -0.0415 | -0.040793 | -0.053143 | -0.045182 | -0.047267 | -0.056677 | -0.050949 | -0.059066 | -0.039905 | -0.00050954 | 0.25748 | 0.27011 | 0.25984 | 0.23832 | 0.059196 | 0.020711 | 0.0071168 | 0.020059 | 0.017286 | 0.01547 | 75.1856 | 74.0492 | 72.9692 | 72.0624 | 71.1858 | 70.294 | 69.7434 | 70.0235 | 72.9756 | 77.85 | 82.7225 | 86.8748 | 89.8933 | 91.9407 | 93.074 | 93.5393 | 93.6211 | 92.8364 | 91.422 | 88.9831 | 85.3979 | 82.0346 | 79.7563 | 78.0304 | 0.10743 | 0.10383 | 0.10783 | 0.10158 | 0.10111 | 0.10098 | 0.11548 | 0.11413 | 0.13399 | 0.1355 | 0.12408 | 0.11864 | 0.11608 | 0.12153 | 0.11554 | 0.10758 | 0.10206 | 0.096046 | 0.090157 | 0.1072 | 0.11234 | 0.11209 | 0.096147 | 0.10009
Portfolio Adjusted1-in-10AllAll2022January Monthly Peak | Portfolio Adjusted | 1-in-10 | All | All | 2022 | January Monthly Peak | 1 | 6.1717 | 5.9994 | 5.8699 | 5.9037 | 6.2621 | 7.2048 | 8.5746 | 9.3146 | 10.0378 | 10.292 | 10.3473 | 10.134 | 9.8385 | 9.6739 | 9.3332 | 8.8856 | 8.5838 | 8.8175 | 8.5361 | 8.3215 | 7.9737 | 7.5417 | 7.0019 | 6.6176 | 0.00055559 | -0.0041049 | -0.0015796 | -0.030873 | -0.039905 | -0.028516 | -0.010238 | -0.039662 | -0.039828 | -0.050448 | -0.0099495 | -0.0013061 | 0.016585 | 0.060297 | 0.23311 | 0.21988 | 0.23622 | 0.2238 | 0.051572 | 0.040442 | 0.034765 | 0.035869 | 0.030046 | 0.02181 | 39.3658 | 38.8646 | 38.2565 | 37.4931 | 37.0096 | 36.5622 | 36.0392 | 35.7559 | 36.3804 | 39.2567 | 42.1683 | 44.5036 | 46.1851 | 47.3634 | 48.3635 | 48.5779 | 48.269 | 47.2306 | 45.4392 | 44.2607 | 43.2515 | 42.7427 | 42.1253 | 41.4554 | 0.1056 | 0.10209 | 0.10626 | 0.10123 | 0.1014 | 0.10298 | 0.12259 | 0.12011 | 0.13669 | 0.13291 | 0.11875 | 0.11232 | 0.11093 | 0.11616 | 0.11174 | 0.10652 | 0.10365 | 0.099033 | 0.093058 | 0.10743 | 0.11017 | 0.10967 | 0.094831 | 0.098875
Portfolio Adjusted1-in-10AllAll2022February Monthly Peak | Portfolio Adjusted | 1-in-10 | All | All | 2022 | February Monthly Peak | 2 | 5.8564 | 5.6985 | 5.5624 | 5.586 | 5.9109 | 6.7605 | 7.8976 | 8.5055 | 9.1571 | 9.4814 | 9.6837 | 9.676 | 9.5719 | 9.5636 | 9.3493 | 8.9475 | 8.5609 | 8.5049 | 8.3535 | 8.0311 | 7.6818 | 7.2439 | 6.6854 | 6.2974 | 0.00033377 | -0.0040413 | -0.0016029 | -0.02936 | -0.037911 | -0.026885 | -0.0096547 | -0.036536 | -0.036687 | -0.046708 | -0.0095537 | -0.0014259 | 0.015586 | 0.058261 | 0.23119 | 0.21926 | 0.23294 | 0.21578 | 0.049083 | 0.038053 | 0.032941 | 0.034278 | 0.028613 | 0.020859 | 46.8112 | 46.4046 | 46.0781 | 45.582 | 45.3208 | 44.7574 | 44.2007 | 44.3633 | 45.5591 | 48.9602 | 52.1442 | 54.9037 | 56.6561 | 57.6747 | 58.3224 | 58.5742 | 57.9104 | 56.9147 | 54.8588 | 52.7479 | 51.2412 | 49.9013 | 48.8097 | 47.5367 | 0.10032 | 0.097321 | 0.10106 | 0.095714 | 0.095757 | 0.096577 | 0.1139 | 0.11029 | 0.12492 | 0.12213 | 0.10997 | 0.10493 | 0.1038 | 0.10895 | 0.10453 | 0.099037 | 0.09583 | 0.091807 | 0.08637 | 0.10042 | 0.10367 | 0.10414 | 0.08984 | 0.094313
Portfolio Adjusted1-in-10AllAll2022March Monthly Peak | Portfolio Adjusted | 1-in-10 | All | All | 2022 | March Monthly Peak | 3 | 5.9387 | 5.7383 | 5.579 | 5.5433 | 5.8229 | 6.6041 | 7.5909 | 8.241 | 8.9748 | 9.5071 | 9.9847 | 10.2236 | 10.3095 | 10.4988 | 10.419 | 10.0544 | 9.5067 | 8.8542 | 8.4116 | 8.3965 | 8.078 | 7.5635 | 6.8909 | 6.411 | 5.6161e-05 | -0.0042868 | -0.0018248 | -0.029523 | -0.037888 | -0.026409 | -0.0095419 | -0.035636 | -0.036842 | -0.047309 | -0.010189 | -0.0017299 | 0.016176 | 0.062825 | 0.25567 | 0.24451 | 0.25593 | 0.22375 | 0.049582 | 0.039051 | 0.03438 | 0.035732 | 0.029438 | 0.021263 | 57.8141 | 56.5107 | 55.6764 | 54.9336 | 54.0703 | 53.1025 | 52.4962 | 53.0627 | 56.6003 | 61.7566 | 66.9346 | 71.3009 | 74.2431 | 75.8058 | 76.5602 | 76.9958 | 76.618 | 75.3443 | 72.8684 | 69.282 | 66.0573 | 63.1542 | 60.877 | 59.1525 | 0.10224 | 0.098924 | 0.10278 | 0.095758 | 0.095147 | 0.094613 | 0.10958 | 0.10709 | 0.12319 | 0.12229 | 0.11219 | 0.10848 | 0.1078 | 0.11375 | 0.10903 | 0.10241 | 0.098039 | 0.092391 | 0.086614 | 0.10267 | 0.10749 | 0.10818 | 0.092393 | 0.096204
Portfolio Adjusted1-in-10AllAll2022April Monthly Peak | Portfolio Adjusted | 1-in-10 | All | All | 2022 | April Monthly Peak | 4 | 6.0314 | 5.8156 | 5.6401 | 5.5928 | 5.8634 | 6.6504 | 7.5399 | 8.3735 | 9.3791 | 10.1661 | 10.8533 | 11.2472 | 11.446 | 11.7068 | 11.6572 | 11.2504 | 10.6008 | 9.734 | 8.9733 | 8.842 | 8.538 | 7.9013 | 7.1353 | 6.5881 | -0.011325 | -0.018124 | -0.011543 | -0.026617 | -0.036128 | -0.031122 | -0.03105 | -0.037956 | -0.03945 | -0.049844 | -0.031132 | -0.032151 | -0.014115 | 0.026915 | 0.24799 | 0.24987 | 0.24928 | 0.22242 | 0.052804 | 0.027872 | 0.018093 | 0.025953 | 0.021663 | 0.017335 | 68.4125 | 66.9409 | 65.2929 | 63.9452 | 62.8093 | 61.8326 | 61.2512 | 61.2629 | 64.5242 | 70.5641 | 76.6506 | 81.9356 | 85.2088 | 87.1089 | 87.9535 | 88.4937 | 88.3891 | 87.7542 | 85.8959 | 82.5463 | 78.1337 | 74.2504 | 71.5779 | 69.8892 | 0.096065 | 0.092998 | 0.09647 | 0.089998 | 0.089412 | 0.089226 | 0.10401 | 0.10303 | 0.12014 | 0.12092 | 0.11175 | 0.10846 | 0.10822 | 0.11425 | 0.10956 | 0.10273 | 0.098114 | 0.092067 | 0.085802 | 0.10033 | 0.10398 | 0.10368 | 0.088025 | 0.090995
Portfolio Adjusted1-in-10AllAll2022May Monthly Peak | Portfolio Adjusted | 1-in-10 | All | All | 2022 | May Monthly Peak | 5 | 6.2261 | 6.0111 | 5.814 | 5.7751 | 6.0669 | 6.8426 | 7.6313 | 8.7524 | 9.964 | 10.8972 | 11.6588 | 12.0588 | 12.2056 | 12.4199 | 12.3367 | 11.8643 | 11.1802 | 10.2515 | 9.3995 | 9.024 | 8.862 | 8.1987 | 7.414 | 6.8463 | -0.016147 | -0.023253 | -0.015261 | -0.027991 | -0.03841 | -0.034546 | -0.037625 | -0.041119 | -0.043659 | -0.053648 | -0.037851 | -0.041005 | -0.022581 | 0.019128 | 0.25477 | 0.2589 | 0.25508 | 0.22999 | 0.055341 | 0.025794 | 0.015063 | 0.024258 | 0.020395 | 0.016784 | 70.9974 | 69.5263 | 68.1112 | 66.9819 | 65.9188 | 65.0322 | 64.6109 | 64.9973 | 68.5109 | 74.2319 | 79.9391 | 84.1163 | 87.1781 | 89.2132 | 90.7244 | 91.4445 | 91.3328 | 90.467 | 88.6795 | 86.1714 | 82.5552 | 78.5548 | 75.6042 | 73.0189 | 0.098254 | 0.095359 | 0.098635 | 0.092558 | 0.092187 | 0.09186 | 0.10584 | 0.10658 | 0.12608 | 0.12757 | 0.11773 | 0.11358 | 0.1125 | 0.11814 | 0.11267 | 0.10476 | 0.099624 | 0.093476 | 0.087112 | 0.10158 | 0.10561 | 0.10566 | 0.090227 | 0.093522
Portfolio Adjusted1-in-10AllAll2022June Monthly Peak | Portfolio Adjusted | 1-in-10 | All | All | 2022 | June Monthly Peak | 6 | 6.5534 | 6.3181 | 6.1172 | 6.0737 | 6.3631 | 7.1063 | 7.9236 | 9.0654 | 10.2548 | 11.2171 | 12.0136 | 12.3807 | 12.4748 | 12.6791 | 12.6194 | 12.2374 | 11.5867 | 10.6544 | 9.7946 | 9.2948 | 9.151 | 8.547 | 7.7357 | 7.1559 | -0.01671 | -0.02409 | -0.015876 | -0.028636 | -0.039744 | -0.035769 | -0.039769 | -0.041612 | -0.044641 | -0.053984 | -0.039197 | -0.042697 | -0.024369 | 0.01639 | 0.25728 | 0.26447 | 0.26031 | 0.23623 | 0.055638 | 0.025088 | 0.014762 | 0.024827 | 0.0213 | 0.017963 | 72.7215 | 71.3789 | 70.3164 | 69.1669 | 68.1913 | 66.9434 | 66.368 | 67.2832 | 70.992 | 76.1083 | 81.1752 | 84.9758 | 87.5284 | 89.266 | 90.6357 | 91.2806 | 91.7688 | 91.2498 | 90.1084 | 88.0513 | 84.5753 | 80.6711 | 78.0834 | 76.2064 | 0.10292 | 0.099861 | 0.10351 | 0.097058 | 0.096233 | 0.095307 | 0.10895 | 0.10856 | 0.12747 | 0.12895 | 0.11872 | 0.11325 | 0.1109 | 0.1163 | 0.1113 | 0.1046 | 0.099893 | 0.093892 | 0.088024 | 0.10247 | 0.10763 | 0.10829 | 0.092802 | 0.096662
Portfolio Adjusted1-in-10AllAll2022July Monthly Peak | Portfolio Adjusted | 1-in-10 | All | All | 2022 | July Monthly Peak | 7 | 6.7985 | 6.5356 | 6.34 | 6.309 | 6.617 | 7.4496 | 8.3127 | 9.4318 | 10.6095 | 11.5782 | 12.3426 | 12.6771 | 12.743 | 12.9127 | 12.828 | 12.4852 | 11.8798 | 10.9508 | 10.0843 | 9.5691 | 9.4282 | 8.807 | 7.9732 | 7.3748 | -0.020982 | -0.029425 | -0.019653 | -0.028581 | -0.040507 | -0.038647 | -0.048209 | -0.042887 | -0.045123 | -0.054033 | -0.045833 | -0.052076 | -0.033836 | 0.0045775 | 0.25159 | 0.26368 | 0.25712 | 0.23636 | 0.057093 | 0.021453 | 0.0092471 | 0.021664 | 0.018847 | 0.01672 | 74.8218 | 73.8036 | 72.8187 | 71.948 | 71.1929 | 70.4593 | 69.9414 | 70.2379 | 73.3982 | 78.2329 | 82.9081 | 86.4699 | 88.8822 | 90.6079 | 91.8365 | 92.2331 | 92.5362 | 91.7112 | 90.0479 | 87.7826 | 84.8414 | 81.8096 | 79.6683 | 78.1961 | 0.10624 | 0.10263 | 0.10674 | 0.10069 | 0.1 | 0.099348 | 0.11262 | 0.11073 | 0.12862 | 0.12942 | 0.1182 | 0.11254 | 0.11019 | 0.11535 | 0.11034 | 0.10413 | 0.09972 | 0.094076 | 0.088573 | 0.10419 | 0.1098 | 0.11055 | 0.094821 | 0.098948
Portfolio Adjusted1-in-10AllAll2022August Monthly Peak | Portfolio Adjusted | 1-in-10 | All | All | 2022 | August Monthly Peak | 8 | 6.8303 | 6.5725 | 6.376 | 6.3398 | 6.659 | 7.5702 | 8.5467 | 9.6518 | 10.9666 | 12.0452 | 12.9246 | 13.3328 | 13.4265 | 13.6187 | 13.5107 | 13.0475 | 12.3048 | 11.2645 | 10.2927 | 9.8993 | 9.6494 | 8.8978 | 8.0487 | 7.4393 | -0.028808 | -0.037624 | -0.025509 | -0.030595 | -0.043 | -0.043241 | -0.057692 | -0.047124 | -0.04877 | -0.057712 | -0.05436 | -0.063715 | -0.044632 | -0.0055005 | 0.25738 | 0.27173 | 0.25991 | 0.23997 | 0.061109 | 0.019542 | 0.0049288 | 0.018322 | 0.015499 | 0.014096 | 75.9764 | 75.0092 | 73.9375 | 73.1084 | 72.3327 | 71.69 | 71.1624 | 71.1555 | 73.8543 | 78.5813 | 83.0234 | 87.2429 | 90.4508 | 92.6416 | 93.8515 | 94.278 | 93.9962 | 93.1451 | 91.9727 | 89.4708 | 85.6354 | 82.5336 | 80.5207 | 78.7873 | 0.10882 | 0.1051 | 0.10901 | 0.10255 | 0.10209 | 0.10211 | 0.11674 | 0.11563 | 0.13585 | 0.13744 | 0.12588 | 0.12035 | 0.11775 | 0.12319 | 0.11701 | 0.10881 | 0.10314 | 0.097093 | 0.091228 | 0.1085 | 0.11359 | 0.11328 | 0.09713 | 0.10107
Portfolio Adjusted1-in-10AllAll2022September Monthly Peak | Portfolio Adjusted | 1-in-10 | All | All | 2022 | September Monthly Peak | 9 | 6.874 | 6.6226 | 6.409 | 6.3978 | 6.7366 | 7.7033 | 8.8955 | 9.9702 | 11.4453 | 12.5941 | 13.4937 | 13.8944 | 13.9953 | 14.2028 | 14.0692 | 13.5178 | 12.6981 | 11.5744 | 10.6088 | 10.4063 | 9.7971 | 8.997 | 8.1302 | 7.5019 | -0.031524 | -0.041921 | -0.028266 | -0.029188 | -0.042214 | -0.045077 | -0.067157 | -0.049245 | -0.051311 | -0.061949 | -0.066088 | -0.07974 | -0.059059 | -0.021174 | 0.25452 | 0.27399 | 0.25763 | 0.23909 | 0.064269 | 0.016201 | -0.0012499 | 0.015387 | 0.0132 | 0.013023 | 77.2226 | 76.0051 | 74.8042 | 74.0261 | 73.0263 | 72.0832 | 71.502 | 71.4172 | 73.6581 | 78.4773 | 83.7835 | 88.8108 | 92.7118 | 95.2472 | 95.9722 | 96.3656 | 96.1833 | 95.2393 | 93.5591 | 90.6279 | 86.5396 | 83.1241 | 80.7528 | 78.9321 | 0.11274 | 0.109 | 0.11294 | 0.10715 | 0.10694 | 0.10713 | 0.12398 | 0.12344 | 0.14782 | 0.15031 | 0.13736 | 0.13081 | 0.12748 | 0.13276 | 0.12475 | 0.1142 | 0.10695 | 0.10078 | 0.095175 | 0.11659 | 0.12037 | 0.11962 | 0.1021 | 0.10576
Portfolio Adjusted1-in-10AllAll2022October Monthly Peak | Portfolio Adjusted | 1-in-10 | All | All | 2022 | October Monthly Peak | 10 | 6.024 | 5.8278 | 5.6426 | 5.6244 | 5.9109 | 6.746 | 7.8921 | 8.6507 | 9.6464 | 10.5338 | 11.3012 | 11.758 | 11.9938 | 12.2349 | 12.1538 | 11.6871 | 10.9826 | 10.1802 | 9.5857 | 9.1582 | 8.5716 | 7.9046 | 7.1504 | 6.6197 | -0.016353 | -0.023612 | -0.015515 | -0.026183 | -0.036235 | -0.033812 | -0.03981 | -0.039839 | -0.040854 | -0.050682 | -0.038211 | -0.042569 | -0.025017 | 0.013188 | 0.24479 | 0.25008 | 0.24484 | 0.22472 | 0.054982 | 0.023752 | 0.012195 | 0.021731 | 0.018142 | 0.015317 | 72.9196 | 71.986 | 71.021 | 69.704 | 68.712 | 67.8702 | 67.4763 | 67.1367 | 68.0279 | 72.2206 | 77.375 | 82.1527 | 85.5693 | 87.9597 | 89.1216 | 89.4795 | 88.8115 | 87.1281 | 84.4996 | 81.3893 | 78.3022 | 76.0844 | 74.3784 | 72.935 | 0.093629 | 0.091162 | 0.094202 | 0.088982 | 0.088851 | 0.089607 | 0.10599 | 0.10441 | 0.12135 | 0.12259 | 0.11278 | 0.10915 | 0.10888 | 0.11453 | 0.1095 | 0.10245 | 0.097901 | 0.093065 | 0.086749 | 0.099839 | 0.10183 | 0.10116 | 0.086037 | 0.08947
Portfolio Adjusted1-in-10AllAll2022November Monthly Peak | Portfolio Adjusted | 1-in-10 | All | All | 2022 | November Monthly Peak | 11 | 5.8112 | 5.6473 | 5.4996 | 5.4879 | 5.7852 | 6.5899 | 7.436 | 8.1352 | 8.9493 | 9.5399 | 10.0323 | 10.2901 | 10.3637 | 10.4924 | 10.343 | 9.8577 | 9.3754 | 9.2204 | 8.65 | 8.1973 | 7.7854 | 7.2814 | 6.6489 | 6.2112 | 8.8644e-05 | -0.0042736 | -0.0018067 | -0.029351 | -0.037694 | -0.026759 | -0.0095809 | -0.035772 | -0.03652 | -0.047674 | -0.0099901 | -0.0015917 | 0.016479 | 0.061721 | 0.25168 | 0.23795 | 0.25127 | 0.2307 | 0.050508 | 0.03856 | 0.032973 | 0.034308 | 0.028067 | 0.020272 | 60.7957 | 59.4638 | 58.4468 | 57.1769 | 56.2945 | 55.6818 | 55.227 | 55.2206 | 57.5517 | 62.0585 | 67.4309 | 71.6687 | 74.3654 | 76.0381 | 77.0907 | 77.2363 | 76.2112 | 73.9313 | 71.2566 | 68.279 | 66.1006 | 64.516 | 62.9212 | 61.8597 | 0.10042 | 0.097641 | 0.10127 | 0.095216 | 0.095051 | 0.095076 | 0.10979 | 0.10748 | 0.12452 | 0.12408 | 0.1135 | 0.10946 | 0.10857 | 0.11399 | 0.1089 | 0.10175 | 0.097643 | 0.093303 | 0.087225 | 0.10139 | 0.10445 | 0.10494 | 0.089385 | 0.093356
Portfolio Adjusted1-in-10AllAll2022December Monthly Peak | Portfolio Adjusted | 1-in-10 | All | All | 2022 | December Monthly Peak | 12 | 5.9617 | 5.7963 | 5.6726 | 5.6936 | 6.0237 | 6.8691 | 8.0125 | 8.6167 | 9.2782 | 9.5645 | 9.6524 | 9.4831 | 9.2107 | 9.0468 | 8.7497 | 8.3639 | 8.2494 | 8.4539 | 8.0999 | 7.8722 | 7.5546 | 7.1616 | 6.6688 | 6.3041 | 0.00077527 | -0.0036491 | -0.001373 | -0.029488 | -0.038127 | -0.026924 | -0.0094829 | -0.03613 | -0.036504 | -0.04623 | -0.0092522 | -0.0012819 | 0.015001 | 0.054881 | 0.21668 | 0.20537 | 0.22392 | 0.21266 | 0.04772 | 0.037317 | 0.032207 | 0.033368 | 0.027958 | 0.020398 | 42.1549 | 41.4923 | 41.0381 | 40.602 | 40.1252 | 39.4194 | 39.4057 | 39.3481 | 40.0884 | 42.5653 | 45.1886 | 47.5246 | 48.9968 | 49.6015 | 49.958 | 49.9861 | 49.3454 | 47.8718 | 46.1896 | 45.0621 | 44.1296 | 43.1993 | 42.697 | 42.249 | 0.10087 | 0.097812 | 0.10183 | 0.096551 | 0.096666 | 0.097088 | 0.11332 | 0.1098 | 0.12493 | 0.12185 | 0.10897 | 0.10318 | 0.10175 | 0.10645 | 0.10279 | 0.098511 | 0.096476 | 0.092312 | 0.086502 | 0.099416 | 0.10219 | 0.10212 | 0.088274 | 0.092488
Portfolio Adjusted1-in-10AllAll2022Typical Event Day | Portfolio Adjusted | 1-in-10 | All | All | 2022 | Typical Event Day | 8 | 6.786 | 6.5316 | 6.3377 | 6.3029 | 6.6206 | 7.5215 | 8.4838 | 9.5579 | 10.8342 | 11.8844 | 12.7417 | 13.1419 | 13.2335 | 13.4274 | 13.3232 | 12.8715 | 12.1435 | 11.1204 | 10.171 | 9.7883 | 9.555 | 8.8215 | 7.9834 | 7.3834 | -0.024425 | -0.033169 | -0.022293 | -0.029315 | -0.0415 | -0.040793 | -0.053143 | -0.045182 | -0.047267 | -0.056677 | -0.050949 | -0.059066 | -0.039905 | -0.00050954 | 0.25748 | 0.27011 | 0.25984 | 0.23832 | 0.059196 | 0.020711 | 0.0071168 | 0.020059 | 0.017286 | 0.01547 | 75.1856 | 74.0492 | 72.9692 | 72.0624 | 71.1858 | 70.294 | 69.7434 | 70.0235 | 72.9756 | 77.85 | 82.7225 | 86.8748 | 89.8933 | 91.9407 | 93.074 | 93.5393 | 93.6211 | 92.8364 | 91.422 | 88.9831 | 85.3979 | 82.0346 | 79.7563 | 78.0305 | 0.10743 | 0.10383 | 0.10783 | 0.10158 | 0.10111 | 0.10098 | 0.11548 | 0.11413 | 0.13399 | 0.1355 | 0.12408 | 0.11864 | 0.11608 | 0.12153 | 0.11554 | 0.10758 | 0.10206 | 0.096046 | 0.090157 | 0.1072 | 0.11234 | 0.11209 | 0.096147 | 0.10009
Portfolio Adjusted1-in-10AllAll2023January Monthly Peak | Portfolio Adjusted | 1-in-10 | All | All | 2023 | January Monthly Peak | 1 | 6.1717 | 5.9994 | 5.8699 | 5.9037 | 6.2621 | 7.2048 | 8.5746 | 9.3146 | 10.0378 | 10.292 | 10.3473 | 10.134 | 9.8385 | 9.6739 | 9.3332 | 8.8856 | 8.5838 | 8.8175 | 8.5361 | 8.3215 | 7.9737 | 7.5417 | 7.0019 | 6.6176 | 0.00055559 | -0.0041049 | -0.0015796 | -0.030873 | -0.039905 | -0.028516 | -0.010238 | -0.039662 | -0.039828 | -0.050448 | -0.0099495 | -0.0013061 | 0.016585 | 0.060297 | 0.23311 | 0.21988 | 0.23622 | 0.2238 | 0.051572 | 0.040442 | 0.034765 | 0.035869 | 0.030046 | 0.02181 | 39.3658 | 38.8646 | 38.2565 | 37.4931 | 37.0096 | 36.5622 | 36.0392 | 35.7559 | 36.3804 | 39.2567 | 42.1683 | 44.5036 | 46.1851 | 47.3634 | 48.3635 | 48.5779 | 48.269 | 47.2306 | 45.4392 | 44.2607 | 43.2515 | 42.7427 | 42.1253 | 41.4554 | 0.1056 | 0.10209 | 0.10626 | 0.10123 | 0.1014 | 0.10298 | 0.12259 | 0.12011 | 0.13669 | 0.13291 | 0.11875 | 0.11232 | 0.11093 | 0.11616 | 0.11174 | 0.10652 | 0.10365 | 0.099033 | 0.093058 | 0.10743 | 0.11017 | 0.10967 | 0.094831 | 0.098875
Portfolio Adjusted1-in-10AllAll2023February Monthly Peak | Portfolio Adjusted | 1-in-10 | All | All | 2023 | February Monthly Peak | 2 | 5.8564 | 5.6985 | 5.5624 | 5.586 | 5.9109 | 6.7605 | 7.8976 | 8.5055 | 9.1571 | 9.4814 | 9.6837 | 9.676 | 9.5719 | 9.5636 | 9.3493 | 8.9475 | 8.5609 | 8.5049 | 8.3535 | 8.0311 | 7.6818 | 7.2439 | 6.6854 | 6.2974 | 0.00033377 | -0.0040413 | -0.0016029 | -0.02936 | -0.037911 | -0.026885 | -0.0096547 | -0.036536 | -0.036687 | -0.046708 | -0.0095537 | -0.0014259 | 0.015586 | 0.058261 | 0.23119 | 0.21926 | 0.23294 | 0.21578 | 0.049083 | 0.038053 | 0.032941 | 0.034278 | 0.028613 | 0.020859 | 46.8112 | 46.4046 | 46.0781 | 45.582 | 45.3208 | 44.7574 | 44.2007 | 44.3632 | 45.5591 | 48.9602 | 52.1442 | 54.9037 | 56.6561 | 57.6746 | 58.3224 | 58.5742 | 57.9104 | 56.9147 | 54.8588 | 52.7479 | 51.2412 | 49.9013 | 48.8097 | 47.5367 | 0.10032 | 0.097321 | 0.10106 | 0.095714 | 0.095757 | 0.096577 | 0.1139 | 0.11029 | 0.12492 | 0.12213 | 0.10997 | 0.10493 | 0.1038 | 0.10895 | 0.10453 | 0.099037 | 0.09583 | 0.091807 | 0.08637 | 0.10042 | 0.10367 | 0.10414 | 0.08984 | 0.094313
Portfolio Adjusted1-in-10AllAll2023March Monthly Peak | Portfolio Adjusted | 1-in-10 | All | All | 2023 | March Monthly Peak | 3 | 5.9387 | 5.7383 | 5.579 | 5.5433 | 5.8229 | 6.6041 | 7.5909 | 8.241 | 8.9748 | 9.5071 | 9.9847 | 10.2236 | 10.3095 | 10.4988 | 10.419 | 10.0544 | 9.5067 | 8.8542 | 8.4116 | 8.3965 | 8.078 | 7.5635 | 6.8909 | 6.411 | 5.6162e-05 | -0.0042868 | -0.0018248 | -0.029523 | -0.037888 | -0.026409 | -0.0095419 | -0.035636 | -0.036842 | -0.047309 | -0.010189 | -0.0017299 | 0.016176 | 0.062825 | 0.25567 | 0.24451 | 0.25593 | 0.22375 | 0.049582 | 0.039051 | 0.03438 | 0.035732 | 0.029438 | 0.021263 | 57.8141 | 56.5107 | 55.6764 | 54.9336 | 54.0703 | 53.1025 | 52.4962 | 53.0627 | 56.6003 | 61.7566 | 66.9346 | 71.301 | 74.2431 | 75.8058 | 76.5602 | 76.9958 | 76.618 | 75.3443 | 72.8684 | 69.282 | 66.0573 | 63.1542 | 60.877 | 59.1525 | 0.10224 | 0.098924 | 0.10278 | 0.095758 | 0.095147 | 0.094613 | 0.10958 | 0.10709 | 0.12319 | 0.12229 | 0.11219 | 0.10848 | 0.1078 | 0.11375 | 0.10903 | 0.10241 | 0.098039 | 0.092391 | 0.086614 | 0.10267 | 0.10749 | 0.10818 | 0.092393 | 0.096204
Portfolio Adjusted1-in-10AllAll2023April Monthly Peak | Portfolio Adjusted | 1-in-10 | All | All | 2023 | April Monthly Peak | 4 | 6.0314 | 5.8156 | 5.6401 | 5.5928 | 5.8634 | 6.6504 | 7.5399 | 8.3735 | 9.3791 | 10.1661 | 10.8533 | 11.2472 | 11.446 | 11.7068 | 11.6572 | 11.2504 | 10.6008 | 9.734 | 8.9733 | 8.842 | 8.538 | 7.9013 | 7.1353 | 6.5881 | -0.011325 | -0.018124 | -0.011543 | -0.026617 | -0.036128 | -0.031122 | -0.03105 | -0.037956 | -0.03945 | -0.049844 | -0.031132 | -0.032151 | -0.014115 | 0.026915 | 0.24799 | 0.24987 | 0.24928 | 0.22242 | 0.052804 | 0.027872 | 0.018093 | 0.025953 | 0.021663 | 0.017335 | 68.4125 | 66.9409 | 65.2929 | 63.9452 | 62.8093 | 61.8326 | 61.2512 | 61.2629 | 64.5242 | 70.5641 | 76.6506 | 81.9356 | 85.2088 | 87.1089 | 87.9535 | 88.4937 | 88.3891 | 87.7542 | 85.8959 | 82.5463 | 78.1337 | 74.2504 | 71.578 | 69.8892 | 0.096065 | 0.092998 | 0.09647 | 0.089998 | 0.089412 | 0.089226 | 0.10401 | 0.10303 | 0.12014 | 0.12092 | 0.11175 | 0.10846 | 0.10822 | 0.11425 | 0.10956 | 0.10273 | 0.098114 | 0.092067 | 0.085802 | 0.10033 | 0.10398 | 0.10368 | 0.088025 | 0.090995
Portfolio Adjusted1-in-10AllAll2023May Monthly Peak | Portfolio Adjusted | 1-in-10 | All | All | 2023 | May Monthly Peak | 5 | 6.2261 | 6.0111 | 5.814 | 5.7751 | 6.0669 | 6.8426 | 7.6313 | 8.7524 | 9.964 | 10.8972 | 11.6588 | 12.0588 | 12.2056 | 12.4199 | 12.3367 | 11.8643 | 11.1802 | 10.2515 | 9.3995 | 9.024 | 8.862 | 8.1987 | 7.414 | 6.8463 | -0.016147 | -0.023253 | -0.015261 | -0.027991 | -0.03841 | -0.034546 | -0.037625 | -0.041119 | -0.043659 | -0.053648 | -0.037851 | -0.041005 | -0.022581 | 0.019128 | 0.25477 | 0.2589 | 0.25508 | 0.22999 | 0.055341 | 0.025794 | 0.015063 | 0.024258 | 0.020395 | 0.016784 | 70.9974 | 69.5263 | 68.1112 | 66.9819 | 65.9188 | 65.0322 | 64.6109 | 64.9973 | 68.5109 | 74.2319 | 79.9391 | 84.1163 | 87.1781 | 89.2132 | 90.7244 | 91.4445 | 91.3328 | 90.467 | 88.6795 | 86.1714 | 82.5551 | 78.5548 | 75.6042 | 73.0189 | 0.098254 | 0.095359 | 0.098635 | 0.092558 | 0.092187 | 0.09186 | 0.10584 | 0.10658 | 0.12608 | 0.12757 | 0.11773 | 0.11358 | 0.1125 | 0.11814 | 0.11267 | 0.10476 | 0.099624 | 0.093476 | 0.087112 | 0.10158 | 0.10561 | 0.10566 | 0.090227 | 0.093522
Portfolio Adjusted1-in-10AllAll2023June Monthly Peak | Portfolio Adjusted | 1-in-10 | All | All | 2023 | June Monthly Peak | 6 | 6.5534 | 6.3181 | 6.1172 | 6.0737 | 6.3631 | 7.1063 | 7.9236 | 9.0654 | 10.2548 | 11.2171 | 12.0136 | 12.3807 | 12.4748 | 12.6791 | 12.6194 | 12.2374 | 11.5867 | 10.6544 | 9.7946 | 9.2948 | 9.151 | 8.547 | 7.7357 | 7.1559 | -0.01671 | -0.02409 | -0.015876 | -0.028636 | -0.039744 | -0.035769 | -0.039769 | -0.041612 | -0.044641 | -0.053984 | -0.039197 | -0.042697 | -0.024369 | 0.01639 | 0.25728 | 0.26447 | 0.26031 | 0.23623 | 0.055638 | 0.025088 | 0.014762 | 0.024827 | 0.0213 | 0.017963 | 72.7215 | 71.3789 | 70.3164 | 69.1669 | 68.1913 | 66.9434 | 66.368 | 67.2832 | 70.992 | 76.1083 | 81.1752 | 84.9758 | 87.5284 | 89.266 | 90.6357 | 91.2806 | 91.7688 | 91.2498 | 90.1084 | 88.0513 | 84.5753 | 80.6711 | 78.0834 | 76.2064 | 0.10292 | 0.099861 | 0.10351 | 0.097058 | 0.096233 | 0.095307 | 0.10895 | 0.10856 | 0.12747 | 0.12895 | 0.11872 | 0.11325 | 0.1109 | 0.1163 | 0.1113 | 0.1046 | 0.099893 | 0.093892 | 0.088024 | 0.10247 | 0.10763 | 0.10829 | 0.092802 | 0.096662
Portfolio Adjusted1-in-10AllAll2023July Monthly Peak | Portfolio Adjusted | 1-in-10 | All | All | 2023 | July Monthly Peak | 7 | 6.7985 | 6.5356 | 6.34 | 6.309 | 6.617 | 7.4496 | 8.3127 | 9.4318 | 10.6095 | 11.5782 | 12.3426 | 12.6771 | 12.743 | 12.9127 | 12.828 | 12.4852 | 11.8798 | 10.9508 | 10.0843 | 9.5691 | 9.4282 | 8.807 | 7.9732 | 7.3748 | -0.020982 | -0.029425 | -0.019653 | -0.028581 | -0.040507 | -0.038647 | -0.048209 | -0.042887 | -0.045123 | -0.054033 | -0.045833 | -0.052076 | -0.033836 | 0.0045775 | 0.25159 | 0.26368 | 0.25712 | 0.23636 | 0.057093 | 0.021453 | 0.0092471 | 0.021664 | 0.018847 | 0.01672 | 74.8218 | 73.8036 | 72.8187 | 71.948 | 71.1929 | 70.4593 | 69.9414 | 70.2379 | 73.3982 | 78.2329 | 82.9081 | 86.4699 | 88.8822 | 90.6079 | 91.8365 | 92.2331 | 92.5362 | 91.7112 | 90.0479 | 87.7826 | 84.8414 | 81.8096 | 79.6683 | 78.1961 | 0.10624 | 0.10263 | 0.10674 | 0.10069 | 0.1 | 0.099348 | 0.11262 | 0.11073 | 0.12862 | 0.12942 | 0.1182 | 0.11254 | 0.11019 | 0.11535 | 0.11034 | 0.10413 | 0.09972 | 0.094076 | 0.088573 | 0.10419 | 0.1098 | 0.11055 | 0.094821 | 0.098948
Portfolio Adjusted1-in-10AllAll2023August Monthly Peak | Portfolio Adjusted | 1-in-10 | All | All | 2023 | August Monthly Peak | 8 | 6.8303 | 6.5725 | 6.376 | 6.3398 | 6.659 | 7.5702 | 8.5467 | 9.6518 | 10.9666 | 12.0452 | 12.9246 | 13.3328 | 13.4265 | 13.6187 | 13.5107 | 13.0475 | 12.3048 | 11.2645 | 10.2927 | 9.8993 | 9.6494 | 8.8978 | 8.0487 | 7.4393 | -0.028808 | -0.037624 | -0.025509 | -0.030595 | -0.043 | -0.043241 | -0.057692 | -0.047124 | -0.04877 | -0.057712 | -0.05436 | -0.063715 | -0.044632 | -0.0055005 | 0.25738 | 0.27173 | 0.25991 | 0.23997 | 0.061109 | 0.019542 | 0.0049288 | 0.018322 | 0.015499 | 0.014096 | 75.9764 | 75.0092 | 73.9375 | 73.1084 | 72.3327 | 71.69 | 71.1624 | 71.1555 | 73.8543 | 78.5813 | 83.0234 | 87.2429 | 90.4508 | 92.6416 | 93.8515 | 94.278 | 93.9962 | 93.1451 | 91.9727 | 89.4708 | 85.6354 | 82.5336 | 80.5207 | 78.7873 | 0.10882 | 0.1051 | 0.10901 | 0.10255 | 0.10209 | 0.10211 | 0.11674 | 0.11563 | 0.13585 | 0.13744 | 0.12588 | 0.12035 | 0.11775 | 0.12319 | 0.11701 | 0.10881 | 0.10314 | 0.097093 | 0.091228 | 0.1085 | 0.11359 | 0.11328 | 0.09713 | 0.10107
Portfolio Adjusted1-in-10AllAll2023September Monthly Peak | Portfolio Adjusted | 1-in-10 | All | All | 2023 | September Monthly Peak | 9 | 6.874 | 6.6226 | 6.409 | 6.3978 | 6.7366 | 7.7033 | 8.8955 | 9.9702 | 11.4453 | 12.5941 | 13.4937 | 13.8944 | 13.9953 | 14.2028 | 14.0692 | 13.5178 | 12.6981 | 11.5744 | 10.6088 | 10.4063 | 9.7971 | 8.997 | 8.1302 | 7.5019 | -0.031524 | -0.041921 | -0.028266 | -0.029188 | -0.042214 | -0.045077 | -0.067157 | -0.049245 | -0.051311 | -0.061949 | -0.066088 | -0.07974 | -0.059059 | -0.021174 | 0.25452 | 0.27399 | 0.25763 | 0.23909 | 0.064269 | 0.016201 | -0.0012499 | 0.015387 | 0.0132 | 0.013023 | 77.2226 | 76.0051 | 74.8042 | 74.0261 | 73.0263 | 72.0832 | 71.502 | 71.4172 | 73.6581 | 78.4773 | 83.7835 | 88.8108 | 92.7118 | 95.2472 | 95.9721 | 96.3656 | 96.1833 | 95.2392 | 93.5591 | 90.6279 | 86.5396 | 83.124 | 80.7528 | 78.9321 | 0.11274 | 0.109 | 0.11294 | 0.10715 | 0.10694 | 0.10713 | 0.12398 | 0.12344 | 0.14782 | 0.15031 | 0.13736 | 0.13081 | 0.12748 | 0.13276 | 0.12475 | 0.1142 | 0.10695 | 0.10078 | 0.095175 | 0.11659 | 0.12037 | 0.11962 | 0.1021 | 0.10576
Portfolio Adjusted1-in-10AllAll2023October Monthly Peak | Portfolio Adjusted | 1-in-10 | All | All | 2023 | October Monthly Peak | 10 | 6.024 | 5.8278 | 5.6426 | 5.6244 | 5.9109 | 6.746 | 7.8921 | 8.6507 | 9.6464 | 10.5338 | 11.3012 | 11.758 | 11.9938 | 12.2349 | 12.1538 | 11.6871 | 10.9826 | 10.1802 | 9.5857 | 9.1582 | 8.5716 | 7.9046 | 7.1504 | 6.6197 | -0.016353 | -0.023612 | -0.015515 | -0.026183 | -0.036235 | -0.033812 | -0.03981 | -0.039839 | -0.040854 | -0.050682 | -0.038211 | -0.042569 | -0.025017 | 0.013188 | 0.24479 | 0.25008 | 0.24484 | 0.22472 | 0.054982 | 0.023752 | 0.012195 | 0.021731 | 0.018142 | 0.015317 | 72.9196 | 71.986 | 71.021 | 69.704 | 68.712 | 67.8702 | 67.4763 | 67.1367 | 68.0279 | 72.2206 | 77.375 | 82.1527 | 85.5693 | 87.9597 | 89.1216 | 89.4795 | 88.8115 | 87.1281 | 84.4997 | 81.3893 | 78.3022 | 76.0844 | 74.3784 | 72.935 | 0.093629 | 0.091162 | 0.094202 | 0.088982 | 0.088851 | 0.089607 | 0.10599 | 0.10441 | 0.12135 | 0.12259 | 0.11278 | 0.10915 | 0.10888 | 0.11453 | 0.1095 | 0.10245 | 0.097901 | 0.093065 | 0.086749 | 0.099839 | 0.10183 | 0.10116 | 0.086037 | 0.08947
Portfolio Adjusted1-in-10AllAll2023November Monthly Peak | Portfolio Adjusted | 1-in-10 | All | All | 2023 | November Monthly Peak | 11 | 5.8112 | 5.6473 | 5.4996 | 5.4879 | 5.7852 | 6.5899 | 7.436 | 8.1352 | 8.9493 | 9.5399 | 10.0323 | 10.2901 | 10.3637 | 10.4924 | 10.343 | 9.8577 | 9.3754 | 9.2204 | 8.65 | 8.1973 | 7.7854 | 7.2814 | 6.6489 | 6.2112 | 8.8646e-05 | -0.0042736 | -0.0018067 | -0.029351 | -0.037694 | -0.026759 | -0.0095809 | -0.035772 | -0.03652 | -0.047674 | -0.0099901 | -0.0015917 | 0.016479 | 0.061721 | 0.25168 | 0.23795 | 0.25127 | 0.2307 | 0.050508 | 0.03856 | 0.032973 | 0.034308 | 0.028067 | 0.020272 | 60.7957 | 59.4638 | 58.4468 | 57.1769 | 56.2945 | 55.6818 | 55.227 | 55.2206 | 57.5517 | 62.0585 | 67.4309 | 71.6687 | 74.3654 | 76.0381 | 77.0907 | 77.2363 | 76.2112 | 73.9313 | 71.2566 | 68.279 | 66.1006 | 64.516 | 62.9212 | 61.8597 | 0.10042 | 0.097641 | 0.10127 | 0.095216 | 0.095051 | 0.095076 | 0.10979 | 0.10748 | 0.12452 | 0.12408 | 0.1135 | 0.10946 | 0.10857 | 0.11399 | 0.1089 | 0.10175 | 0.097643 | 0.093303 | 0.087225 | 0.10139 | 0.10445 | 0.10494 | 0.089385 | 0.093356
Portfolio Adjusted1-in-10AllAll2023December Monthly Peak | Portfolio Adjusted | 1-in-10 | All | All | 2023 | December Monthly Peak | 12 | 5.9617 | 5.7963 | 5.6726 | 5.6936 | 6.0237 | 6.8691 | 8.0125 | 8.6167 | 9.2782 | 9.5645 | 9.6524 | 9.4831 | 9.2107 | 9.0468 | 8.7497 | 8.3639 | 8.2494 | 8.4539 | 8.0999 | 7.8722 | 7.5546 | 7.1616 | 6.6688 | 6.3041 | 0.00077527 | -0.0036491 | -0.001373 | -0.029488 | -0.038127 | -0.026924 | -0.0094829 | -0.03613 | -0.036504 | -0.04623 | -0.0092522 | -0.0012819 | 0.015001 | 0.054881 | 0.21668 | 0.20537 | 0.22392 | 0.21266 | 0.04772 | 0.037317 | 0.032207 | 0.033368 | 0.027958 | 0.020398 | 42.1549 | 41.4923 | 41.0381 | 40.602 | 40.1252 | 39.4194 | 39.4057 | 39.3481 | 40.0884 | 42.5653 | 45.1886 | 47.5246 | 48.9968 | 49.6015 | 49.9581 | 49.9861 | 49.3454 | 47.8718 | 46.1896 | 45.0621 | 44.1296 | 43.1993 | 42.697 | 42.249 | 0.10087 | 0.097812 | 0.10183 | 0.096551 | 0.096666 | 0.097088 | 0.11332 | 0.1098 | 0.12493 | 0.12185 | 0.10897 | 0.10318 | 0.10175 | 0.10645 | 0.10279 | 0.098511 | 0.096476 | 0.092312 | 0.086502 | 0.099416 | 0.10219 | 0.10212 | 0.088274 | 0.092488
Portfolio Adjusted1-in-10AllAll2023Typical Event Day | Portfolio Adjusted | 1-in-10 | All | All | 2023 | Typical Event Day | 8 | 6.786 | 6.5316 | 6.3377 | 6.3029 | 6.6206 | 7.5215 | 8.4838 | 9.5579 | 10.8342 | 11.8844 | 12.7417 | 13.1419 | 13.2335 | 13.4274 | 13.3232 | 12.8715 | 12.1435 | 11.1204 | 10.171 | 9.7883 | 9.555 | 8.8215 | 7.9834 | 7.3834 | -0.024425 | -0.033169 | -0.022293 | -0.029315 | -0.0415 | -0.040793 | -0.053143 | -0.045182 | -0.047267 | -0.056677 | -0.050949 | -0.059066 | -0.039905 | -0.00050954 | 0.25748 | 0.27011 | 0.25984 | 0.23832 | 0.059196 | 0.020711 | 0.0071168 | 0.020059 | 0.017286 | 0.01547 | 75.1856 | 74.0492 | 72.9692 | 72.0624 | 71.1858 | 70.294 | 69.7434 | 70.0235 | 72.9756 | 77.85 | 82.7226 | 86.8748 | 89.8933 | 91.9407 | 93.074 | 93.5393 | 93.6211 | 92.8364 | 91.422 | 88.9831 | 85.3979 | 82.0346 | 79.7563 | 78.0305 | 0.10743 | 0.10383 | 0.10783 | 0.10158 | 0.10111 | 0.10098 | 0.11548 | 0.11413 | 0.13399 | 0.1355 | 0.12408 | 0.11864 | 0.11608 | 0.12153 | 0.11554 | 0.10758 | 0.10206 | 0.096046 | 0.090157 | 0.1072 | 0.11234 | 0.11209 | 0.096147 | 0.10009
Portfolio Adjusted1-in-10AllAll2024January Monthly Peak | Portfolio Adjusted | 1-in-10 | All | All | 2024 | January Monthly Peak | 1 | 6.1717 | 5.9994 | 5.8699 | 5.9037 | 6.2621 | 7.2048 | 8.5746 | 9.3146 | 10.0378 | 10.292 | 10.3473 | 10.134 | 9.8385 | 9.6739 | 9.3332 | 8.8856 | 8.5838 | 8.8175 | 8.5361 | 8.3215 | 7.9737 | 7.5417 | 7.0019 | 6.6176 | 0.00055559 | -0.0041049 | -0.0015796 | -0.030873 | -0.039905 | -0.028516 | -0.010238 | -0.039662 | -0.039828 | -0.050448 | -0.0099495 | -0.0013061 | 0.016585 | 0.060297 | 0.23311 | 0.21988 | 0.23622 | 0.2238 | 0.051572 | 0.040442 | 0.034765 | 0.035869 | 0.030046 | 0.02181 | 39.3658 | 38.8646 | 38.2565 | 37.4931 | 37.0096 | 36.5622 | 36.0392 | 35.7559 | 36.3804 | 39.2567 | 42.1683 | 44.5036 | 46.1851 | 47.3634 | 48.3635 | 48.5779 | 48.269 | 47.2306 | 45.4392 | 44.2607 | 43.2515 | 42.7427 | 42.1253 | 41.4554 | 0.1056 | 0.10209 | 0.10626 | 0.10123 | 0.1014 | 0.10298 | 0.12259 | 0.12011 | 0.13669 | 0.13291 | 0.11875 | 0.11232 | 0.11093 | 0.11616 | 0.11174 | 0.10652 | 0.10365 | 0.099033 | 0.093058 | 0.10743 | 0.11017 | 0.10967 | 0.094831 | 0.098875
Portfolio Adjusted1-in-10AllAll2024February Monthly Peak | Portfolio Adjusted | 1-in-10 | All | All | 2024 | February Monthly Peak | 2 | 5.8564 | 5.6985 | 5.5624 | 5.586 | 5.9109 | 6.7605 | 7.8976 | 8.5055 | 9.1571 | 9.4814 | 9.6837 | 9.676 | 9.5719 | 9.5636 | 9.3493 | 8.9475 | 8.5609 | 8.5049 | 8.3535 | 8.0311 | 7.6818 | 7.2439 | 6.6854 | 6.2974 | 0.00033377 | -0.0040413 | -0.0016029 | -0.02936 | -0.037911 | -0.026885 | -0.0096547 | -0.036536 | -0.036687 | -0.046708 | -0.0095537 | -0.0014259 | 0.015586 | 0.058261 | 0.23119 | 0.21926 | 0.23294 | 0.21578 | 0.049083 | 0.038053 | 0.032941 | 0.034278 | 0.028613 | 0.020859 | 46.8112 | 46.4046 | 46.0781 | 45.582 | 45.3208 | 44.7574 | 44.2007 | 44.3632 | 45.5591 | 48.9602 | 52.1442 | 54.9037 | 56.6561 | 57.6747 | 58.3224 | 58.5742 | 57.9104 | 56.9147 | 54.8588 | 52.7479 | 51.2412 | 49.9013 | 48.8097 | 47.5367 | 0.10032 | 0.097321 | 0.10106 | 0.095714 | 0.095757 | 0.096577 | 0.1139 | 0.11029 | 0.12492 | 0.12213 | 0.10997 | 0.10493 | 0.1038 | 0.10895 | 0.10453 | 0.099037 | 0.09583 | 0.091807 | 0.08637 | 0.10042 | 0.10367 | 0.10414 | 0.08984 | 0.094313
Portfolio Adjusted1-in-10AllAll2024March Monthly Peak | Portfolio Adjusted | 1-in-10 | All | All | 2024 | March Monthly Peak | 3 | 5.9387 | 5.7383 | 5.579 | 5.5433 | 5.8229 | 6.6041 | 7.5909 | 8.241 | 8.9748 | 9.5071 | 9.9847 | 10.2236 | 10.3095 | 10.4988 | 10.419 | 10.0544 | 9.5067 | 8.8542 | 8.4116 | 8.3965 | 8.078 | 7.5635 | 6.8909 | 6.411 | 5.6161e-05 | -0.0042868 | -0.0018248 | -0.029523 | -0.037888 | -0.026409 | -0.0095419 | -0.035636 | -0.036842 | -0.047309 | -0.010189 | -0.0017299 | 0.016176 | 0.062825 | 0.25567 | 0.24451 | 0.25593 | 0.22375 | 0.049582 | 0.039051 | 0.03438 | 0.035732 | 0.029438 | 0.021263 | 57.8141 | 56.5107 | 55.6764 | 54.9336 | 54.0703 | 53.1025 | 52.4962 | 53.0627 | 56.6003 | 61.7566 | 66.9346 | 71.301 | 74.2431 | 75.8058 | 76.5602 | 76.9958 | 76.618 | 75.3443 | 72.8684 | 69.282 | 66.0573 | 63.1542 | 60.877 | 59.1525 | 0.10224 | 0.098924 | 0.10278 | 0.095758 | 0.095147 | 0.094613 | 0.10958 | 0.10709 | 0.12319 | 0.12229 | 0.11219 | 0.10848 | 0.1078 | 0.11375 | 0.10903 | 0.10241 | 0.098039 | 0.092391 | 0.086614 | 0.10267 | 0.10749 | 0.10818 | 0.092393 | 0.096204
Portfolio Adjusted1-in-10AllAll2024April Monthly Peak | Portfolio Adjusted | 1-in-10 | All | All | 2024 | April Monthly Peak | 4 | 6.0314 | 5.8156 | 5.6401 | 5.5928 | 5.8634 | 6.6504 | 7.5399 | 8.3735 | 9.3791 | 10.1661 | 10.8533 | 11.2472 | 11.446 | 11.7068 | 11.6572 | 11.2504 | 10.6008 | 9.734 | 8.9733 | 8.842 | 8.538 | 7.9013 | 7.1353 | 6.5881 | -0.011325 | -0.018124 | -0.011543 | -0.026617 | -0.036128 | -0.031122 | -0.03105 | -0.037956 | -0.03945 | -0.049844 | -0.031132 | -0.032151 | -0.014115 | 0.026915 | 0.24799 | 0.24987 | 0.24928 | 0.22242 | 0.052804 | 0.027872 | 0.018093 | 0.025953 | 0.021663 | 0.017335 | 68.4125 | 66.9409 | 65.2929 | 63.9452 | 62.8093 | 61.8326 | 61.2512 | 61.2629 | 64.5242 | 70.5641 | 76.6506 | 81.9356 | 85.2088 | 87.1089 | 87.9535 | 88.4937 | 88.3891 | 87.7542 | 85.8959 | 82.5463 | 78.1337 | 74.2504 | 71.578 | 69.8892 | 0.096065 | 0.092998 | 0.09647 | 0.089998 | 0.089412 | 0.089226 | 0.10401 | 0.10303 | 0.12014 | 0.12092 | 0.11175 | 0.10846 | 0.10822 | 0.11425 | 0.10956 | 0.10273 | 0.098114 | 0.092067 | 0.085802 | 0.10033 | 0.10398 | 0.10368 | 0.088025 | 0.090995
Portfolio Adjusted1-in-10AllAll2024May Monthly Peak | Portfolio Adjusted | 1-in-10 | All | All | 2024 | May Monthly Peak | 5 | 6.2261 | 6.0111 | 5.814 | 5.7751 | 6.0669 | 6.8426 | 7.6313 | 8.7524 | 9.964 | 10.8972 | 11.6588 | 12.0588 | 12.2056 | 12.4199 | 12.3367 | 11.8643 | 11.1802 | 10.2515 | 9.3995 | 9.024 | 8.862 | 8.1987 | 7.414 | 6.8463 | -0.016147 | -0.023253 | -0.015261 | -0.027991 | -0.03841 | -0.034546 | -0.037625 | -0.041119 | -0.043659 | -0.053648 | -0.037851 | -0.041005 | -0.022581 | 0.019128 | 0.25477 | 0.2589 | 0.25508 | 0.22999 | 0.055341 | 0.025794 | 0.015063 | 0.024258 | 0.020395 | 0.016784 | 70.9974 | 69.5263 | 68.1112 | 66.9819 | 65.9188 | 65.0322 | 64.6109 | 64.9973 | 68.5109 | 74.2319 | 79.9391 | 84.1163 | 87.1781 | 89.2132 | 90.7244 | 91.4445 | 91.3328 | 90.467 | 88.6795 | 86.1714 | 82.5551 | 78.5548 | 75.6042 | 73.0188 | 0.098254 | 0.095359 | 0.098635 | 0.092558 | 0.092187 | 0.09186 | 0.10584 | 0.10658 | 0.12608 | 0.12757 | 0.11773 | 0.11358 | 0.1125 | 0.11814 | 0.11267 | 0.10476 | 0.099624 | 0.093476 | 0.087112 | 0.10158 | 0.10561 | 0.10566 | 0.090227 | 0.093522
Portfolio Adjusted1-in-10AllAll2024June Monthly Peak | Portfolio Adjusted | 1-in-10 | All | All | 2024 | June Monthly Peak | 6 | 6.5534 | 6.3181 | 6.1172 | 6.0737 | 6.3631 | 7.1063 | 7.9236 | 9.0654 | 10.2548 | 11.2171 | 12.0136 | 12.3807 | 12.4748 | 12.6791 | 12.6194 | 12.2374 | 11.5867 | 10.6544 | 9.7946 | 9.2948 | 9.151 | 8.547 | 7.7357 | 7.1559 | -0.01671 | -0.02409 | -0.015876 | -0.028636 | -0.039744 | -0.035769 | -0.039769 | -0.041612 | -0.044641 | -0.053984 | -0.039197 | -0.042697 | -0.024369 | 0.01639 | 0.25728 | 0.26447 | 0.26031 | 0.23623 | 0.055638 | 0.025088 | 0.014762 | 0.024827 | 0.0213 | 0.017963 | 72.7215 | 71.3789 | 70.3164 | 69.1668 | 68.1913 | 66.9434 | 66.368 | 67.2832 | 70.992 | 76.1083 | 81.1752 | 84.9758 | 87.5284 | 89.266 | 90.6357 | 91.2806 | 91.7688 | 91.2498 | 90.1084 | 88.0513 | 84.5753 | 80.6711 | 78.0834 | 76.2064 | 0.10292 | 0.099861 | 0.10351 | 0.097058 | 0.096233 | 0.095307 | 0.10895 | 0.10856 | 0.12747 | 0.12895 | 0.11872 | 0.11325 | 0.1109 | 0.1163 | 0.1113 | 0.1046 | 0.099893 | 0.093892 | 0.088024 | 0.10247 | 0.10763 | 0.10829 | 0.092802 | 0.096662
Portfolio Adjusted1-in-10AllAll2024July Monthly Peak | Portfolio Adjusted | 1-in-10 | All | All | 2024 | July Monthly Peak | 7 | 6.7985 | 6.5356 | 6.34 | 6.309 | 6.617 | 7.4496 | 8.3127 | 9.4318 | 10.6095 | 11.5782 | 12.3426 | 12.6771 | 12.743 | 12.9127 | 12.828 | 12.4852 | 11.8798 | 10.9508 | 10.0843 | 9.5691 | 9.4282 | 8.807 | 7.9732 | 7.3748 | -0.020982 | -0.029425 | -0.019653 | -0.028581 | -0.040507 | -0.038647 | -0.048209 | -0.042887 | -0.045123 | -0.054033 | -0.045833 | -0.052076 | -0.033836 | 0.0045775 | 0.25159 | 0.26368 | 0.25712 | 0.23636 | 0.057093 | 0.021453 | 0.0092471 | 0.021664 | 0.018847 | 0.01672 | 74.8218 | 73.8036 | 72.8187 | 71.948 | 71.1929 | 70.4593 | 69.9414 | 70.2379 | 73.3982 | 78.2329 | 82.9081 | 86.4699 | 88.8822 | 90.6079 | 91.8365 | 92.2331 | 92.5362 | 91.7112 | 90.0479 | 87.7826 | 84.8414 | 81.8096 | 79.6683 | 78.1961 | 0.10624 | 0.10263 | 0.10674 | 0.10069 | 0.1 | 0.099348 | 0.11262 | 0.11073 | 0.12862 | 0.12942 | 0.1182 | 0.11254 | 0.11019 | 0.11535 | 0.11034 | 0.10413 | 0.09972 | 0.094076 | 0.088573 | 0.10419 | 0.1098 | 0.11055 | 0.094821 | 0.098948
Portfolio Adjusted1-in-10AllAll2024August Monthly Peak | Portfolio Adjusted | 1-in-10 | All | All | 2024 | August Monthly Peak | 8 | 6.8303 | 6.5725 | 6.376 | 6.3398 | 6.659 | 7.5702 | 8.5467 | 9.6518 | 10.9666 | 12.0452 | 12.9246 | 13.3328 | 13.4265 | 13.6187 | 13.5107 | 13.0475 | 12.3048 | 11.2645 | 10.2927 | 9.8993 | 9.6494 | 8.8978 | 8.0487 | 7.4393 | -0.028808 | -0.037624 | -0.025509 | -0.030595 | -0.043 | -0.043241 | -0.057692 | -0.047124 | -0.04877 | -0.057712 | -0.05436 | -0.063715 | -0.044632 | -0.0055005 | 0.25738 | 0.27173 | 0.25991 | 0.23997 | 0.061109 | 0.019542 | 0.0049288 | 0.018322 | 0.015499 | 0.014096 | 75.9764 | 75.0092 | 73.9375 | 73.1084 | 72.3327 | 71.69 | 71.1624 | 71.1555 | 73.8543 | 78.5813 | 83.0234 | 87.2429 | 90.4508 | 92.6416 | 93.8515 | 94.278 | 93.9962 | 93.1451 | 91.9727 | 89.4708 | 85.6354 | 82.5336 | 80.5207 | 78.7873 | 0.10882 | 0.1051 | 0.10901 | 0.10255 | 0.10209 | 0.10211 | 0.11674 | 0.11563 | 0.13585 | 0.13744 | 0.12588 | 0.12035 | 0.11775 | 0.12319 | 0.11701 | 0.10881 | 0.10314 | 0.097093 | 0.091228 | 0.1085 | 0.11359 | 0.11328 | 0.09713 | 0.10107
Portfolio Adjusted1-in-10AllAll2024September Monthly Peak | Portfolio Adjusted | 1-in-10 | All | All | 2024 | September Monthly Peak | 9 | 6.874 | 6.6226 | 6.409 | 6.3978 | 6.7366 | 7.7033 | 8.8955 | 9.9702 | 11.4453 | 12.5941 | 13.4937 | 13.8944 | 13.9953 | 14.2028 | 14.0692 | 13.5178 | 12.6981 | 11.5744 | 10.6088 | 10.4063 | 9.7971 | 8.997 | 8.1302 | 7.5019 | -0.031524 | -0.041921 | -0.028266 | -0.029188 | -0.042214 | -0.045077 | -0.067157 | -0.049245 | -0.051311 | -0.061949 | -0.066088 | -0.07974 | -0.059059 | -0.021174 | 0.25452 | 0.27399 | 0.25763 | 0.23909 | 0.064269 | 0.016201 | -0.0012499 | 0.015387 | 0.0132 | 0.013023 | 77.2226 | 76.0051 | 74.8042 | 74.0261 | 73.0263 | 72.0832 | 71.502 | 71.4172 | 73.6581 | 78.4773 | 83.7835 | 88.8108 | 92.7118 | 95.2472 | 95.9722 | 96.3656 | 96.1833 | 95.2392 | 93.5591 | 90.6279 | 86.5396 | 83.1241 | 80.7528 | 78.9321 | 0.11274 | 0.109 | 0.11294 | 0.10715 | 0.10694 | 0.10713 | 0.12398 | 0.12344 | 0.14782 | 0.15031 | 0.13736 | 0.13081 | 0.12748 | 0.13276 | 0.12475 | 0.1142 | 0.10695 | 0.10078 | 0.095175 | 0.11659 | 0.12037 | 0.11962 | 0.1021 | 0.10576
Portfolio Adjusted1-in-10AllAll2024October Monthly Peak | Portfolio Adjusted | 1-in-10 | All | All | 2024 | October Monthly Peak | 10 | 6.024 | 5.8278 | 5.6426 | 5.6244 | 5.9109 | 6.746 | 7.8921 | 8.6507 | 9.6464 | 10.5338 | 11.3012 | 11.758 | 11.9938 | 12.2349 | 12.1538 | 11.6871 | 10.9826 | 10.1802 | 9.5857 | 9.1582 | 8.5716 | 7.9046 | 7.1504 | 6.6197 | -0.016353 | -0.023612 | -0.015515 | -0.026183 | -0.036235 | -0.033812 | -0.03981 | -0.039839 | -0.040854 | -0.050682 | -0.038211 | -0.042569 | -0.025017 | 0.013188 | 0.24479 | 0.25008 | 0.24484 | 0.22472 | 0.054982 | 0.023752 | 0.012195 | 0.021731 | 0.018142 | 0.015317 | 72.9196 | 71.986 | 71.021 | 69.704 | 68.712 | 67.8702 | 67.4763 | 67.1367 | 68.0279 | 72.2206 | 77.375 | 82.1527 | 85.5693 | 87.9597 | 89.1216 | 89.4795 | 88.8115 | 87.1281 | 84.4996 | 81.3893 | 78.3022 | 76.0844 | 74.3784 | 72.935 | 0.093629 | 0.091162 | 0.094202 | 0.088982 | 0.088851 | 0.089607 | 0.10599 | 0.10441 | 0.12135 | 0.12259 | 0.11278 | 0.10915 | 0.10888 | 0.11453 | 0.1095 | 0.10245 | 0.097901 | 0.093065 | 0.086749 | 0.099839 | 0.10183 | 0.10116 | 0.086037 | 0.08947
Portfolio Adjusted1-in-10AllAll2024November Monthly Peak | Portfolio Adjusted | 1-in-10 | All | All | 2024 | November Monthly Peak | 11 | 5.8112 | 5.6473 | 5.4996 | 5.4879 | 5.7852 | 6.5899 | 7.436 | 8.1352 | 8.9493 | 9.5399 | 10.0323 | 10.2902 | 10.3637 | 10.4924 | 10.343 | 9.8577 | 9.3754 | 9.2204 | 8.65 | 8.1973 | 7.7854 | 7.2814 | 6.6489 | 6.2112 | 8.8647e-05 | -0.0042736 | -0.0018067 | -0.029351 | -0.037694 | -0.026759 | -0.0095809 | -0.035772 | -0.03652 | -0.047674 | -0.0099901 | -0.0015917 | 0.016479 | 0.061721 | 0.25168 | 0.23795 | 0.25127 | 0.2307 | 0.050508 | 0.03856 | 0.032973 | 0.034308 | 0.028067 | 0.020272 | 60.7957 | 59.4638 | 58.4468 | 57.1769 | 56.2945 | 55.6818 | 55.227 | 55.2206 | 57.5517 | 62.0585 | 67.4309 | 71.6687 | 74.3654 | 76.0381 | 77.0907 | 77.2363 | 76.2111 | 73.9313 | 71.2566 | 68.279 | 66.1006 | 64.516 | 62.9212 | 61.8597 | 0.10042 | 0.097641 | 0.10127 | 0.095216 | 0.095051 | 0.095076 | 0.10979 | 0.10748 | 0.12452 | 0.12408 | 0.1135 | 0.10946 | 0.10857 | 0.11399 | 0.1089 | 0.10175 | 0.097643 | 0.093303 | 0.087225 | 0.10139 | 0.10445 | 0.10494 | 0.089385 | 0.093356
Portfolio Adjusted1-in-10AllAll2024December Monthly Peak | Portfolio Adjusted | 1-in-10 | All | All | 2024 | December Monthly Peak | 12 | 5.9617 | 5.7963 | 5.6726 | 5.6936 | 6.0237 | 6.8691 | 8.0125 | 8.6167 | 9.2782 | 9.5645 | 9.6524 | 9.4831 | 9.2107 | 9.0468 | 8.7497 | 8.3639 | 8.2494 | 8.4539 | 8.0999 | 7.8722 | 7.5546 | 7.1616 | 6.6688 | 6.3041 | 0.00077527 | -0.0036491 | -0.001373 | -0.029488 | -0.038127 | -0.026924 | -0.0094829 | -0.03613 | -0.036504 | -0.04623 | -0.0092522 | -0.0012819 | 0.015001 | 0.054881 | 0.21668 | 0.20537 | 0.22392 | 0.21266 | 0.04772 | 0.037317 | 0.032207 | 0.033368 | 0.027958 | 0.020398 | 42.1549 | 41.4923 | 41.0381 | 40.602 | 40.1252 | 39.4194 | 39.4057 | 39.3481 | 40.0884 | 42.5653 | 45.1886 | 47.5246 | 48.9968 | 49.6015 | 49.9581 | 49.9861 | 49.3454 | 47.8718 | 46.1896 | 45.0621 | 44.1296 | 43.1993 | 42.697 | 42.249 | 0.10087 | 0.097812 | 0.10183 | 0.096551 | 0.096666 | 0.097088 | 0.11332 | 0.1098 | 0.12493 | 0.12185 | 0.10897 | 0.10318 | 0.10175 | 0.10645 | 0.10279 | 0.098511 | 0.096476 | 0.092312 | 0.086502 | 0.099416 | 0.10219 | 0.10212 | 0.088274 | 0.092488
Portfolio Adjusted1-in-10AllAll2024Typical Event Day | Portfolio Adjusted | 1-in-10 | All | All | 2024 | Typical Event Day | 8 | 6.786 | 6.5316 | 6.3377 | 6.3029 | 6.6206 | 7.5215 | 8.4838 | 9.5579 | 10.8342 | 11.8844 | 12.7417 | 13.1419 | 13.2335 | 13.4274 | 13.3232 | 12.8715 | 12.1435 | 11.1204 | 10.171 | 9.7883 | 9.555 | 8.8215 | 7.9834 | 7.3834 | -0.024425 | -0.033169 | -0.022293 | -0.029315 | -0.0415 | -0.040793 | -0.053143 | -0.045182 | -0.047267 | -0.056677 | -0.050949 | -0.059066 | -0.039905 | -0.00050954 | 0.25748 | 0.27011 | 0.25984 | 0.23832 | 0.059196 | 0.020711 | 0.0071168 | 0.020059 | 0.017286 | 0.01547 | 75.1856 | 74.0492 | 72.9692 | 72.0624 | 71.1858 | 70.294 | 69.7434 | 70.0235 | 72.9756 | 77.85 | 82.7225 | 86.8748 | 89.8933 | 91.9407 | 93.074 | 93.5393 | 93.6211 | 92.8364 | 91.422 | 88.9831 | 85.3979 | 82.0346 | 79.7563 | 78.0305 | 0.10743 | 0.10383 | 0.10783 | 0.10158 | 0.10111 | 0.10098 | 0.11548 | 0.11413 | 0.13399 | 0.1355 | 0.12408 | 0.11864 | 0.11608 | 0.12153 | 0.11554 | 0.10758 | 0.10206 | 0.096046 | 0.090157 | 0.1072 | 0.11234 | 0.11209 | 0.096147 | 0.10009
Portfolio Adjusted1-in-10AllAll2025January Monthly Peak | Portfolio Adjusted | 1-in-10 | All | All | 2025 | January Monthly Peak | 1 | 6.1717 | 5.9994 | 5.8699 | 5.9037 | 6.2621 | 7.2048 | 8.5746 | 9.3146 | 10.0378 | 10.292 | 10.3473 | 10.134 | 9.8385 | 9.6739 | 9.3332 | 8.8856 | 8.5838 | 8.8175 | 8.5361 | 8.3215 | 7.9737 | 7.5417 | 7.0019 | 6.6176 | 0.00055559 | -0.0041049 | -0.0015796 | -0.030873 | -0.039905 | -0.028516 | -0.010238 | -0.039662 | -0.039828 | -0.050448 | -0.0099495 | -0.0013061 | 0.016585 | 0.060297 | 0.23311 | 0.21988 | 0.23622 | 0.2238 | 0.051572 | 0.040442 | 0.034765 | 0.035869 | 0.030046 | 0.02181 | 39.3658 | 38.8646 | 38.2565 | 37.4931 | 37.0096 | 36.5622 | 36.0392 | 35.7559 | 36.3804 | 39.2567 | 42.1683 | 44.5036 | 46.1851 | 47.3634 | 48.3635 | 48.5779 | 48.269 | 47.2306 | 45.4392 | 44.2607 | 43.2515 | 42.7427 | 42.1253 | 41.4554 | 0.1056 | 0.10209 | 0.10626 | 0.10123 | 0.1014 | 0.10298 | 0.12259 | 0.12011 | 0.13669 | 0.13291 | 0.11875 | 0.11232 | 0.11093 | 0.11616 | 0.11174 | 0.10652 | 0.10365 | 0.099033 | 0.093058 | 0.10743 | 0.11017 | 0.10967 | 0.094831 | 0.098875
Portfolio Adjusted1-in-10AllAll2025February Monthly Peak | Portfolio Adjusted | 1-in-10 | All | All | 2025 | February Monthly Peak | 2 | 5.8564 | 5.6985 | 5.5624 | 5.586 | 5.9109 | 6.7605 | 7.8976 | 8.5055 | 9.1571 | 9.4814 | 9.6837 | 9.676 | 9.5719 | 9.5636 | 9.3493 | 8.9475 | 8.5609 | 8.5049 | 8.3535 | 8.0311 | 7.6818 | 7.2439 | 6.6854 | 6.2974 | 0.00033377 | -0.0040413 | -0.0016029 | -0.02936 | -0.037911 | -0.026885 | -0.0096547 | -0.036536 | -0.036687 | -0.046708 | -0.0095537 | -0.0014259 | 0.015586 | 0.058261 | 0.23119 | 0.21926 | 0.23294 | 0.21578 | 0.049083 | 0.038053 | 0.032941 | 0.034278 | 0.028613 | 0.020859 | 46.8112 | 46.4046 | 46.0781 | 45.582 | 45.3208 | 44.7574 | 44.2007 | 44.3632 | 45.5591 | 48.9602 | 52.1442 | 54.9037 | 56.6561 | 57.6746 | 58.3224 | 58.5742 | 57.9104 | 56.9147 | 54.8588 | 52.7479 | 51.2412 | 49.9013 | 48.8097 | 47.5367 | 0.10032 | 0.097321 | 0.10106 | 0.095714 | 0.095757 | 0.096577 | 0.1139 | 0.11029 | 0.12492 | 0.12213 | 0.10997 | 0.10493 | 0.1038 | 0.10895 | 0.10453 | 0.099037 | 0.09583 | 0.091807 | 0.08637 | 0.10042 | 0.10367 | 0.10414 | 0.08984 | 0.094313
Portfolio Adjusted1-in-10AllAll2025March Monthly Peak | Portfolio Adjusted | 1-in-10 | All | All | 2025 | March Monthly Peak | 3 | 5.9387 | 5.7383 | 5.579 | 5.5433 | 5.8229 | 6.6041 | 7.5909 | 8.241 | 8.9748 | 9.5071 | 9.9847 | 10.2236 | 10.3095 | 10.4988 | 10.419 | 10.0544 | 9.5067 | 8.8542 | 8.4116 | 8.3965 | 8.078 | 7.5635 | 6.8909 | 6.411 | 5.6159e-05 | -0.0042868 | -0.0018248 | -0.029523 | -0.037888 | -0.026409 | -0.0095419 | -0.035636 | -0.036842 | -0.047309 | -0.010189 | -0.0017299 | 0.016176 | 0.062825 | 0.25567 | 0.24451 | 0.25593 | 0.22375 | 0.049582 | 0.039051 | 0.03438 | 0.035732 | 0.029438 | 0.021263 | 57.8141 | 56.5107 | 55.6764 | 54.9336 | 54.0703 | 53.1025 | 52.4962 | 53.0627 | 56.6003 | 61.7566 | 66.9346 | 71.3009 | 74.2431 | 75.8058 | 76.5602 | 76.9958 | 76.618 | 75.3443 | 72.8684 | 69.282 | 66.0573 | 63.1542 | 60.877 | 59.1525 | 0.10224 | 0.098924 | 0.10278 | 0.095758 | 0.095147 | 0.094613 | 0.10958 | 0.10709 | 0.12319 | 0.12229 | 0.11219 | 0.10848 | 0.1078 | 0.11375 | 0.10903 | 0.10241 | 0.098039 | 0.092391 | 0.086614 | 0.10267 | 0.10749 | 0.10818 | 0.092393 | 0.096204
Portfolio Adjusted1-in-10AllAll2025April Monthly Peak | Portfolio Adjusted | 1-in-10 | All | All | 2025 | April Monthly Peak | 4 | 6.0314 | 5.8156 | 5.6401 | 5.5928 | 5.8634 | 6.6504 | 7.5399 | 8.3735 | 9.3791 | 10.1661 | 10.8533 | 11.2472 | 11.446 | 11.7068 | 11.6572 | 11.2504 | 10.6008 | 9.734 | 8.9733 | 8.842 | 8.538 | 7.9013 | 7.1353 | 6.5881 | -0.011325 | -0.018124 | -0.011543 | -0.026617 | -0.036128 | -0.031122 | -0.03105 | -0.037956 | -0.03945 | -0.049844 | -0.031132 | -0.032151 | -0.014115 | 0.026915 | 0.24799 | 0.24987 | 0.24928 | 0.22242 | 0.052804 | 0.027872 | 0.018093 | 0.025953 | 0.021663 | 0.017335 | 68.4125 | 66.9409 | 65.2929 | 63.9452 | 62.8093 | 61.8326 | 61.2512 | 61.2629 | 64.5242 | 70.5641 | 76.6506 | 81.9356 | 85.2088 | 87.1089 | 87.9535 | 88.4937 | 88.3891 | 87.7542 | 85.8959 | 82.5463 | 78.1337 | 74.2504 | 71.5779 | 69.8892 | 0.096065 | 0.092998 | 0.09647 | 0.089998 | 0.089412 | 0.089226 | 0.10401 | 0.10303 | 0.12014 | 0.12092 | 0.11175 | 0.10846 | 0.10822 | 0.11425 | 0.10956 | 0.10273 | 0.098114 | 0.092067 | 0.085802 | 0.10033 | 0.10398 | 0.10368 | 0.088025 | 0.090995
Portfolio Adjusted1-in-10AllAll2025May Monthly Peak | Portfolio Adjusted | 1-in-10 | All | All | 2025 | May Monthly Peak | 5 | 6.2261 | 6.0111 | 5.814 | 5.7751 | 6.0669 | 6.8426 | 7.6313 | 8.7524 | 9.964 | 10.8972 | 11.6588 | 12.0588 | 12.2056 | 12.4199 | 12.3367 | 11.8643 | 11.1802 | 10.2515 | 9.3995 | 9.024 | 8.862 | 8.1987 | 7.414 | 6.8463 | -0.016147 | -0.023253 | -0.015261 | -0.027991 | -0.03841 | -0.034546 | -0.037625 | -0.041119 | -0.043659 | -0.053648 | -0.037851 | -0.041005 | -0.022581 | 0.019128 | 0.25477 | 0.2589 | 0.25508 | 0.22999 | 0.055341 | 0.025794 | 0.015063 | 0.024258 | 0.020395 | 0.016784 | 70.9974 | 69.5263 | 68.1112 | 66.9819 | 65.9188 | 65.0322 | 64.6109 | 64.9973 | 68.5109 | 74.2319 | 79.9391 | 84.1163 | 87.1781 | 89.2132 | 90.7244 | 91.4445 | 91.3328 | 90.467 | 88.6795 | 86.1714 | 82.5552 | 78.5548 | 75.6042 | 73.0189 | 0.098254 | 0.095359 | 0.098635 | 0.092558 | 0.092187 | 0.09186 | 0.10584 | 0.10658 | 0.12608 | 0.12757 | 0.11773 | 0.11358 | 0.1125 | 0.11814 | 0.11267 | 0.10476 | 0.099624 | 0.093476 | 0.087112 | 0.10158 | 0.10561 | 0.10566 | 0.090227 | 0.093522
Portfolio Adjusted1-in-10AllAll2025June Monthly Peak | Portfolio Adjusted | 1-in-10 | All | All | 2025 | June Monthly Peak | 6 | 6.5534 | 6.3181 | 6.1172 | 6.0737 | 6.3631 | 7.1063 | 7.9236 | 9.0654 | 10.2548 | 11.2171 | 12.0136 | 12.3807 | 12.4748 | 12.6791 | 12.6194 | 12.2374 | 11.5867 | 10.6544 | 9.7946 | 9.2948 | 9.151 | 8.547 | 7.7357 | 7.1559 | -0.01671 | -0.02409 | -0.015876 | -0.028636 | -0.039744 | -0.035769 | -0.039769 | -0.041612 | -0.044641 | -0.053984 | -0.039197 | -0.042697 | -0.024369 | 0.01639 | 0.25728 | 0.26447 | 0.26031 | 0.23623 | 0.055638 | 0.025088 | 0.014762 | 0.024827 | 0.0213 | 0.017963 | 72.7215 | 71.3789 | 70.3164 | 69.1668 | 68.1913 | 66.9434 | 66.368 | 67.2832 | 70.992 | 76.1083 | 81.1752 | 84.9758 | 87.5284 | 89.266 | 90.6357 | 91.2806 | 91.7688 | 91.2498 | 90.1084 | 88.0513 | 84.5753 | 80.6711 | 78.0834 | 76.2064 | 0.10292 | 0.099861 | 0.10351 | 0.097059 | 0.096233 | 0.095307 | 0.10895 | 0.10856 | 0.12747 | 0.12895 | 0.11872 | 0.11325 | 0.1109 | 0.1163 | 0.1113 | 0.1046 | 0.099893 | 0.093892 | 0.088024 | 0.10247 | 0.10763 | 0.10829 | 0.092802 | 0.096662
Portfolio Adjusted1-in-10AllAll2025July Monthly Peak | Portfolio Adjusted | 1-in-10 | All | All | 2025 | July Monthly Peak | 7 | 6.7985 | 6.5356 | 6.34 | 6.309 | 6.617 | 7.4496 | 8.3127 | 9.4318 | 10.6095 | 11.5782 | 12.3426 | 12.6771 | 12.743 | 12.9127 | 12.828 | 12.4852 | 11.8798 | 10.9508 | 10.0843 | 9.5691 | 9.4282 | 8.807 | 7.9732 | 7.3748 | -0.020982 | -0.029425 | -0.019653 | -0.028581 | -0.040507 | -0.038647 | -0.048209 | -0.042887 | -0.045123 | -0.054033 | -0.045833 | -0.052076 | -0.033836 | 0.0045775 | 0.25159 | 0.26368 | 0.25712 | 0.23636 | 0.057093 | 0.021453 | 0.0092471 | 0.021664 | 0.018847 | 0.01672 | 74.8218 | 73.8036 | 72.8187 | 71.948 | 71.1929 | 70.4593 | 69.9414 | 70.2379 | 73.3982 | 78.2329 | 82.9081 | 86.4699 | 88.8822 | 90.6079 | 91.8365 | 92.2331 | 92.5362 | 91.7112 | 90.0479 | 87.7826 | 84.8414 | 81.8096 | 79.6683 | 78.1961 | 0.10624 | 0.10263 | 0.10674 | 0.10069 | 0.1 | 0.099348 | 0.11262 | 0.11073 | 0.12862 | 0.12942 | 0.1182 | 0.11254 | 0.11019 | 0.11535 | 0.11034 | 0.10413 | 0.09972 | 0.094076 | 0.088573 | 0.10419 | 0.1098 | 0.11055 | 0.094821 | 0.098948
Portfolio Adjusted1-in-10AllAll2025August Monthly Peak | Portfolio Adjusted | 1-in-10 | All | All | 2025 | August Monthly Peak | 8 | 6.8303 | 6.5725 | 6.376 | 6.3398 | 6.659 | 7.5702 | 8.5467 | 9.6518 | 10.9666 | 12.0452 | 12.9246 | 13.3328 | 13.4265 | 13.6187 | 13.5107 | 13.0475 | 12.3048 | 11.2645 | 10.2927 | 9.8993 | 9.6494 | 8.8978 | 8.0487 | 7.4393 | -0.028808 | -0.037624 | -0.025509 | -0.030595 | -0.043 | -0.043241 | -0.057692 | -0.047124 | -0.04877 | -0.057712 | -0.05436 | -0.063715 | -0.044632 | -0.0055005 | 0.25738 | 0.27173 | 0.25991 | 0.23997 | 0.061109 | 0.019542 | 0.0049288 | 0.018322 | 0.015499 | 0.014096 | 75.9764 | 75.0092 | 73.9375 | 73.1084 | 72.3327 | 71.69 | 71.1624 | 71.1555 | 73.8543 | 78.5813 | 83.0234 | 87.2429 | 90.4508 | 92.6416 | 93.8515 | 94.278 | 93.9962 | 93.1451 | 91.9727 | 89.4708 | 85.6354 | 82.5336 | 80.5207 | 78.7873 | 0.10882 | 0.1051 | 0.10901 | 0.10255 | 0.10209 | 0.10211 | 0.11674 | 0.11563 | 0.13585 | 0.13744 | 0.12588 | 0.12035 | 0.11775 | 0.12319 | 0.11701 | 0.10881 | 0.10314 | 0.097093 | 0.091228 | 0.1085 | 0.11359 | 0.11328 | 0.09713 | 0.10107
Portfolio Adjusted1-in-10AllAll2025September Monthly Peak | Portfolio Adjusted | 1-in-10 | All | All | 2025 | September Monthly Peak | 9 | 6.874 | 6.6226 | 6.409 | 6.3978 | 6.7366 | 7.7033 | 8.8955 | 9.9702 | 11.4453 | 12.5941 | 13.4937 | 13.8944 | 13.9953 | 14.2028 | 14.0692 | 13.5178 | 12.6981 | 11.5744 | 10.6088 | 10.4063 | 9.7971 | 8.997 | 8.1302 | 7.5019 | -0.031524 | -0.041921 | -0.028266 | -0.029188 | -0.042214 | -0.045077 | -0.067157 | -0.049245 | -0.051311 | -0.061949 | -0.066088 | -0.07974 | -0.059059 | -0.021174 | 0.25452 | 0.27399 | 0.25763 | 0.23909 | 0.064269 | 0.016201 | -0.0012499 | 0.015387 | 0.0132 | 0.013023 | 77.2226 | 76.0051 | 74.8042 | 74.0261 | 73.0263 | 72.0832 | 71.502 | 71.4172 | 73.6581 | 78.4773 | 83.7835 | 88.8108 | 92.7118 | 95.2472 | 95.9722 | 96.3656 | 96.1833 | 95.2392 | 93.5591 | 90.6279 | 86.5396 | 83.1241 | 80.7528 | 78.9321 | 0.11274 | 0.109 | 0.11294 | 0.10715 | 0.10694 | 0.10713 | 0.12398 | 0.12344 | 0.14782 | 0.15031 | 0.13736 | 0.13081 | 0.12748 | 0.13276 | 0.12475 | 0.1142 | 0.10695 | 0.10078 | 0.095175 | 0.11659 | 0.12037 | 0.11962 | 0.1021 | 0.10576
Portfolio Adjusted1-in-10AllAll2025October Monthly Peak | Portfolio Adjusted | 1-in-10 | All | All | 2025 | October Monthly Peak | 10 | 6.024 | 5.8278 | 5.6426 | 5.6244 | 5.9109 | 6.746 | 7.8921 | 8.6507 | 9.6464 | 10.5338 | 11.3012 | 11.758 | 11.9938 | 12.2349 | 12.1538 | 11.6871 | 10.9826 | 10.1802 | 9.5857 | 9.1582 | 8.5716 | 7.9046 | 7.1504 | 6.6197 | -0.016353 | -0.023612 | -0.015515 | -0.026183 | -0.036235 | -0.033812 | -0.03981 | -0.039839 | -0.040854 | -0.050682 | -0.038211 | -0.042569 | -0.025017 | 0.013188 | 0.24479 | 0.25008 | 0.24484 | 0.22472 | 0.054982 | 0.023752 | 0.012195 | 0.021731 | 0.018142 | 0.015317 | 72.9196 | 71.986 | 71.021 | 69.704 | 68.712 | 67.8702 | 67.4763 | 67.1367 | 68.0279 | 72.2206 | 77.375 | 82.1527 | 85.5693 | 87.9597 | 89.1216 | 89.4795 | 88.8115 | 87.1281 | 84.4996 | 81.3893 | 78.3022 | 76.0844 | 74.3784 | 72.935 | 0.093629 | 0.091162 | 0.094202 | 0.088982 | 0.088851 | 0.089607 | 0.10599 | 0.10441 | 0.12135 | 0.12259 | 0.11278 | 0.10915 | 0.10888 | 0.11453 | 0.1095 | 0.10245 | 0.097901 | 0.093065 | 0.086749 | 0.099839 | 0.10183 | 0.10116 | 0.086037 | 0.08947
Portfolio Adjusted1-in-10AllAll2025November Monthly Peak | Portfolio Adjusted | 1-in-10 | All | All | 2025 | November Monthly Peak | 11 | 5.8112 | 5.6473 | 5.4996 | 5.4879 | 5.7852 | 6.5899 | 7.436 | 8.1352 | 8.9493 | 9.5399 | 10.0323 | 10.2901 | 10.3637 | 10.4924 | 10.343 | 9.8577 | 9.3754 | 9.2204 | 8.65 | 8.1973 | 7.7854 | 7.2814 | 6.6489 | 6.2112 | 8.8645e-05 | -0.0042736 | -0.0018067 | -0.029351 | -0.037694 | -0.026759 | -0.0095809 | -0.035772 | -0.03652 | -0.047674 | -0.0099901 | -0.0015917 | 0.016479 | 0.061721 | 0.25168 | 0.23795 | 0.25127 | 0.2307 | 0.050508 | 0.03856 | 0.032973 | 0.034308 | 0.028067 | 0.020272 | 60.7957 | 59.4638 | 58.4468 | 57.1769 | 56.2945 | 55.6818 | 55.227 | 55.2206 | 57.5517 | 62.0585 | 67.4309 | 71.6687 | 74.3654 | 76.0381 | 77.0907 | 77.2363 | 76.2111 | 73.9313 | 71.2566 | 68.279 | 66.1006 | 64.516 | 62.9212 | 61.8597 | 0.10042 | 0.097641 | 0.10127 | 0.095216 | 0.095051 | 0.095076 | 0.10979 | 0.10748 | 0.12452 | 0.12408 | 0.1135 | 0.10946 | 0.10857 | 0.11399 | 0.1089 | 0.10175 | 0.097643 | 0.093303 | 0.087225 | 0.10139 | 0.10445 | 0.10494 | 0.089385 | 0.093356
Portfolio Adjusted1-in-10AllAll2025December Monthly Peak | Portfolio Adjusted | 1-in-10 | All | All | 2025 | December Monthly Peak | 12 | 5.9617 | 5.7963 | 5.6726 | 5.6936 | 6.0237 | 6.8691 | 8.0125 | 8.6167 | 9.2782 | 9.5645 | 9.6524 | 9.4831 | 9.2107 | 9.0468 | 8.7497 | 8.3639 | 8.2494 | 8.4539 | 8.0999 | 7.8722 | 7.5546 | 7.1616 | 6.6688 | 6.3041 | 0.00077527 | -0.0036491 | -0.001373 | -0.029488 | -0.038127 | -0.026924 | -0.0094829 | -0.03613 | -0.036504 | -0.04623 | -0.0092522 | -0.0012819 | 0.015001 | 0.054881 | 0.21668 | 0.20537 | 0.22392 | 0.21266 | 0.04772 | 0.037317 | 0.032207 | 0.033368 | 0.027958 | 0.020398 | 42.1549 | 41.4923 | 41.0381 | 40.602 | 40.1252 | 39.4194 | 39.4057 | 39.3481 | 40.0884 | 42.5653 | 45.1886 | 47.5246 | 48.9968 | 49.6015 | 49.9581 | 49.9861 | 49.3454 | 47.8718 | 46.1896 | 45.0621 | 44.1296 | 43.1993 | 42.697 | 42.249 | 0.10087 | 0.097812 | 0.10183 | 0.096551 | 0.096666 | 0.097088 | 0.11332 | 0.1098 | 0.12493 | 0.12185 | 0.10897 | 0.10318 | 0.10175 | 0.10645 | 0.10279 | 0.098511 | 0.096476 | 0.092312 | 0.086502 | 0.099416 | 0.10219 | 0.10212 | 0.088274 | 0.092488
Portfolio Adjusted1-in-10AllAll2025Typical Event Day | Portfolio Adjusted | 1-in-10 | All | All | 2025 | Typical Event Day | 8 | 6.786 | 6.5316 | 6.3377 | 6.3029 | 6.6206 | 7.5215 | 8.4838 | 9.5579 | 10.8342 | 11.8844 | 12.7417 | 13.1419 | 13.2335 | 13.4274 | 13.3232 | 12.8715 | 12.1435 | 11.1204 | 10.171 | 9.7883 | 9.555 | 8.8215 | 7.9834 | 7.3834 | -0.024425 | -0.033169 | -0.022293 | -0.029315 | -0.0415 | -0.040793 | -0.053143 | -0.045182 | -0.047267 | -0.056677 | -0.050949 | -0.059066 | -0.039905 | -0.00050954 | 0.25748 | 0.27011 | 0.25984 | 0.23832 | 0.059196 | 0.020711 | 0.0071168 | 0.020059 | 0.017286 | 0.01547 | 75.1856 | 74.0492 | 72.9692 | 72.0624 | 71.1858 | 70.294 | 69.7434 | 70.0235 | 72.9756 | 77.85 | 82.7226 | 86.8748 | 89.8933 | 91.9407 | 93.074 | 93.5393 | 93.6211 | 92.8364 | 91.422 | 88.9831 | 85.3979 | 82.0346 | 79.7563 | 78.0304 | 0.10743 | 0.10383 | 0.10783 | 0.10158 | 0.10111 | 0.10098 | 0.11548 | 0.11413 | 0.13399 | 0.1355 | 0.12408 | 0.11864 | 0.11608 | 0.12153 | 0.11554 | 0.10758 | 0.10206 | 0.096046 | 0.090157 | 0.1072 | 0.11234 | 0.11209 | 0.096147 | 0.10009
Portfolio Adjusted1-in-2AllAll2015January Monthly Peak | Portfolio Adjusted | 1-in-2 | All | All | 2015 | January Monthly Peak | 1 | 126.0844 | 122.5195 | 118.9302 | 119.4807 | 128.4741 | 152.3869 | 184.225 | 201.9904 | 210.4615 | 211.0117 | 212.0672 | 209.8567 | 206.0073 | 205.3022 | 197.951 | 186.4768 | 176.3845 | 173.5209 | 168.686 | 164.3178 | 158.6204 | 151.3518 | 141.7621 | 135.4158 | 0.014621 | -0.14827 | -0.05842 | -1.0888 | -1.4066 | -1.001 | -0.35999 | -1.3733 | -1.3786 | -1.7487 | -0.35221 | -0.049988 | 0.57881 | 2.1387 | 6.0838 | 5.694 | 6.2703 | 5.6307 | 1.8154 | 1.4146 | 1.2216 | 1.2669 | 1.0594 | 0.77108 | 46.3573 | 45.5251 | 44.818 | 44.3337 | 43.9215 | 43.8029 | 43.5802 | 43.3947 | 43.7534 | 45.6868 | 48.8991 | 51.7014 | 53.5644 | 54.9428 | 55.8505 | 56.3375 | 56.1821 | 54.7636 | 52.8825 | 51.422 | 50.3183 | 49.3298 | 48.4778 | 47.5625 | 3.5829 | 3.4815 | 3.6344 | 3.4423 | 3.4286 | 3.4237 | 3.9797 | 3.8016 | 4.3516 | 4.2094 | 3.6761 | 3.3873 | 3.1965 | 3.2195 | 2.8226 | 2.387 | 2.1041 | 2.2012 | 2.2409 | 3.294 | 3.5182 | 3.6085 | 3.143 | 3.3671
Portfolio Adjusted1-in-2AllAll2015February Monthly Peak | Portfolio Adjusted | 1-in-2 | All | All | 2015 | February Monthly Peak | 2 | 124.6663 | 121.2386 | 117.6084 | 118.0579 | 126.8964 | 150.2691 | 181.1959 | 198.028 | 206.126 | 207.1473 | 208.8063 | 207.3844 | 203.9928 | 203.745 | 196.755 | 185.414 | 175.1821 | 172.1002 | 166.9752 | 162.3173 | 156.8069 | 149.827 | 140.2404 | 134.0752 | 0.015218 | -0.14557 | -0.056974 | -1.0732 | -1.3861 | -0.98327 | -0.35274 | -1.3411 | -1.347 | -1.713 | -0.34921 | -0.051382 | 0.57037 | 2.1233 | 6.0525 | 5.6685 | 6.2314 | 5.5884 | 1.7932 | 1.392 | 1.204 | 1.2519 | 1.0462 | 0.76213 | 49.5691 | 49.225 | 48.862 | 48.4769 | 47.9924 | 47.6757 | 47.5064 | 47.4471 | 48.0113 | 49.7913 | 51.7901 | 53.6499 | 54.3972 | 54.617 | 54.6727 | 54.1395 | 53.9326 | 53.2329 | 51.975 | 50.7772 | 49.6585 | 49.0614 | 47.8291 | 46.7612 | 3.5397 | 3.4419 | 3.5889 | 3.3922 | 3.378 | 3.3678 | 3.9042 | 3.7168 | 4.2476 | 4.1173 | 3.6073 | 3.3374 | 3.1559 | 3.1861 | 2.7992 | 2.3681 | 2.086 | 2.1794 | 2.215 | 3.2443 | 3.4693 | 3.5664 | 3.1026 | 3.328
Portfolio Adjusted1-in-2AllAll2015March Monthly Peak | Portfolio Adjusted | 1-in-2 | All | All | 2015 | March Monthly Peak | 3 | 130.057 | 125.7904 | 122.1075 | 121.2793 | 129.3983 | 152.1462 | 180.5637 | 199.5113 | 209.4535 | 210.9496 | 214.1121 | 213.3492 | 210.3792 | 211.5982 | 205.3855 | 194.5458 | 183.3476 | 173.4538 | 167.8592 | 168.039 | 164.7302 | 157.5128 | 146.504 | 138.7776 | 0.016388 | -0.14976 | -0.060847 | -1.1 | -1.4148 | -0.98934 | -0.35446 | -1.3489 | -1.3786 | -1.7437 | -0.36518 | -0.057567 | 0.58133 | 2.2069 | 6.3245 | 5.9562 | 6.515 | 5.6342 | 1.7955 | 1.431 | 1.2597 | 1.3089 | 1.0884 | 0.78564 | 49.3968 | 48.4409 | 47.6363 | 47.1827 | 46.848 | 46.3703 | 45.9914 | 45.997 | 47.9594 | 50.3112 | 52.7267 | 54.7114 | 55.9452 | 56.9292 | 57.3005 | 57.672 | 57.4259 | 56.7293 | 55.2827 | 53.3064 | 52.0077 | 50.8374 | 49.9037 | 49.0314 | 3.6811 | 3.5571 | 3.7211 | 3.4709 | 3.4369 | 3.3902 | 3.8678 | 3.722 | 4.2947 | 4.1639 | 3.6784 | 3.4204 | 3.2406 | 3.2906 | 2.909 | 2.4724 | 2.1732 | 2.185 | 2.2209 | 3.3433 | 3.6333 | 3.7348 | 3.2332 | 3.4342
Portfolio Adjusted1-in-2AllAll2015April Monthly Peak | Portfolio Adjusted | 1-in-2 | All | All | 2015 | April Monthly Peak | 4 | 127.0561 | 123.339 | 119.325 | 118.2071 | 125.7845 | 147.1002 | 172.9926 | 190.9316 | 202.1771 | 207.926 | 215.1971 | 218.233 | 217.7074 | 220.9795 | 215.8428 | 204.2596 | 190.8281 | 178.3178 | 170.1151 | 168.172 | 164.166 | 156.5651 | 144.7302 | 137.0498 | 0.0022252 | -0.15575 | -0.066075 | -1.0733 | -1.3774 | -0.95997 | -0.34659 | -1.2967 | -1.3411 | -1.7257 | -0.36981 | -0.061156 | 0.59562 | 2.2998 | 6.6402 | 6.2575 | 6.7852 | 5.7951 | 1.8122 | 1.4264 | 1.254 | 1.3025 | 1.0723 | 0.77417 | 62.6545 | 61.6296 | 60.2984 | 59.2413 | 58.374 | 57.7052 | 57.2378 | 57.1571 | 59.4599 | 63.4679 | 67.8818 | 72.0896 | 75.4861 | 77.989 | 79.3794 | 79.9786 | 80.0028 | 79.441 | 77.8545 | 75.2031 | 71.3877 | 68.5703 | 66.301 | 64.1262 | 3.5951 | 3.4885 | 3.6372 | 3.3763 | 3.3367 | 3.2713 | 3.7081 | 3.5616 | 4.1525 | 4.1115 | 3.699 | 3.4986 | 3.3515 | 3.4317 | 3.0543 | 2.5892 | 2.2558 | 2.2402 | 2.2457 | 3.3378 | 3.618 | 3.7197 | 3.1933 | 3.3903
Portfolio Adjusted1-in-2AllAll2015May Monthly Peak | Portfolio Adjusted | 1-in-2 | All | All | 2015 | May Monthly Peak | 5 | 130.2823 | 126.9056 | 122.4333 | 121.8575 | 130.2694 | 151.9359 | 176.8694 | 198.4008 | 212.7528 | 220.2319 | 227.8334 | 230.196 | 228.2256 | 230.3823 | 224.8035 | 211.4399 | 197.184 | 183.6716 | 174.6532 | 170.4244 | 167.8141 | 160.4313 | 149.1274 | 141.7021 | 0.011525 | -0.1535 | -0.066489 | -1.1048 | -1.4214 | -0.98723 | -0.35208 | -1.3458 | -1.4183 | -1.8329 | -0.39192 | -0.064156 | 0.62514 | 2.3933 | 6.9033 | 6.4688 | 7.0116 | 5.9744 | 1.8577 | 1.4404 | 1.2691 | 1.3257 | 1.1006 | 0.79545 | 62.7638 | 62.1104 | 61.4671 | 60.642 | 59.8885 | 59.439 | 59.284 | 59.7061 | 61.3128 | 64.6597 | 68.6673 | 72.527 | 76.1853 | 78.8203 | 79.9509 | 80.5469 | 80.5804 | 79.2395 | 77.1249 | 74.3376 | 70.6062 | 67.4621 | 65.5936 | 64.247 | 3.6696 | 3.5712 | 3.7108 | 3.4666 | 3.4367 | 3.3648 | 3.764 | 3.6881 | 4.3704 | 4.36 | 3.9275 | 3.6979 | 3.5212 | 3.5899 | 3.1899 | 2.6846 | 2.3326 | 2.3074 | 2.3019 | 3.3707 | 3.6676 | 3.7857 | 3.2707 | 3.4802
Portfolio Adjusted1-in-2AllAll2015June Monthly Peak | Portfolio Adjusted | 1-in-2 | All | All | 2015 | June Monthly Peak | 6 | 138.6416 | 135.0322 | 130.512 | 129.8926 | 138.2949 | 160.2046 | 185.0087 | 205.7802 | 219.7545 | 228.2325 | 236.6939 | 237.1341 | 232.5258 | 233.8712 | 228.6782 | 218.0471 | 204.3234 | 190.6579 | 182.6524 | 177.3103 | 175.2317 | 168.1484 | 156.5804 | 149.2354 | -0.309 | -0.51867 | -0.32801 | -1.1072 | -1.4881 | -1.1859 | -0.93699 | -1.4627 | -1.5813 | -1.926 | -0.9217 | -0.82485 | -0.16595 | 1.4726 | 6.2646 | 6.2593 | 6.5193 | 5.7584 | 1.9564 | 1.1821 | 0.93494 | 1.1554 | 0.98297 | 0.7707 | 67.4705 | 66.5265 | 65.5889 | 64.5271 | 63.7599 | 62.9934 | 62.3282 | 63.0444 | 65.869 | 70.4444 | 75.3199 | 79.6659 | 82.393 | 83.9613 | 85.4529 | 86.0185 | 86.4529 | 85.7814 | 84.6416 | 81.8872 | 78.0947 | 73.9082 | 71.5608 | 69.8569 | 3.6981 | 3.599 | 3.7443 | 3.4975 | 3.4507 | 3.3606 | 3.7367 | 3.6375 | 4.2987 | 4.3164 | 3.893 | 3.6187 | 3.3934 | 3.4472 | 3.0675 | 2.6203 | 2.2883 | 2.2679 | 2.2829 | 3.311 | 3.6331 | 3.7579 | 3.2516 | 3.4667
Portfolio Adjusted1-in-2AllAll2015July Monthly Peak | Portfolio Adjusted | 1-in-2 | All | All | 2015 | July Monthly Peak | 7 | 144.6529 | 140.4016 | 136.2501 | 136.2324 | 145.3437 | 169.1858 | 195.0611 | 216.0614 | 229.859 | 238.7097 | 246.6569 | 246.6054 | 242.1974 | 243.1192 | 237.5883 | 227.6834 | 214.3917 | 200.4407 | 192.1275 | 186.5717 | 183.6095 | 175.2084 | 162.8387 | 155.0165 | -0.81236 | -1.1157 | -0.7481 | -1.1016 | -1.5465 | -1.4656 | -1.7863 | -1.6225 | -1.7021 | -2.0214 | -1.673 | -1.887 | -1.213 | 0.24241 | 5.4691 | 5.9412 | 5.8694 | 5.4477 | 2.1474 | 0.82671 | 0.37907 | 0.82181 | 0.70809 | 0.62078 | 74.4305 | 73.4298 | 72.6472 | 71.9184 | 71.1838 | 70.4573 | 69.996 | 70.7227 | 73.4543 | 77.1443 | 81.0085 | 84.6923 | 87.3404 | 89.0063 | 90.3824 | 90.8809 | 90.3228 | 89.3198 | 88.5419 | 87.0666 | 84.3608 | 80.8564 | 78.3957 | 76.6283 | 3.8439 | 3.7213 | 3.8816 | 3.6498 | 3.608 | 3.5394 | 3.9191 | 3.7893 | 4.4508 | 4.4666 | 4.0017 | 3.7188 | 3.4991 | 3.5458 | 3.1529 | 2.7097 | 2.3797 | 2.3647 | 2.3851 | 3.463 | 3.7839 | 3.8937 | 3.3611 | 3.5763
Portfolio Adjusted1-in-2AllAll2015August Monthly Peak | Portfolio Adjusted | 1-in-2 | All | All | 2015 | August Monthly Peak | 8 | 144.3396 | 140.2648 | 136.0767 | 135.867 | 145.4196 | 170.2817 | 198.5617 | 220.5343 | 236.7336 | 246.8865 | 256.4542 | 257.5364 | 253.4389 | 255.1419 | 249.1007 | 235.8055 | 219.391 | 203.5028 | 193.6532 | 189.5887 | 185.4625 | 175.6308 | 163.3256 | 155.4101 | -0.85255 | -1.1595 | -0.77782 | -1.1338 | -1.574 | -1.4986 | -1.8224 | -1.6748 | -1.7332 | -2.0891 | -1.7194 | -1.9402 | -1.2284 | 0.28459 | 5.7451 | 6.1566 | 6.0474 | 5.5511 | 2.1954 | 0.85968 | 0.38363 | 0.807 | 0.68357 | 0.58574 | 74.2645 | 72.9232 | 71.7491 | 70.9978 | 70.3301 | 69.5466 | 69.1759 | 68.9803 | 71.0586 | 75.9996 | 81.2671 | 85.8665 | 89.1469 | 91.0823 | 92.3257 | 92.7252 | 92.6981 | 92.0255 | 90.2517 | 86.9401 | 82.4839 | 79.3628 | 77.51 | 76.0597 | 3.8376 | 3.7177 | 3.8728 | 3.636 | 3.6031 | 3.5525 | 3.9714 | 3.856 | 4.5726 | 4.6095 | 4.1473 | 3.8821 | 3.6628 | 3.7272 | 3.3124 | 2.8093 | 2.4366 | 2.4028 | 2.4035 | 3.5174 | 3.8184 | 3.8923 | 3.3624 | 3.5707
Portfolio Adjusted1-in-2AllAll2015September Monthly Peak | Portfolio Adjusted | 1-in-2 | All | All | 2015 | September Monthly Peak | 9 | 143.7961 | 139.8561 | 135.1833 | 135.8381 | 145.8317 | 171.6438 | 202.7537 | 225.2345 | 244.5972 | 255.63 | 264.7192 | 265.5686 | 261.3825 | 263.434 | 256.6161 | 241.239 | 223.4502 | 206.6692 | 197.6584 | 195.043 | 187.2362 | 176.8071 | 163.8834 | 155.3616 | -0.76364 | -1.076 | -0.71383 | -1.1138 | -1.5532 | -1.4662 | -1.774 | -1.6829 | -1.764 | -2.1634 | -1.7196 | -1.9211 | -1.1774 | 0.38259 | 5.9482 | 6.2972 | 6.2081 | 5.6426 | 2.2195 | 0.91751 | 0.43057 | 0.85088 | 0.71934 | 0.60855 | 72.9664 | 71.8944 | 71.0393 | 70.2948 | 69.5762 | 68.8562 | 68.6119 | 68.5315 | 70.5408 | 75.0082 | 80.0915 | 84.8669 | 88.9856 | 91.427 | 92.7313 | 93.1091 | 92.882 | 91.8003 | 90.3236 | 87.2467 | 83.4355 | 80.5285 | 78.5517 | 77.2466 | 3.8167 | 3.7003 | 3.848 | 3.6403 | 3.6199 | 3.5757 | 4.0487 | 3.9379 | 4.7347 | 4.7818 | 4.2986 | 4.0211 | 3.7954 | 3.8615 | 3.4242 | 2.881 | 2.4815 | 2.4405 | 2.4498 | 3.6242 | 3.8647 | 3.9309 | 3.3819 | 3.5762
Portfolio Adjusted1-in-2AllAll2015October Monthly Peak | Portfolio Adjusted | 1-in-2 | All | All | 2015 | October Monthly Peak | 10 | 122.6487 | 119.7956 | 115.698 | 115.7988 | 124.0857 | 146.266 | 174.9532 | 191.8947 | 202.8501 | 209.7257 | 216.8144 | 219.975 | 219.5945 | 221.7118 | 215.7826 | 202.9336 | 189.3587 | 182.4795 | 173.7667 | 166.2842 | 159.3566 | 151.2765 | 140.3544 | 133.9311 | -0.19789 | -0.38193 | -0.22671 | -1.0268 | -1.353 | -1.0523 | -0.7004 | -1.3487 | -1.3827 | -1.7537 | -0.67163 | -0.50839 | 0.13269 | 1.7187 | 6.1491 | 5.9373 | 6.2928 | 5.6431 | 1.8827 | 1.2353 | 0.97728 | 1.1151 | 0.92368 | 0.69884 | 65.4567 | 64.5141 | 63.6975 | 62.8194 | 62.0623 | 61.4586 | 60.9385 | 60.8717 | 61.9182 | 65.5178 | 71.0057 | 77.0667 | 82.5744 | 85.7831 | 86.5833 | 87.1422 | 87.2372 | 86.2635 | 83.5219 | 78.7831 | 75.2743 | 72.6495 | 70.5298 | 68.9222 | 3.3515 | 3.2759 | 3.4014 | 3.1997 | 3.1787 | 3.1503 | 3.6335 | 3.468 | 4.0328 | 4.0244 | 3.6095 | 3.409 | 3.2696 | 3.3335 | 2.9527 | 2.4875 | 2.163 | 2.2172 | 2.2129 | 3.1914 | 3.3921 | 3.4767 | 2.9893 | 3.1989
Portfolio Adjusted1-in-2AllAll2015November Monthly Peak | Portfolio Adjusted | 1-in-2 | All | All | 2015 | November Monthly Peak | 11 | 127.2614 | 124.0543 | 119.995 | 119.486 | 127.9846 | 150.2177 | 176.2386 | 193.7286 | 204.8827 | 210.2436 | 216.0277 | 217.9062 | 216.2712 | 217.6139 | 211.2187 | 197.9217 | 186.1299 | 180.841 | 172.6737 | 165.9403 | 160.0062 | 152.7128 | 141.3977 | 134.7552 | 0.010597 | -0.14683 | -0.059751 | -1.0926 | -1.4087 | -0.99811 | -0.35245 | -1.3303 | -1.3634 | -1.7533 | -0.36127 | -0.053383 | 0.60188 | 2.2609 | 6.4732 | 6.0412 | 6.6139 | 5.8759 | 1.8529 | 1.4245 | 1.2312 | 1.2831 | 1.0565 | 0.76799 | 58.7712 | 57.8194 | 57.2515 | 56.5743 | 55.5488 | 54.6523 | 54.6616 | 54.5684 | 57.2684 | 61.1126 | 65.8192 | 70.4342 | 73.2928 | 74.8808 | 75.9492 | 75.7818 | 73.9451 | 70.8921 | 67.7689 | 65.5771 | 64.0275 | 63.0938 | 62.1738 | 61.509 | 3.6188 | 3.528 | 3.6761 | 3.448 | 3.4265 | 3.3811 | 3.819 | 3.6589 | 4.2705 | 4.2116 | 3.7563 | 3.528 | 3.3613 | 3.4123 | 3.0154 | 2.5276 | 2.2157 | 2.2882 | 2.2884 | 3.3186 | 3.5462 | 3.6552 | 3.1407 | 3.3574
Portfolio Adjusted1-in-2AllAll2015December Monthly Peak | Portfolio Adjusted | 1-in-2 | All | All | 2015 | December Monthly Peak | 12 | 119.9447 | 117.1493 | 113.7116 | 114.0338 | 122.1932 | 142.5282 | 168.1335 | 181.2351 | 188.8349 | 190.7153 | 192.473 | 191.1209 | 187.3326 | 186.6141 | 180.5584 | 171.0552 | 163.735 | 161.5027 | 155.6074 | 150.726 | 146.0353 | 140.0983 | 131.2227 | 126.1341 | 0.018421 | -0.1337 | -0.052532 | -1.0313 | -1.3319 | -0.93601 | -0.32961 | -1.2294 | -1.2409 | -1.5807 | -0.32389 | -0.048836 | 0.52028 | 1.945 | 5.5606 | 5.2367 | 5.8234 | 5.2479 | 1.6706 | 1.2956 | 1.1239 | 1.1716 | 0.97737 | 0.7158 | 50.4977 | 49.6483 | 49.0053 | 48.4991 | 47.9206 | 47.336 | 47.0883 | 47.0007 | 47.6304 | 50.8852 | 54.6629 | 57.8513 | 59.957 | 61.1418 | 61.8637 | 62.1645 | 61.5864 | 59.3625 | 56.601 | 54.4398 | 52.7444 | 50.9102 | 49.2476 | 47.9111 | 3.3996 | 3.3175 | 3.4615 | 3.2593 | 3.2442 | 3.1941 | 3.6208 | 3.3984 | 3.8939 | 3.7929 | 3.3234 | 3.0747 | 2.8959 | 2.9127 | 2.5628 | 2.1798 | 1.9491 | 2.0445 | 2.0639 | 3.0186 | 3.2374 | 3.3403 | 2.9039 | 3.1294
Portfolio Adjusted1-in-2AllAll2015Typical Event Day | Portfolio Adjusted | 1-in-2 | All | All | 2015 | Typical Event Day | 8 | 143.1265 | 139.1122 | 134.9861 | 134.7888 | 144.2695 | 168.7328 | 196.4155 | 217.3511 | 232.4939 | 241.9902 | 251.0946 | 252.0991 | 247.9056 | 249.66 | 243.7817 | 230.9904 | 215.1323 | 199.812 | 190.3687 | 186.5539 | 182.8981 | 173.5828 | 161.5697 | 153.8982 | -0.67834 | -0.96291 | -0.63895 | -1.1162 | -1.5439 | -1.4071 | -1.5772 | -1.6077 | -1.6825 | -2.039 | -1.4978 | -1.6315 | -0.92955 | 0.62202 | 5.9064 | 6.1946 | 6.1788 | 5.5982 | 2.1183 | 0.94915 | 0.53592 | 0.9063 | 0.77364 | 0.64491 | 72.283 | 71.1935 | 70.2561 | 69.4345 | 68.7125 | 67.9634 | 67.528 | 67.8197 | 70.2307 | 74.6491 | 79.4218 | 83.7729 | 86.9665 | 88.8692 | 90.2231 | 90.6834 | 90.589 | 89.7318 | 88.4397 | 85.7852 | 82.0937 | 78.664 | 76.5046 | 74.9479 | 3.783 | 3.6661 | 3.8212 | 3.5885 | 3.5563 | 3.5017 | 3.9102 | 3.7821 | 4.4719 | 4.4983 | 4.0432 | 3.7831 | 3.5656 | 3.6292 | 3.2257 | 2.7382 | 2.3772 | 2.3471 | 2.35 | 3.4452 | 3.7491 | 3.8291 | 3.3114 | 3.5209
Portfolio Adjusted1-in-2AllAll2016January Monthly Peak | Portfolio Adjusted | 1-in-2 | All | All | 2016 | January Monthly Peak | 1 | 126.0844 | 122.5195 | 118.9302 | 119.4807 | 128.4741 | 152.3869 | 184.225 | 201.9904 | 210.4615 | 211.0117 | 212.0672 | 209.8567 | 206.0073 | 205.3022 | 197.951 | 186.4768 | 176.3845 | 173.5209 | 168.686 | 164.3178 | 158.6204 | 151.3518 | 141.7621 | 135.4158 | 0.014621 | -0.14827 | -0.05842 | -1.0888 | -1.4066 | -1.001 | -0.35999 | -1.3733 | -1.3786 | -1.7487 | -0.35221 | -0.049988 | 0.57881 | 2.1387 | 6.0838 | 5.694 | 6.2703 | 5.6307 | 1.8154 | 1.4146 | 1.2216 | 1.2669 | 1.0594 | 0.77108 | 46.3573 | 45.5251 | 44.818 | 44.3337 | 43.9215 | 43.8029 | 43.5802 | 43.3947 | 43.7534 | 45.6868 | 48.8991 | 51.7014 | 53.5644 | 54.9428 | 55.8505 | 56.3375 | 56.1821 | 54.7636 | 52.8825 | 51.422 | 50.3183 | 49.3298 | 48.4778 | 47.5625 | 3.5829 | 3.4815 | 3.6344 | 3.4423 | 3.4286 | 3.4237 | 3.9797 | 3.8016 | 4.3516 | 4.2094 | 3.6761 | 3.3873 | 3.1965 | 3.2195 | 2.8226 | 2.387 | 2.1041 | 2.2012 | 2.2409 | 3.294 | 3.5182 | 3.6085 | 3.143 | 3.3671
Portfolio Adjusted1-in-2AllAll2016February Monthly Peak | Portfolio Adjusted | 1-in-2 | All | All | 2016 | February Monthly Peak | 2 | 124.6663 | 121.2386 | 117.6084 | 118.0579 | 126.8964 | 150.2691 | 181.1959 | 198.028 | 206.126 | 207.1473 | 208.8063 | 207.3844 | 203.9928 | 203.745 | 196.755 | 185.414 | 175.1821 | 172.1002 | 166.9752 | 162.3173 | 156.8069 | 149.827 | 140.2404 | 134.0752 | 0.015218 | -0.14557 | -0.056974 | -1.0732 | -1.3861 | -0.98327 | -0.35274 | -1.3411 | -1.347 | -1.713 | -0.34921 | -0.051382 | 0.57037 | 2.1233 | 6.0525 | 5.6685 | 6.2314 | 5.5884 | 1.7932 | 1.392 | 1.204 | 1.2519 | 1.0462 | 0.76213 | 49.5691 | 49.225 | 48.862 | 48.4769 | 47.9924 | 47.6757 | 47.5064 | 47.4471 | 48.0113 | 49.7913 | 51.7901 | 53.6499 | 54.3972 | 54.617 | 54.6727 | 54.1395 | 53.9326 | 53.2329 | 51.975 | 50.7772 | 49.6584 | 49.0614 | 47.8291 | 46.7612 | 3.5397 | 3.4419 | 3.5889 | 3.3922 | 3.378 | 3.3678 | 3.9042 | 3.7168 | 4.2476 | 4.1173 | 3.6073 | 3.3374 | 3.1559 | 3.1861 | 2.7992 | 2.3681 | 2.086 | 2.1794 | 2.215 | 3.2443 | 3.4693 | 3.5664 | 3.1026 | 3.328
Portfolio Adjusted1-in-2AllAll2016March Monthly Peak | Portfolio Adjusted | 1-in-2 | All | All | 2016 | March Monthly Peak | 3 | 130.057 | 125.7904 | 122.1075 | 121.2793 | 129.3983 | 152.1462 | 180.5637 | 199.5113 | 209.4535 | 210.9496 | 214.1121 | 213.3492 | 210.3792 | 211.5982 | 205.3854 | 194.5458 | 183.3476 | 173.4538 | 167.8592 | 168.039 | 164.7302 | 157.5128 | 146.504 | 138.7776 | 0.016388 | -0.14976 | -0.060847 | -1.1 | -1.4148 | -0.98934 | -0.35446 | -1.3489 | -1.3786 | -1.7437 | -0.36518 | -0.057567 | 0.58133 | 2.2069 | 6.3245 | 5.9562 | 6.515 | 5.6342 | 1.7955 | 1.431 | 1.2597 | 1.3089 | 1.0884 | 0.78564 | 49.3968 | 48.4409 | 47.6363 | 47.1827 | 46.848 | 46.3703 | 45.9914 | 45.997 | 47.9594 | 50.3112 | 52.7267 | 54.7114 | 55.9452 | 56.9292 | 57.3005 | 57.672 | 57.4259 | 56.7293 | 55.2827 | 53.3064 | 52.0077 | 50.8374 | 49.9037 | 49.0314 | 3.6811 | 3.5571 | 3.7211 | 3.4709 | 3.4369 | 3.3902 | 3.8678 | 3.722 | 4.2947 | 4.1639 | 3.6784 | 3.4204 | 3.2406 | 3.2906 | 2.909 | 2.4724 | 2.1732 | 2.185 | 2.2209 | 3.3433 | 3.6333 | 3.7348 | 3.2332 | 3.4342
Portfolio Adjusted1-in-2AllAll2016April Monthly Peak | Portfolio Adjusted | 1-in-2 | All | All | 2016 | April Monthly Peak | 4 | 127.0561 | 123.339 | 119.325 | 118.2071 | 125.7845 | 147.1002 | 172.9926 | 190.9316 | 202.1771 | 207.926 | 215.1971 | 218.233 | 217.7074 | 220.9795 | 215.8428 | 204.2596 | 190.8281 | 178.3178 | 170.1151 | 168.172 | 164.166 | 156.5651 | 144.7302 | 137.0498 | 0.0022252 | -0.15575 | -0.066075 | -1.0733 | -1.3774 | -0.95997 | -0.34659 | -1.2967 | -1.3411 | -1.7257 | -0.36981 | -0.061156 | 0.59562 | 2.2998 | 6.6402 | 6.2575 | 6.7852 | 5.7951 | 1.8122 | 1.4264 | 1.254 | 1.3025 | 1.0723 | 0.77417 | 62.6545 | 61.6296 | 60.2984 | 59.2413 | 58.374 | 57.7052 | 57.2378 | 57.1571 | 59.4599 | 63.4679 | 67.8818 | 72.0896 | 75.4861 | 77.989 | 79.3794 | 79.9786 | 80.0028 | 79.441 | 77.8545 | 75.2031 | 71.3877 | 68.5703 | 66.301 | 64.1262 | 3.5951 | 3.4885 | 3.6372 | 3.3763 | 3.3367 | 3.2713 | 3.7081 | 3.5616 | 4.1525 | 4.1115 | 3.699 | 3.4986 | 3.3515 | 3.4317 | 3.0543 | 2.5892 | 2.2558 | 2.2402 | 2.2457 | 3.3378 | 3.618 | 3.7197 | 3.1933 | 3.3903
Portfolio Adjusted1-in-2AllAll2016May Monthly Peak | Portfolio Adjusted | 1-in-2 | All | All | 2016 | May Monthly Peak | 5 | 130.2823 | 126.9056 | 122.4333 | 121.8575 | 130.2694 | 151.9359 | 176.8694 | 198.4008 | 212.7528 | 220.2319 | 227.8334 | 230.196 | 228.2256 | 230.3823 | 224.8035 | 211.4399 | 197.184 | 183.6716 | 174.6532 | 170.4244 | 167.8141 | 160.4313 | 149.1274 | 141.7021 | 0.011525 | -0.1535 | -0.066489 | -1.1048 | -1.4214 | -0.98723 | -0.35208 | -1.3458 | -1.4183 | -1.8329 | -0.39192 | -0.064156 | 0.62514 | 2.3933 | 6.9033 | 6.4688 | 7.0116 | 5.9744 | 1.8577 | 1.4404 | 1.2691 | 1.3257 | 1.1006 | 0.79545 | 62.7638 | 62.1104 | 61.4671 | 60.642 | 59.8885 | 59.439 | 59.284 | 59.7061 | 61.3128 | 64.6597 | 68.6673 | 72.527 | 76.1853 | 78.8203 | 79.9509 | 80.5469 | 80.5804 | 79.2395 | 77.1249 | 74.3376 | 70.6062 | 67.4621 | 65.5936 | 64.247 | 3.6696 | 3.5712 | 3.7108 | 3.4666 | 3.4367 | 3.3648 | 3.764 | 3.6881 | 4.3704 | 4.36 | 3.9275 | 3.6979 | 3.5212 | 3.5899 | 3.1899 | 2.6846 | 2.3326 | 2.3074 | 2.3019 | 3.3707 | 3.6676 | 3.7857 | 3.2707 | 3.4802
Portfolio Adjusted1-in-2AllAll2016June Monthly Peak | Portfolio Adjusted | 1-in-2 | All | All | 2016 | June Monthly Peak | 6 | 138.6416 | 135.0322 | 130.512 | 129.8926 | 138.2949 | 160.2046 | 185.0087 | 205.7802 | 219.7545 | 228.2325 | 236.6939 | 237.1341 | 232.5258 | 233.8712 | 228.6782 | 218.0471 | 204.3234 | 190.6579 | 182.6524 | 177.3103 | 175.2317 | 168.1484 | 156.5804 | 149.2354 | -0.309 | -0.51867 | -0.32801 | -1.1072 | -1.4881 | -1.1859 | -0.93699 | -1.4627 | -1.5813 | -1.926 | -0.9217 | -0.82485 | -0.16595 | 1.4726 | 6.2646 | 6.2593 | 6.5193 | 5.7584 | 1.9564 | 1.1821 | 0.93494 | 1.1554 | 0.98297 | 0.7707 | 67.4705 | 66.5265 | 65.5889 | 64.5271 | 63.7599 | 62.9934 | 62.3282 | 63.0444 | 65.869 | 70.4444 | 75.3199 | 79.6659 | 82.393 | 83.9613 | 85.4529 | 86.0185 | 86.4529 | 85.7814 | 84.6416 | 81.8872 | 78.0948 | 73.9082 | 71.5608 | 69.8569 | 3.6981 | 3.599 | 3.7443 | 3.4975 | 3.4507 | 3.3606 | 3.7367 | 3.6375 | 4.2987 | 4.3164 | 3.893 | 3.6187 | 3.3934 | 3.4472 | 3.0675 | 2.6203 | 2.2883 | 2.2679 | 2.2829 | 3.311 | 3.6331 | 3.7579 | 3.2516 | 3.4667
Portfolio Adjusted1-in-2AllAll2016July Monthly Peak | Portfolio Adjusted | 1-in-2 | All | All | 2016 | July Monthly Peak | 7 | 144.6529 | 140.4016 | 136.2501 | 136.2324 | 145.3437 | 169.1858 | 195.0611 | 216.0614 | 229.859 | 238.7097 | 246.6569 | 246.6054 | 242.1974 | 243.1192 | 237.5883 | 227.6834 | 214.3917 | 200.4407 | 192.1275 | 186.5717 | 183.6094 | 175.2084 | 162.8387 | 155.0165 | -0.81236 | -1.1157 | -0.7481 | -1.1016 | -1.5465 | -1.4656 | -1.7863 | -1.6225 | -1.7021 | -2.0214 | -1.673 | -1.887 | -1.213 | 0.24241 | 5.4691 | 5.9412 | 5.8694 | 5.4477 | 2.1474 | 0.82671 | 0.37907 | 0.82181 | 0.70809 | 0.62078 | 74.4305 | 73.4298 | 72.6472 | 71.9184 | 71.1838 | 70.4573 | 69.996 | 70.7227 | 73.4543 | 77.1443 | 81.0085 | 84.6923 | 87.3404 | 89.0063 | 90.3824 | 90.8809 | 90.3228 | 89.3198 | 88.5419 | 87.0666 | 84.3608 | 80.8564 | 78.3957 | 76.6283 | 3.8439 | 3.7213 | 3.8816 | 3.6498 | 3.608 | 3.5394 | 3.9191 | 3.7893 | 4.4508 | 4.4666 | 4.0017 | 3.7188 | 3.4991 | 3.5458 | 3.1529 | 2.7097 | 2.3797 | 2.3647 | 2.3851 | 3.463 | 3.7839 | 3.8937 | 3.3611 | 3.5763
Portfolio Adjusted1-in-2AllAll2016August Monthly Peak | Portfolio Adjusted | 1-in-2 | All | All | 2016 | August Monthly Peak | 8 | 144.3396 | 140.2648 | 136.0767 | 135.867 | 145.4196 | 170.2817 | 198.5617 | 220.5343 | 236.7336 | 246.8865 | 256.4542 | 257.5364 | 253.4389 | 255.1418 | 249.1007 | 235.8055 | 219.391 | 203.5028 | 193.6532 | 189.5887 | 185.4625 | 175.6308 | 163.3256 | 155.4101 | -0.85255 | -1.1595 | -0.77782 | -1.1338 | -1.574 | -1.4986 | -1.8224 | -1.6748 | -1.7332 | -2.0891 | -1.7194 | -1.9402 | -1.2284 | 0.28459 | 5.7451 | 6.1566 | 6.0474 | 5.5511 | 2.1954 | 0.85968 | 0.38363 | 0.807 | 0.68357 | 0.58574 | 74.2645 | 72.9232 | 71.7491 | 70.9978 | 70.3301 | 69.5466 | 69.1759 | 68.9803 | 71.0586 | 75.9996 | 81.2671 | 85.8665 | 89.1469 | 91.0823 | 92.3257 | 92.7252 | 92.6981 | 92.0255 | 90.2517 | 86.9401 | 82.4839 | 79.3628 | 77.51 | 76.0597 | 3.8376 | 3.7177 | 3.8728 | 3.636 | 3.6031 | 3.5525 | 3.9714 | 3.856 | 4.5726 | 4.6095 | 4.1473 | 3.8821 | 3.6628 | 3.7272 | 3.3124 | 2.8093 | 2.4366 | 2.4028 | 2.4035 | 3.5174 | 3.8184 | 3.8923 | 3.3624 | 3.5707
Portfolio Adjusted1-in-2AllAll2016September Monthly Peak | Portfolio Adjusted | 1-in-2 | All | All | 2016 | September Monthly Peak | 9 | 143.7961 | 139.8561 | 135.1833 | 135.8381 | 145.8317 | 171.6438 | 202.7537 | 225.2345 | 244.5972 | 255.63 | 264.7192 | 265.5686 | 261.3825 | 263.434 | 256.6161 | 241.239 | 223.4502 | 206.6692 | 197.6584 | 195.043 | 187.2362 | 176.8071 | 163.8834 | 155.3616 | -0.76364 | -1.076 | -0.71383 | -1.1138 | -1.5532 | -1.4662 | -1.774 | -1.6829 | -1.764 | -2.1634 | -1.7196 | -1.9211 | -1.1774 | 0.38259 | 5.9482 | 6.2972 | 6.2081 | 5.6426 | 2.2195 | 0.91751 | 0.43057 | 0.85088 | 0.71935 | 0.60855 | 72.9664 | 71.8944 | 71.0393 | 70.2948 | 69.5762 | 68.8562 | 68.6119 | 68.5315 | 70.5408 | 75.0082 | 80.0915 | 84.8669 | 88.9856 | 91.427 | 92.7313 | 93.1091 | 92.882 | 91.8003 | 90.3236 | 87.2467 | 83.4355 | 80.5285 | 78.5517 | 77.2466 | 3.8167 | 3.7003 | 3.848 | 3.6403 | 3.6199 | 3.5757 | 4.0487 | 3.9379 | 4.7347 | 4.7818 | 4.2986 | 4.0211 | 3.7954 | 3.8615 | 3.4242 | 2.881 | 2.4815 | 2.4405 | 2.4498 | 3.6242 | 3.8647 | 3.9309 | 3.3819 | 3.5762
Portfolio Adjusted1-in-2AllAll2016October Monthly Peak | Portfolio Adjusted | 1-in-2 | All | All | 2016 | October Monthly Peak | 10 | 122.6487 | 119.7956 | 115.698 | 115.7988 | 124.0857 | 146.266 | 174.9532 | 191.8947 | 202.8501 | 209.7257 | 216.8144 | 219.975 | 219.5945 | 221.7118 | 215.7826 | 202.9336 | 189.3587 | 182.4796 | 173.7667 | 166.2842 | 159.3566 | 151.2765 | 140.3544 | 133.9311 | -0.19789 | -0.38193 | -0.22671 | -1.0268 | -1.353 | -1.0523 | -0.7004 | -1.3487 | -1.3827 | -1.7537 | -0.67163 | -0.50839 | 0.13269 | 1.7187 | 6.1491 | 5.9373 | 6.2928 | 5.6431 | 1.8827 | 1.2353 | 0.97728 | 1.1151 | 0.92368 | 0.69884 | 65.4567 | 64.5141 | 63.6975 | 62.8194 | 62.0623 | 61.4586 | 60.9385 | 60.8717 | 61.9182 | 65.5178 | 71.0057 | 77.0667 | 82.5744 | 85.7831 | 86.5833 | 87.1422 | 87.2372 | 86.2635 | 83.5219 | 78.7831 | 75.2743 | 72.6495 | 70.5298 | 68.9222 | 3.3515 | 3.2759 | 3.4014 | 3.1997 | 3.1787 | 3.1503 | 3.6335 | 3.468 | 4.0328 | 4.0244 | 3.6095 | 3.409 | 3.2696 | 3.3335 | 2.9527 | 2.4875 | 2.163 | 2.2172 | 2.2129 | 3.1914 | 3.3921 | 3.4767 | 2.9893 | 3.1989
Portfolio Adjusted1-in-2AllAll2016November Monthly Peak | Portfolio Adjusted | 1-in-2 | All | All | 2016 | November Monthly Peak | 11 | 127.2614 | 124.0543 | 119.995 | 119.486 | 127.9846 | 150.2177 | 176.2386 | 193.7286 | 204.8827 | 210.2436 | 216.0277 | 217.9062 | 216.2712 | 217.6139 | 211.2187 | 197.9217 | 186.1299 | 180.841 | 172.6737 | 165.9403 | 160.0062 | 152.7127 | 141.3977 | 134.7552 | 0.010597 | -0.14683 | -0.059751 | -1.0926 | -1.4087 | -0.99811 | -0.35245 | -1.3303 | -1.3634 | -1.7533 | -0.36127 | -0.053383 | 0.60188 | 2.2609 | 6.4732 | 6.0412 | 6.6139 | 5.8759 | 1.8529 | 1.4245 | 1.2312 | 1.2831 | 1.0565 | 0.76799 | 58.7712 | 57.8194 | 57.2515 | 56.5743 | 55.5488 | 54.6523 | 54.6616 | 54.5684 | 57.2684 | 61.1126 | 65.8192 | 70.4342 | 73.2928 | 74.8808 | 75.9492 | 75.7818 | 73.9451 | 70.8921 | 67.769 | 65.5771 | 64.0275 | 63.0938 | 62.1738 | 61.509 | 3.6188 | 3.528 | 3.6761 | 3.448 | 3.4265 | 3.3811 | 3.819 | 3.6589 | 4.2705 | 4.2116 | 3.7563 | 3.528 | 3.3613 | 3.4123 | 3.0154 | 2.5276 | 2.2157 | 2.2882 | 2.2884 | 3.3186 | 3.5462 | 3.6552 | 3.1407 | 3.3574
Portfolio Adjusted1-in-2AllAll2016December Monthly Peak | Portfolio Adjusted | 1-in-2 | All | All | 2016 | December Monthly Peak | 12 | 119.9447 | 117.1493 | 113.7116 | 114.0338 | 122.1932 | 142.5282 | 168.1336 | 181.2351 | 188.8349 | 190.7153 | 192.473 | 191.1209 | 187.3326 | 186.6141 | 180.5584 | 171.0552 | 163.735 | 161.5027 | 155.6074 | 150.726 | 146.0353 | 140.0983 | 131.2227 | 126.1341 | 0.018421 | -0.1337 | -0.052532 | -1.0313 | -1.3319 | -0.93601 | -0.32961 | -1.2294 | -1.2409 | -1.5807 | -0.32389 | -0.048836 | 0.52028 | 1.945 | 5.5606 | 5.2367 | 5.8234 | 5.2479 | 1.6706 | 1.2956 | 1.1239 | 1.1716 | 0.97737 | 0.7158 | 50.4978 | 49.6483 | 49.0053 | 48.4991 | 47.9206 | 47.336 | 47.0883 | 47.0007 | 47.6304 | 50.8852 | 54.6629 | 57.8513 | 59.957 | 61.1419 | 61.8637 | 62.1645 | 61.5864 | 59.3625 | 56.601 | 54.4398 | 52.7444 | 50.9102 | 49.2476 | 47.9111 | 3.3996 | 3.3175 | 3.4615 | 3.2593 | 3.2442 | 3.1941 | 3.6208 | 3.3984 | 3.8939 | 3.7929 | 3.3234 | 3.0747 | 2.8959 | 2.9127 | 2.5628 | 2.1798 | 1.9491 | 2.0445 | 2.0639 | 3.0186 | 3.2374 | 3.3403 | 2.9039 | 3.1294
Portfolio Adjusted1-in-2AllAll2016Typical Event Day | Portfolio Adjusted | 1-in-2 | All | All | 2016 | Typical Event Day | 8 | 143.1265 | 139.1122 | 134.9861 | 134.7888 | 144.2695 | 168.7328 | 196.4155 | 217.3511 | 232.4939 | 241.9902 | 251.0946 | 252.0991 | 247.9055 | 249.66 | 243.7817 | 230.9904 | 215.1323 | 199.812 | 190.3687 | 186.5539 | 182.8981 | 173.5828 | 161.5697 | 153.8982 | -0.67834 | -0.96291 | -0.63895 | -1.1162 | -1.5439 | -1.4071 | -1.5772 | -1.6077 | -1.6825 | -2.039 | -1.4978 | -1.6315 | -0.92955 | 0.62202 | 5.9064 | 6.1946 | 6.1788 | 5.5982 | 2.1183 | 0.94915 | 0.53592 | 0.9063 | 0.77364 | 0.64491 | 72.283 | 71.1935 | 70.2561 | 69.4345 | 68.7125 | 67.9634 | 67.528 | 67.8197 | 70.2307 | 74.6491 | 79.4218 | 83.7729 | 86.9665 | 88.8692 | 90.2231 | 90.6834 | 90.589 | 89.7318 | 88.4397 | 85.7852 | 82.0937 | 78.664 | 76.5046 | 74.9478 | 3.783 | 3.6661 | 3.8212 | 3.5885 | 3.5563 | 3.5017 | 3.9102 | 3.7821 | 4.4719 | 4.4983 | 4.0432 | 3.7831 | 3.5656 | 3.6292 | 3.2257 | 2.7382 | 2.3772 | 2.3471 | 2.35 | 3.4452 | 3.7491 | 3.8291 | 3.3114 | 3.5209
Portfolio Adjusted1-in-2AllAll2017January Monthly Peak | Portfolio Adjusted | 1-in-2 | All | All | 2017 | January Monthly Peak | 1 | 126.0844 | 122.5195 | 118.9302 | 119.4807 | 128.4741 | 152.3869 | 184.225 | 201.9904 | 210.4615 | 211.0117 | 212.0672 | 209.8567 | 206.0073 | 205.3022 | 197.951 | 186.4768 | 176.3845 | 173.5209 | 168.686 | 164.3178 | 158.6205 | 151.3518 | 141.7621 | 135.4158 | 0.014621 | -0.14827 | -0.05842 | -1.0888 | -1.4066 | -1.001 | -0.35999 | -1.3733 | -1.3786 | -1.7487 | -0.35221 | -0.049988 | 0.57881 | 2.1387 | 6.0838 | 5.694 | 6.2703 | 5.6307 | 1.8154 | 1.4146 | 1.2216 | 1.2669 | 1.0594 | 0.77108 | 46.3573 | 45.5251 | 44.818 | 44.3337 | 43.9215 | 43.8029 | 43.5802 | 43.3947 | 43.7534 | 45.6868 | 48.8991 | 51.7014 | 53.5644 | 54.9428 | 55.8505 | 56.3375 | 56.1821 | 54.7636 | 52.8825 | 51.422 | 50.3183 | 49.3298 | 48.4778 | 47.5625 | 3.5829 | 3.4815 | 3.6344 | 3.4423 | 3.4286 | 3.4237 | 3.9797 | 3.8016 | 4.3516 | 4.2094 | 3.6761 | 3.3873 | 3.1965 | 3.2195 | 2.8226 | 2.387 | 2.1041 | 2.2012 | 2.2409 | 3.294 | 3.5182 | 3.6085 | 3.143 | 3.3671
Portfolio Adjusted1-in-2AllAll2017February Monthly Peak | Portfolio Adjusted | 1-in-2 | All | All | 2017 | February Monthly Peak | 2 | 124.6663 | 121.2386 | 117.6084 | 118.0579 | 126.8964 | 150.2691 | 181.1959 | 198.028 | 206.126 | 207.1473 | 208.8063 | 207.3844 | 203.9928 | 203.745 | 196.755 | 185.414 | 175.1821 | 172.1002 | 166.9752 | 162.3173 | 156.8069 | 149.827 | 140.2404 | 134.0752 | 0.015218 | -0.14557 | -0.056974 | -1.0732 | -1.3861 | -0.98327 | -0.35274 | -1.3411 | -1.347 | -1.713 | -0.34921 | -0.051382 | 0.57037 | 2.1233 | 6.0525 | 5.6685 | 6.2314 | 5.5884 | 1.7932 | 1.392 | 1.204 | 1.2519 | 1.0462 | 0.76213 | 49.5691 | 49.225 | 48.862 | 48.4769 | 47.9924 | 47.6757 | 47.5064 | 47.4471 | 48.0113 | 49.7913 | 51.7901 | 53.6499 | 54.3972 | 54.617 | 54.6727 | 54.1395 | 53.9326 | 53.2329 | 51.975 | 50.7772 | 49.6585 | 49.0614 | 47.8291 | 46.7612 | 3.5397 | 3.4419 | 3.5889 | 3.3922 | 3.378 | 3.3678 | 3.9042 | 3.7168 | 4.2476 | 4.1173 | 3.6073 | 3.3374 | 3.1559 | 3.1861 | 2.7992 | 2.3681 | 2.086 | 2.1794 | 2.215 | 3.2443 | 3.4693 | 3.5664 | 3.1026 | 3.328
Portfolio Adjusted1-in-2AllAll2017March Monthly Peak | Portfolio Adjusted | 1-in-2 | All | All | 2017 | March Monthly Peak | 3 | 130.057 | 125.7904 | 122.1075 | 121.2793 | 129.3983 | 152.1462 | 180.5637 | 199.5113 | 209.4535 | 210.9496 | 214.1121 | 213.3492 | 210.3792 | 211.5982 | 205.3854 | 194.5458 | 183.3476 | 173.4538 | 167.8592 | 168.039 | 164.7302 | 157.5128 | 146.504 | 138.7776 | 0.016388 | -0.14976 | -0.060847 | -1.1 | -1.4148 | -0.98934 | -0.35446 | -1.3489 | -1.3786 | -1.7437 | -0.36518 | -0.057567 | 0.58133 | 2.2069 | 6.3245 | 5.9562 | 6.515 | 5.6342 | 1.7955 | 1.431 | 1.2597 | 1.3089 | 1.0884 | 0.78564 | 49.3968 | 48.4409 | 47.6363 | 47.1827 | 46.848 | 46.3703 | 45.9914 | 45.997 | 47.9594 | 50.3112 | 52.7267 | 54.7114 | 55.9452 | 56.9292 | 57.3005 | 57.672 | 57.4259 | 56.7293 | 55.2827 | 53.3064 | 52.0077 | 50.8374 | 49.9037 | 49.0314 | 3.6811 | 3.5571 | 3.7211 | 3.4709 | 3.4369 | 3.3902 | 3.8678 | 3.722 | 4.2947 | 4.1639 | 3.6784 | 3.4204 | 3.2406 | 3.2906 | 2.909 | 2.4724 | 2.1732 | 2.185 | 2.2209 | 3.3433 | 3.6333 | 3.7348 | 3.2332 | 3.4342
Portfolio Adjusted1-in-2AllAll2017April Monthly Peak | Portfolio Adjusted | 1-in-2 | All | All | 2017 | April Monthly Peak | 4 | 3.8393 | 3.6944 | 3.5994 | 3.5758 | 3.7242 | 4.1391 | 4.5774 | 4.9834 | 5.616 | 6.1275 | 6.5443 | 6.7965 | 6.9462 | 7.1237 | 7.1558 | 6.9899 | 6.6524 | 6.1138 | 5.6289 | 5.6191 | 5.4753 | 5.056 | 4.5476 | 4.1729 | 2.3399e-05 | -0.0016378 | -0.00069481 | -0.011287 | -0.014483 | -0.010094 | -0.0036445 | -0.013635 | -0.014102 | -0.018146 | -0.0038887 | -0.00064308 | 0.0062632 | 0.024183 | 0.15012 | 0.14545 | 0.14778 | 0.13048 | 0.019056 | 0.014999 | 0.013186 | 0.013696 | 0.011275 | 0.0081407 | 62.176 | 61.0851 | 59.7306 | 58.5653 | 57.6598 | 56.9639 | 56.4703 | 56.4599 | 58.9316 | 62.9214 | 67.7569 | 72.019 | 75.281 | 77.6674 | 78.8867 | 79.5018 | 79.5914 | 79.0184 | 77.6331 | 75.1903 | 71.4011 | 68.5018 | 66.355 | 64.07 | 0.046201 | 0.04421 | 0.045211 | 0.04275 | 0.043391 | 0.045467 | 0.056389 | 0.057934 | 0.064653 | 0.064994 | 0.062754 | 0.063742 | 0.067733 | 0.074782 | 0.078228 | 0.079974 | 0.080917 | 0.074014 | 0.066253 | 0.058941 | 0.056637 | 0.053415 | 0.044719 | 0.043228
Portfolio Adjusted1-in-2AllAll2017May Monthly Peak | Portfolio Adjusted | 1-in-2 | All | All | 2017 | May Monthly Peak | 5 | 3.9332 | 3.7871 | 3.6798 | 3.6563 | 3.8108 | 4.1977 | 4.5339 | 5.1434 | 5.8988 | 6.5063 | 6.9775 | 7.2449 | 7.3695 | 7.5245 | 7.5367 | 7.3438 | 6.9939 | 6.4179 | 5.8723 | 5.6586 | 5.6494 | 5.215 | 4.6879 | 4.2966 | 0.00012119 | -0.0016141 | -0.00069916 | -0.011618 | -0.014946 | -0.010381 | -0.0037023 | -0.014152 | -0.014914 | -0.019273 | -0.0041212 | -0.00067462 | 0.0065736 | 0.025167 | 0.1577 | 0.15237 | 0.15479 | 0.13651 | 0.019534 | 0.015147 | 0.013346 | 0.013941 | 0.011573 | 0.0083644 | 64.3903 | 63.4948 | 62.7233 | 61.8116 | 61.0001 | 60.3944 | 59.8879 | 60.3159 | 62.4231 | 66.0108 | 69.8773 | 73.6444 | 76.9438 | 79.4576 | 80.5053 | 81.1192 | 81.0043 | 80.0867 | 78.4392 | 75.9045 | 72.4331 | 69.5008 | 67.3877 | 65.9062 | 0.046848 | 0.044938 | 0.045871 | 0.043545 | 0.044248 | 0.046221 | 0.056807 | 0.058816 | 0.066238 | 0.066779 | 0.064292 | 0.064997 | 0.068702 | 0.075623 | 0.07885 | 0.080347 | 0.081184 | 0.074264 | 0.066485 | 0.059159 | 0.056997 | 0.053931 | 0.045339 | 0.044015
Portfolio Adjusted1-in-2AllAll2017June Monthly Peak | Portfolio Adjusted | 1-in-2 | All | All | 2017 | June Monthly Peak | 6 | 4.2036 | 4.0356 | 3.9174 | 3.8868 | 4.0385 | 4.4022 | 4.7822 | 5.49 | 6.3236 | 7.0378 | 7.6121 | 7.9304 | 8.0791 | 8.2569 | 8.2908 | 8.1176 | 7.7419 | 7.0951 | 6.4511 | 6.0827 | 6.0359 | 5.6083 | 5.0248 | 4.5946 | -0.0032492 | -0.005454 | -0.0034491 | -0.011643 | -0.015648 | -0.012471 | -0.0098528 | -0.015381 | -0.016628 | -0.020252 | -0.009692 | -0.0086736 | -0.0017451 | 0.015485 | 0.16305 | 0.16203 | 0.16091 | 0.14428 | 0.020573 | 0.01243 | 0.0098312 | 0.01215 | 0.010336 | 0.0081042 | 68.6527 | 67.4961 | 66.4563 | 65.4501 | 64.5149 | 63.5909 | 62.7848 | 63.5819 | 66.886 | 71.638 | 76.413 | 80.7398 | 83.5103 | 85.0005 | 86.1042 | 86.5758 | 86.9306 | 86.5275 | 85.5443 | 83.1376 | 79.7007 | 75.6336 | 73.1685 | 71.2937 | 0.047126 | 0.045211 | 0.046197 | 0.043845 | 0.044401 | 0.046227 | 0.056667 | 0.058531 | 0.065782 | 0.066528 | 0.064125 | 0.064575 | 0.068077 | 0.074994 | 0.078438 | 0.080252 | 0.081193 | 0.074264 | 0.06653 | 0.058864 | 0.056817 | 0.053768 | 0.045227 | 0.043925
Portfolio Adjusted1-in-2AllAll2017July Monthly Peak | Portfolio Adjusted | 1-in-2 | All | All | 2017 | July Monthly Peak | 7 | 4.4882 | 4.2931 | 4.1645 | 4.1334 | 4.2947 | 4.7425 | 5.1854 | 5.9615 | 6.9124 | 7.7352 | 8.3702 | 8.7065 | 8.8449 | 9.0017 | 9.0092 | 8.8287 | 8.439 | 7.7332 | 7.0029 | 6.5769 | 6.4907 | 6.0063 | 5.3707 | 4.8966 | -0.0085422 | -0.011732 | -0.0078666 | -0.011583 | -0.016262 | -0.015411 | -0.018784 | -0.017062 | -0.017899 | -0.021256 | -0.017592 | -0.019842 | -0.012755 | 0.002549 | 0.16526 | 0.16899 | 0.16403 | 0.14995 | 0.022581 | 0.0086932 | 0.003986 | 0.0086416 | 0.0074459 | 0.0065277 | 75.0092 | 73.8172 | 72.9674 | 72.1548 | 71.267 | 70.3823 | 69.7814 | 70.4034 | 73.4475 | 77.4964 | 81.648 | 85.1752 | 87.9403 | 89.4717 | 90.5289 | 90.9927 | 90.8551 | 89.9123 | 88.9412 | 87.4469 | 84.7267 | 81.1967 | 78.7855 | 77.1253 | 0.048422 | 0.046314 | 0.047454 | 0.045217 | 0.045785 | 0.047709 | 0.058061 | 0.05964 | 0.066947 | 0.067672 | 0.064922 | 0.065269 | 0.068746 | 0.075592 | 0.078915 | 0.080694 | 0.081603 | 0.074705 | 0.067018 | 0.059882 | 0.057943 | 0.054863 | 0.046133 | 0.044907
Portfolio Adjusted1-in-2AllAll2017August Monthly Peak | Portfolio Adjusted | 1-in-2 | All | All | 2017 | August Monthly Peak | 8 | 4.4283 | 4.2428 | 4.1197 | 4.0889 | 4.2515 | 4.742 | 5.2317 | 5.9125 | 6.8812 | 7.7312 | 8.409 | 8.783 | 8.9389 | 9.108 | 9.1083 | 8.8848 | 8.4374 | 7.6865 | 6.9239 | 6.6204 | 6.4776 | 5.9232 | 5.2961 | 4.833 | -0.0089649 | -0.012193 | -0.008179 | -0.011922 | -0.016551 | -0.015758 | -0.019163 | -0.017611 | -0.018225 | -0.021968 | -0.01808 | -0.020402 | -0.012917 | 0.0029926 | 0.16776 | 0.17073 | 0.16497 | 0.1497 | 0.023086 | 0.0090398 | 0.004034 | 0.0084859 | 0.007188 | 0.0061593 | 73.9927 | 72.7702 | 71.4749 | 70.5496 | 69.7566 | 68.8703 | 68.375 | 67.9744 | 70.1749 | 75.2303 | 80.6463 | 85.1845 | 88.4308 | 90.3277 | 91.5246 | 92.0973 | 92.2119 | 91.7329 | 90.1898 | 87.0466 | 82.905 | 79.7962 | 77.7021 | 76.0523 | 0.048404 | 0.046316 | 0.047405 | 0.045126 | 0.04578 | 0.047866 | 0.058526 | 0.060198 | 0.067938 | 0.068815 | 0.066023 | 0.066421 | 0.069809 | 0.076697 | 0.079799 | 0.08125 | 0.081977 | 0.07501 | 0.067239 | 0.060328 | 0.05827 | 0.054913 | 0.046192 | 0.044892
Portfolio Adjusted1-in-2AllAll2017September Monthly Peak | Portfolio Adjusted | 1-in-2 | All | All | 2017 | September Monthly Peak | 9 | 4.3651 | 4.1923 | 4.067 | 4.0485 | 4.2192 | 4.7251 | 5.3467 | 5.9006 | 6.8748 | 7.7035 | 8.354 | 8.7059 | 8.8628 | 9.0447 | 9.0445 | 8.7962 | 8.3326 | 7.5568 | 6.848 | 6.744 | 6.3448 | 5.7998 | 5.198 | 4.7515 | -0.00803 | -0.011315 | -0.0075062 | -0.011712 | -0.016332 | -0.015418 | -0.018655 | -0.017696 | -0.018549 | -0.022749 | -0.018083 | -0.020201 | -0.012381 | 0.0040231 | 0.16746 | 0.16976 | 0.16421 | 0.14798 | 0.023338 | 0.009648 | 0.0045276 | 0.0089473 | 0.0075642 | 0.0063991 | 72.4982 | 71.3966 | 70.2691 | 69.2496 | 68.3308 | 67.5217 | 67.1275 | 66.9322 | 69.1348 | 74.0152 | 79.2517 | 84.0366 | 87.9374 | 90.2228 | 91.534 | 92.064 | 92.0238 | 91.1284 | 89.7336 | 86.8543 | 82.8428 | 79.7952 | 77.6198 | 76.1899 | 0.048144 | 0.046092 | 0.047116 | 0.045098 | 0.045851 | 0.047958 | 0.05896 | 0.06061 | 0.06898 | 0.069925 | 0.066893 | 0.067116 | 0.070337 | 0.077137 | 0.079987 | 0.081162 | 0.081741 | 0.074797 | 0.067123 | 0.06083 | 0.05845 | 0.055092 | 0.046251 | 0.044871
Portfolio Adjusted1-in-2AllAll2017October Monthly Peak | Portfolio Adjusted | 1-in-2 | All | All | 2017 | October Monthly Peak | 10 | 3.8703 | 3.7344 | 3.6307 | 3.616 | 3.7657 | 4.2071 | 4.8425 | 5.1752 | 5.7949 | 6.399 | 6.9164 | 7.2519 | 7.4564 | 7.6494 | 7.6732 | 7.4674 | 7.0651 | 6.4803 | 6.1672 | 5.9365 | 5.553 | 5.1118 | 4.5998 | 4.222 | -0.0020809 | -0.0040161 | -0.002384 | -0.010797 | -0.014227 | -0.011065 | -0.007365 | -0.014182 | -0.014539 | -0.01844 | -0.0070625 | -0.005346 | 0.0013952 | 0.018072 | 0.15364 | 0.15034 | 0.14977 | 0.13424 | 0.019797 | 0.012989 | 0.010276 | 0.011725 | 0.0097129 | 0.0073486 | 64.4054 | 63.4765 | 62.617 | 61.633 | 60.7731 | 60.0781 | 59.4055 | 59.0278 | 59.978 | 64.0759 | 69.9086 | 76.0718 | 81.3441 | 84.3668 | 85.2173 | 85.9005 | 86.0721 | 85.1871 | 82.7971 | 78.2461 | 74.5092 | 71.6057 | 69.2382 | 67.351 | 0.044093 | 0.042341 | 0.043103 | 0.041189 | 0.042023 | 0.044467 | 0.055783 | 0.057227 | 0.063732 | 0.064307 | 0.06209 | 0.063108 | 0.067179 | 0.07416 | 0.077649 | 0.079457 | 0.08047 | 0.073788 | 0.066 | 0.05795 | 0.054997 | 0.051515 | 0.043086 | 0.041551
Portfolio Adjusted1-in-2AllAll2017November Monthly Peak | Portfolio Adjusted | 1-in-2 | All | All | 2017 | November Monthly Peak | 11 | 3.7622 | 3.6509 | 3.5744 | 3.5738 | 3.7376 | 4.1846 | 4.6174 | 5.005 | 5.588 | 6.0263 | 6.363 | 6.541 | 6.6051 | 6.6875 | 6.6299 | 6.3733 | 6.1196 | 6.1102 | 5.7231 | 5.4159 | 5.1281 | 4.7685 | 4.3398 | 4.0226 | 0.00011144 | -0.001544 | -0.00062831 | -0.011489 | -0.014813 | -0.010496 | -0.0037062 | -0.013989 | -0.014336 | -0.018436 | -0.0037989 | -0.00056134 | 0.0063291 | 0.023774 | 0.14042 | 0.13405 | 0.13804 | 0.13124 | 0.019484 | 0.01498 | 0.012947 | 0.013492 | 0.011109 | 0.0080758 | 56.7269 | 55.8008 | 55.1147 | 54.3048 | 53.2484 | 52.5009 | 52.3527 | 52.3155 | 54.8762 | 59.3758 | 64.2071 | 68.6255 | 71.476 | 73.0215 | 73.8111 | 73.6454 | 72.0449 | 69.1036 | 65.7958 | 63.6391 | 61.9548 | 60.8505 | 59.8522 | 59.0827 | 0.046476 | 0.04462 | 0.045617 | 0.04344 | 0.044227 | 0.046438 | 0.057339 | 0.05876 | 0.065664 | 0.065872 | 0.063316 | 0.064126 | 0.068024 | 0.074958 | 0.078371 | 0.080093 | 0.081147 | 0.074491 | 0.066688 | 0.059001 | 0.056281 | 0.053038 | 0.044399 | 0.043008
Portfolio Adjusted1-in-2AllAll2017December Monthly Peak | Portfolio Adjusted | 1-in-2 | All | All | 2017 | December Monthly Peak | 12 | 3.7854 | 3.6813 | 3.6106 | 3.6197 | 3.7934 | 4.2394 | 4.8281 | 5.0989 | 5.5717 | 5.8854 | 6.0473 | 6.0504 | 5.9672 | 5.9268 | 5.8129 | 5.6126 | 5.5773 | 5.716 | 5.4114 | 5.1872 | 4.9514 | 4.6637 | 4.3067 | 4.0283 | 0.00019987 | -0.0014506 | -0.00056999 | -0.01119 | -0.014452 | -0.010156 | -0.0035763 | -0.013339 | -0.013464 | -0.017151 | -0.0035143 | -0.00052989 | 0.0056452 | 0.021104 | 0.12374 | 0.11869 | 0.12593 | 0.12256 | 0.018127 | 0.014058 | 0.012195 | 0.012712 | 0.010605 | 0.0077667 | 47.9088 | 47.1888 | 46.6455 | 46.0698 | 45.5613 | 45.0017 | 44.7725 | 44.6969 | 45.375 | 48.6669 | 52.401 | 55.5095 | 57.5779 | 58.6028 | 59.2503 | 59.5319 | 58.8895 | 56.6087 | 53.802 | 51.7569 | 50.1712 | 48.3092 | 46.6197 | 45.3537 | 0.045481 | 0.043668 | 0.044653 | 0.042659 | 0.043509 | 0.045696 | 0.056646 | 0.057622 | 0.063771 | 0.063698 | 0.061111 | 0.061908 | 0.06592 | 0.072835 | 0.076683 | 0.078961 | 0.080338 | 0.073709 | 0.065933 | 0.057646 | 0.054778 | 0.051397 | 0.043224 | 0.041867
Portfolio Adjusted1-in-2AllAll2017Typical Event Day | Portfolio Adjusted | 1-in-2 | All | All | 2017 | Typical Event Day | 8 | 4.3869 | 4.2048 | 4.0847 | 4.055 | 4.2168 | 4.7005 | 5.1805 | 5.8326 | 6.7615 | 7.5776 | 8.2288 | 8.5901 | 8.7413 | 8.9095 | 8.9121 | 8.6972 | 8.2637 | 7.531 | 6.7968 | 6.5072 | 6.3826 | 5.8468 | 5.2326 | 4.7796 | -0.0071331 | -0.010125 | -0.0067189 | -0.011737 | -0.016235 | -0.014796 | -0.016584 | -0.016906 | -0.017692 | -0.021441 | -0.01575 | -0.017155 | -0.0097745 | 0.0065408 | 0.1671 | 0.16883 | 0.16419 | 0.14825 | 0.022275 | 0.0099807 | 0.0056354 | 0.0095301 | 0.0081351 | 0.0067814 | 72.5382 | 71.37 | 70.2919 | 69.351 | 68.4673 | 67.5913 | 67.0172 | 67.223 | 69.9108 | 74.595 | 79.4897 | 83.784 | 86.9547 | 88.7557 | 89.9229 | 90.4325 | 90.5054 | 89.8253 | 88.6022 | 86.1213 | 82.5438 | 79.1054 | 76.819 | 75.1653 | 0.047877 | 0.045813 | 0.046898 | 0.04466 | 0.045324 | 0.047386 | 0.05797 | 0.059562 | 0.067074 | 0.067875 | 0.065175 | 0.065642 | 0.069082 | 0.075982 | 0.079186 | 0.080742 | 0.081533 | 0.074588 | 0.066832 | 0.059738 | 0.057667 | 0.054339 | 0.045719 | 0.044409
Portfolio Adjusted1-in-2AllAll2018January Monthly Peak | Portfolio Adjusted | 1-in-2 | All | All | 2018 | January Monthly Peak | 1 | 3.9231 | 3.822 | 3.7503 | 3.77 | 3.9645 | 4.4615 | 5.2049 | 5.5512 | 6.0682 | 6.3358 | 6.4342 | 6.3593 | 6.2181 | 6.1474 | 5.9927 | 5.7624 | 5.6037 | 5.819 | 5.598 | 5.4058 | 5.1631 | 4.8655 | 4.4813 | 4.2085 | 0.00015865 | -0.0016088 | -0.00063388 | -0.011814 | -0.015262 | -0.010861 | -0.003906 | -0.014901 | -0.014958 | -0.018974 | -0.0038217 | -0.00054239 | 0.0062803 | 0.023205 | 0.12942 | 0.12347 | 0.12902 | 0.12636 | 0.019698 | 0.015349 | 0.013254 | 0.013746 | 0.011494 | 0.0083665 | 43.8976 | 43.2726 | 42.6011 | 42.0841 | 41.5425 | 41.253 | 41.0251 | 40.8038 | 41.12 | 43.3028 | 46.7471 | 49.4277 | 51.3108 | 52.6454 | 53.4531 | 53.8233 | 53.5702 | 52.1953 | 50.3777 | 49.0011 | 47.8865 | 46.9475 | 46.1057 | 45.3748 | 0.047743 | 0.045718 | 0.046779 | 0.044867 | 0.045759 | 0.048385 | 0.060581 | 0.061829 | 0.068534 | 0.068118 | 0.064962 | 0.06549 | 0.069535 | 0.076693 | 0.080444 | 0.082584 | 0.083854 | 0.076975 | 0.068989 | 0.060978 | 0.058087 | 0.054545 | 0.045977 | 0.044563
Portfolio Adjusted1-in-2AllAll2018February Monthly Peak | Portfolio Adjusted | 1-in-2 | All | All | 2018 | February Monthly Peak | 2 | 3.8525 | 3.7476 | 3.6723 | 3.6895 | 3.8725 | 4.3473 | 4.9965 | 5.3453 | 5.8776 | 6.1763 | 6.3338 | 6.3235 | 6.2546 | 6.2318 | 6.1209 | 5.9028 | 5.6929 | 5.7064 | 5.651 | 5.4166 | 5.1554 | 4.8288 | 4.4274 | 4.1376 | 0.00016513 | -0.0015795 | -0.00061819 | -0.011644 | -0.01504 | -0.010669 | -0.0038273 | -0.014551 | -0.014615 | -0.018587 | -0.003789 | -0.00055752 | 0.0061887 | 0.023038 | 0.1313 | 0.1256 | 0.13013 | 0.12404 | 0.019457 | 0.015104 | 0.013064 | 0.013583 | 0.011351 | 0.0082693 | 47.8944 | 47.5101 | 47.1641 | 46.8009 | 46.4696 | 46.3015 | 46.2506 | 46.2169 | 46.5824 | 48.3758 | 50.4067 | 52.2619 | 53.0591 | 53.1191 | 53.1721 | 52.7223 | 52.2362 | 51.3332 | 49.917 | 48.5485 | 47.2838 | 46.5238 | 45.3761 | 44.3407 | 0.046908 | 0.044954 | 0.045979 | 0.044022 | 0.044872 | 0.047372 | 0.059167 | 0.06029 | 0.066792 | 0.06646 | 0.063445 | 0.064008 | 0.067916 | 0.074876 | 0.078451 | 0.080465 | 0.081649 | 0.074975 | 0.067213 | 0.059537 | 0.056807 | 0.053462 | 0.04506 | 0.043802
Portfolio Adjusted1-in-2AllAll2018March Monthly Peak | Portfolio Adjusted | 1-in-2 | All | All | 2018 | March Monthly Peak | 3 | 3.9317 | 3.7917 | 3.71 | 3.6998 | 3.8703 | 4.3292 | 4.9778 | 5.3463 | 5.8521 | 6.1592 | 6.3515 | 6.3574 | 6.3003 | 6.3139 | 6.239 | 6.0588 | 5.8169 | 5.5465 | 5.3605 | 5.4986 | 5.2971 | 4.9625 | 4.5325 | 4.211 | 0.00017781 | -0.0016249 | -0.00066021 | -0.011935 | -0.015351 | -0.010735 | -0.0038461 | -0.014636 | -0.014959 | -0.01892 | -0.0039623 | -0.00062462 | 0.0063076 | 0.023946 | 0.13458 | 0.1296 | 0.13371 | 0.12141 | 0.019482 | 0.015526 | 0.013668 | 0.014202 | 0.011809 | 0.0085245 | 47.6304 | 46.9264 | 46.2763 | 45.8744 | 45.5249 | 45.0623 | 44.684 | 44.6013 | 46.4816 | 48.8098 | 51.0974 | 53.1108 | 54.5165 | 55.5358 | 55.9649 | 56.3918 | 56.2029 | 55.5112 | 53.9499 | 51.8241 | 50.4193 | 49.2505 | 48.3443 | 47.43 | 0.048265 | 0.046082 | 0.047278 | 0.044818 | 0.045486 | 0.047674 | 0.059061 | 0.060525 | 0.067353 | 0.067016 | 0.064155 | 0.064777 | 0.068685 | 0.07576 | 0.079325 | 0.081271 | 0.082374 | 0.075405 | 0.067592 | 0.060414 | 0.058194 | 0.054954 | 0.04625 | 0.044842
Portfolio Adjusted1-in-2AllAll2018April Monthly Peak | Portfolio Adjusted | 1-in-2 | All | All | 2018 | April Monthly Peak | 4 | 5.8536 | 5.6503 | 5.4913 | 5.4498 | 5.7197 | 6.4763 | 7.3306 | 8.0232 | 8.8294 | 9.4265 | 9.9554 | 10.2531 | 10.3917 | 10.6198 | 10.5674 | 10.2148 | 9.6633 | 8.9289 | 8.3179 | 8.2765 | 8.0696 | 7.5328 | 6.8393 | 6.3452 | 5.9394e-05 | -0.0041573 | -0.0017636 | -0.028649 | -0.036764 | -0.025623 | -0.0092509 | -0.034611 | -0.035796 | -0.04606 | -0.0098707 | -0.0016323 | 0.015898 | 0.061385 | 0.25621 | 0.24537 | 0.25629 | 0.22308 | 0.048371 | 0.038071 | 0.03347 | 0.034766 | 0.02862 | 0.020664 | 62.1839 | 61.094 | 59.7399 | 58.5764 | 57.6715 | 56.976 | 56.4829 | 56.4713 | 58.9403 | 62.9303 | 67.7589 | 72.0202 | 75.2844 | 77.6726 | 78.8948 | 79.5096 | 79.5981 | 79.0253 | 77.6367 | 75.1905 | 71.4009 | 68.5029 | 66.3541 | 64.0709 | 0.099452 | 0.096225 | 0.099937 | 0.093112 | 0.092534 | 0.092083 | 0.10678 | 0.10453 | 0.12035 | 0.11967 | 0.10997 | 0.1065 | 0.10602 | 0.11199 | 0.10756 | 0.10123 | 0.097037 | 0.091317 | 0.085443 | 0.10053 | 0.10502 | 0.10554 | 0.090048 | 0.093633
Portfolio Adjusted1-in-2AllAll2018May Monthly Peak | Portfolio Adjusted | 1-in-2 | All | All | 2018 | May Monthly Peak | 5 | 5.9987 | 5.7998 | 5.6212 | 5.5886 | 5.8781 | 6.6129 | 7.3512 | 8.3028 | 9.2804 | 10.0002 | 10.5881 | 10.8897 | 10.98 | 11.1678 | 11.0885 | 10.6803 | 10.1031 | 9.3156 | 8.6315 | 8.3522 | 8.3004 | 7.7525 | 7.0492 | 6.5429 | 0.00030763 | -0.004097 | -0.0017747 | -0.02949 | -0.037938 | -0.026351 | -0.0093976 | -0.035922 | -0.037857 | -0.048922 | -0.010461 | -0.0017124 | 0.016686 | 0.063881 | 0.26798 | 0.25563 | 0.26689 | 0.23195 | 0.049585 | 0.038447 | 0.033875 | 0.035386 | 0.029376 | 0.021232 | 64.3637 | 63.4722 | 62.7028 | 61.7925 | 60.9819 | 60.3788 | 59.878 | 60.306 | 62.405 | 65.9887 | 69.8575 | 73.6261 | 76.9314 | 79.4472 | 80.4962 | 81.1099 | 80.9974 | 80.0728 | 78.4178 | 75.8789 | 72.4033 | 69.4675 | 67.3583 | 65.879 | 0.10137 | 0.098363 | 0.10185 | 0.095449 | 0.095106 | 0.094455 | 0.10817 | 0.10762 | 0.12574 | 0.12579 | 0.11549 | 0.11121 | 0.10988 | 0.11548 | 0.11035 | 0.103 | 0.098342 | 0.092519 | 0.086516 | 0.10132 | 0.10624 | 0.1072 | 0.092009 | 0.095956
Portfolio Adjusted1-in-2AllAll2018June Monthly Peak | Portfolio Adjusted | 1-in-2 | All | All | 2018 | June Monthly Peak | 6 | 6.4014 | 6.1771 | 5.9869 | 5.9468 | 6.2333 | 6.9492 | 7.7285 | 8.7644 | 9.8128 | 10.6539 | 11.3571 | 11.6774 | 11.7484 | 11.9453 | 11.8937 | 11.5495 | 10.9556 | 10.096 | 9.3317 | 8.8819 | 8.8019 | 8.2655 | 7.5024 | 6.9591 | -0.0082476 | -0.013844 | -0.008755 | -0.029553 | -0.039721 | -0.031655 | -0.02501 | -0.039042 | -0.042208 | -0.051407 | -0.024601 | -0.022016 | -0.0044295 | 0.039306 | 0.2628 | 0.26171 | 0.26485 | 0.23606 | 0.05222 | 0.031551 | 0.024955 | 0.03084 | 0.026237 | 0.020571 | 68.6333 | 67.4803 | 66.4421 | 65.435 | 64.5025 | 63.5811 | 62.7773 | 63.5731 | 66.8693 | 71.6185 | 76.3951 | 80.7222 | 83.4921 | 84.9835 | 86.0935 | 86.5667 | 86.9228 | 86.5153 | 85.5295 | 83.1171 | 79.6744 | 75.6054 | 73.1422 | 71.2702 | 0.10212 | 0.099096 | 0.10273 | 0.09626 | 0.095482 | 0.094368 | 0.10752 | 0.10642 | 0.124 | 0.12475 | 0.11469 | 0.10938 | 0.10703 | 0.11241 | 0.10794 | 0.10192 | 0.097719 | 0.091925 | 0.086245 | 0.09995 | 0.10543 | 0.10652 | 0.091544 | 0.095621
Portfolio Adjusted1-in-2AllAll2018July Monthly Peak | Portfolio Adjusted | 1-in-2 | All | All | 2018 | July Monthly Peak | 7 | 6.7796 | 6.5182 | 6.3238 | 6.2929 | 6.6006 | 7.4308 | 8.2894 | 9.3962 | 10.5571 | 11.5112 | 12.2657 | 12.5956 | 12.6597 | 12.8291 | 12.746 | 12.4065 | 11.8059 | 10.8836 | 10.0293 | 9.5195 | 9.3862 | 8.7725 | 7.945 | 7.3508 | -0.021683 | -0.029779 | -0.019968 | -0.029402 | -0.041278 | -0.039118 | -0.047679 | -0.043308 | -0.045432 | -0.053954 | -0.044655 | -0.050366 | -0.032377 | 0.0064703 | 0.25197 | 0.26335 | 0.2573 | 0.23656 | 0.057317 | 0.022066 | 0.010118 | 0.021935 | 0.0189 | 0.016569 | 74.9997 | 73.8109 | 72.9622 | 72.151 | 71.2657 | 70.3835 | 69.7849 | 70.4086 | 73.4476 | 77.4906 | 81.6375 | 85.1673 | 87.9305 | 89.4641 | 90.5265 | 90.9909 | 90.8464 | 89.9026 | 88.9347 | 87.4407 | 84.7207 | 81.1911 | 78.7791 | 77.1171 | 0.1059 | 0.10227 | 0.10631 | 0.10022 | 0.099547 | 0.098928 | 0.11208 | 0.11016 | 0.12779 | 0.12849 | 0.11736 | 0.11178 | 0.10948 | 0.11463 | 0.10975 | 0.10366 | 0.099356 | 0.093731 | 0.08826 | 0.10359 | 0.10917 | 0.10996 | 0.094335 | 0.098462
Portfolio Adjusted1-in-2AllAll2018August Monthly Peak | Portfolio Adjusted | 1-in-2 | All | All | 2018 | August Monthly Peak | 8 | 6.7156 | 6.4665 | 6.2769 | 6.2432 | 6.5593 | 7.4482 | 8.3923 | 9.4212 | 10.6388 | 11.6409 | 12.464 | 12.8496 | 12.936 | 13.1302 | 13.0317 | 12.5945 | 11.8861 | 10.8877 | 9.9765 | 9.6115 | 9.4036 | 8.6976 | 7.8795 | 7.2946 | -0.022756 | -0.030949 | -0.020761 | -0.030262 | -0.042013 | -0.039999 | -0.048643 | -0.044703 | -0.046262 | -0.055761 | -0.045893 | -0.051787 | -0.032788 | 0.0075962 | 0.25894 | 0.26859 | 0.26114 | 0.23801 | 0.0586 | 0.022946 | 0.01024 | 0.02154 | 0.018245 | 0.015634 | 73.9972 | 72.7727 | 71.4794 | 70.5569 | 69.766 | 68.8813 | 68.3881 | 67.9909 | 70.1894 | 75.2428 | 80.6565 | 85.1956 | 88.4425 | 90.34 | 91.5377 | 92.1076 | 92.2199 | 91.7377 | 90.1908 | 87.0449 | 82.8981 | 79.7891 | 77.6989 | 76.0524 | 0.10575 | 0.10219 | 0.10609 | 0.099872 | 0.099439 | 0.099286 | 0.11342 | 0.11184 | 0.13086 | 0.13208 | 0.12096 | 0.11573 | 0.1133 | 0.11875 | 0.11316 | 0.10567 | 0.10048 | 0.094549 | 0.088723 | 0.10494 | 0.11006 | 0.10995 | 0.09439 | 0.098333
Portfolio Adjusted1-in-2AllAll2018September Monthly Peak | Portfolio Adjusted | 1-in-2 | All | All | 2018 | September Monthly Peak | 9 | 6.6445 | 6.4101 | 6.2104 | 6.203 | 6.5343 | 7.4539 | 8.5739 | 9.4863 | 10.7611 | 11.7566 | 12.5451 | 12.905 | 12.991 | 13.2035 | 13.0917 | 12.5962 | 11.8493 | 10.8119 | 9.9673 | 9.8223 | 9.302 | 8.5954 | 7.7922 | 7.2137 | -0.020383 | -0.02872 | -0.019053 | -0.029728 | -0.041456 | -0.039136 | -0.047351 | -0.044918 | -0.047083 | -0.057745 | -0.045899 | -0.051276 | -0.031428 | 0.010212 | 0.26197 | 0.26993 | 0.26302 | 0.2378 | 0.05924 | 0.02449 | 0.011492 | 0.022711 | 0.0192 | 0.016243 | 72.5059 | 71.4048 | 70.2817 | 69.2667 | 68.3512 | 67.5435 | 67.1517 | 66.9584 | 69.1578 | 74.0315 | 79.2654 | 84.0502 | 87.9546 | 90.2425 | 91.5536 | 92.081 | 92.0378 | 91.1394 | 89.7432 | 86.8607 | 82.8525 | 79.8072 | 77.6351 | 76.2071 | 0.10518 | 0.10171 | 0.10542 | 0.099954 | 0.099839 | 0.099832 | 0.11527 | 0.11377 | 0.13482 | 0.13629 | 0.12457 | 0.11894 | 0.11622 | 0.1216 | 0.11528 | 0.10677 | 0.10096 | 0.09497 | 0.089403 | 0.10739 | 0.11112 | 0.11087 | 0.094839 | 0.098444
Portfolio Adjusted1-in-2AllAll2018October Monthly Peak | Portfolio Adjusted | 1-in-2 | All | All | 2018 | October Monthly Peak | 10 | 5.812 | 5.6318 | 5.4628 | 5.45 | 5.7327 | 6.5295 | 7.6235 | 8.2276 | 9.0163 | 9.723 | 10.3478 | 10.7295 | 10.9244 | 11.1489 | 11.0753 | 10.6628 | 10.0452 | 9.3576 | 8.9071 | 8.5578 | 8.0673 | 7.5013 | 6.8192 | 6.3424 | -0.0052821 | -0.010194 | -0.0060513 | -0.027407 | -0.036113 | -0.028087 | -0.018695 | -0.035999 | -0.036906 | -0.046808 | -0.017927 | -0.01357 | 0.0035416 | 0.045873 | 0.25165 | 0.24494 | 0.2502 | 0.22429 | 0.050252 | 0.032971 | 0.026085 | 0.029763 | 0.024654 | 0.018653 | 64.4226 | 63.4935 | 62.6347 | 61.6524 | 60.7941 | 60.1006 | 59.4306 | 59.0579 | 60.0097 | 64.0994 | 69.9265 | 76.088 | 81.3643 | 84.39 | 85.2397 | 85.9208 | 86.0911 | 85.2047 | 82.8089 | 78.2549 | 74.5217 | 71.6227 | 69.2593 | 67.3767 | 0.093177 | 0.090729 | 0.093821 | 0.088544 | 0.088465 | 0.089004 | 0.1049 | 0.10223 | 0.11737 | 0.1175 | 0.10779 | 0.10435 | 0.10411 | 0.10977 | 0.10541 | 0.099273 | 0.095384 | 0.090799 | 0.084733 | 0.097035 | 0.099465 | 0.099429 | 0.084891 | 0.088689
Portfolio Adjusted1-in-2AllAll2018November Monthly Peak | Portfolio Adjusted | 1-in-2 | All | All | 2018 | November Monthly Peak | 11 | 5.7811 | 5.6193 | 5.4777 | 5.4688 | 5.7688 | 6.5719 | 7.423 | 8.0902 | 8.8461 | 9.3648 | 9.7906 | 9.9964 | 10.0327 | 10.1357 | 9.9745 | 9.5048 | 9.0624 | 8.9667 | 8.4524 | 8.0401 | 7.66 | 7.1871 | 6.5804 | 6.1598 | 0.00028286 | -0.0039192 | -0.0015949 | -0.029162 | -0.0376 | -0.026641 | -0.0094075 | -0.035508 | -0.03639 | -0.046798 | -0.0096429 | -0.0014249 | 0.016065 | 0.060346 | 0.24395 | 0.23062 | 0.24391 | 0.22515 | 0.049456 | 0.038023 | 0.032863 | 0.034247 | 0.028199 | 0.020499 | 56.7603 | 55.8338 | 55.1496 | 54.3419 | 53.2861 | 52.5361 | 52.3905 | 52.3523 | 54.9153 | 59.4042 | 64.2335 | 68.6551 | 71.5057 | 73.0518 | 73.8461 | 73.6803 | 72.076 | 69.1328 | 65.8281 | 63.6708 | 61.9886 | 60.8872 | 59.8902 | 59.1224 | 0.10009 | 0.097274 | 0.10097 | 0.094993 | 0.094875 | 0.094911 | 0.1096 | 0.10699 | 0.12334 | 0.12222 | 0.11145 | 0.10731 | 0.10639 | 0.11174 | 0.107 | 0.10037 | 0.096663 | 0.092408 | 0.08645 | 0.10018 | 0.10334 | 0.10397 | 0.088767 | 0.092813
Portfolio Adjusted1-in-2AllAll2018December Monthly Peak | Portfolio Adjusted | 1-in-2 | All | All | 2018 | December Monthly Peak | 12 | 5.7439 | 5.5943 | 5.4669 | 5.4813 | 5.7896 | 6.571 | 7.5814 | 8.0686 | 8.6615 | 9.0016 | 9.1904 | 9.1707 | 9.025 | 8.9732 | 8.7591 | 8.4019 | 8.2438 | 8.3425 | 7.9437 | 7.641 | 7.33 | 6.9472 | 6.4465 | 6.087 | 0.00050707 | -0.0036803 | -0.0014461 | -0.028389 | -0.036664 | -0.025766 | -0.0090732 | -0.033842 | -0.034158 | -0.043511 | -0.0089157 | -0.0013443 | 0.014322 | 0.053542 | 0.21541 | 0.20498 | 0.22199 | 0.20898 | 0.045988 | 0.035665 | 0.030939 | 0.03225 | 0.026904 | 0.019704 | 47.9524 | 47.2303 | 46.6853 | 46.1108 | 45.6011 | 45.0411 | 44.8115 | 44.7357 | 45.413 | 48.7043 | 52.4391 | 55.549 | 57.618 | 58.6456 | 59.2944 | 59.5763 | 58.935 | 56.6552 | 53.8492 | 51.8022 | 50.2146 | 48.3531 | 46.664 | 45.3969 | 0.097169 | 0.094501 | 0.098198 | 0.092735 | 0.092775 | 0.092671 | 0.10744 | 0.10318 | 0.11702 | 0.11483 | 0.10355 | 0.098955 | 0.097981 | 0.10291 | 0.099565 | 0.095322 | 0.093192 | 0.089123 | 0.083335 | 0.095287 | 0.098231 | 0.098684 | 0.085066 | 0.089447
Portfolio Adjusted1-in-2AllAll2018Typical Event Day | Portfolio Adjusted | 1-in-2 | All | All | 2018 | Typical Event Day | 8 | 6.655 | 6.4103 | 6.2247 | 6.1923 | 6.5064 | 7.3821 | 8.3068 | 9.2905 | 10.4517 | 11.4098 | 12.1992 | 12.571 | 12.6512 | 12.8453 | 12.7518 | 12.3312 | 11.6456 | 10.6744 | 9.7979 | 9.4506 | 9.2683 | 8.5889 | 7.7884 | 7.2174 | -0.018106 | -0.025701 | -0.017055 | -0.029792 | -0.041209 | -0.037556 | -0.042096 | -0.042912 | -0.044908 | -0.054425 | -0.03998 | -0.043546 | -0.024811 | 0.016603 | 0.26093 | 0.26734 | 0.26252 | 0.23735 | 0.056541 | 0.025334 | 0.014304 | 0.024191 | 0.02065 | 0.017213 | 72.534 | 71.3671 | 70.2913 | 69.3524 | 68.4714 | 67.5974 | 67.0255 | 67.2327 | 69.916 | 74.5959 | 79.4886 | 83.7838 | 86.9549 | 88.7575 | 89.9278 | 90.4366 | 90.5067 | 89.8238 | 88.5996 | 86.1158 | 82.5364 | 79.0982 | 76.8138 | 75.1617 | 0.10432 | 0.10084 | 0.10473 | 0.098622 | 0.098208 | 0.097962 | 0.11184 | 0.10997 | 0.1283 | 0.12926 | 0.11835 | 0.11329 | 0.11097 | 0.11645 | 0.11121 | 0.10415 | 0.099265 | 0.093372 | 0.087551 | 0.10315 | 0.10829 | 0.10832 | 0.093067 | 0.097024
Portfolio Adjusted1-in-2AllAll2019January Monthly Peak | Portfolio Adjusted | 1-in-2 | All | All | 2019 | January Monthly Peak | 1 | 5.9827 | 5.8233 | 5.6922 | 5.7209 | 6.0637 | 6.9555 | 8.2232 | 8.8632 | 9.5143 | 9.7866 | 9.9012 | 9.7902 | 9.5866 | 9.5051 | 9.2291 | 8.8093 | 8.4831 | 8.6464 | 8.3476 | 8.085 | 7.7503 | 7.3352 | 6.7959 | 6.4207 | 0.00040248 | -0.0040815 | -0.0016082 | -0.029972 | -0.03872 | -0.027554 | -0.0099096 | -0.037804 | -0.03795 | -0.048137 | -0.0096955 | -0.001376 | 0.015933 | 0.058872 | 0.22981 | 0.21739 | 0.23256 | 0.21916 | 0.049973 | 0.038941 | 0.033626 | 0.034873 | 0.029161 | 0.021226 | 43.9391 | 43.3106 | 42.6385 | 42.122 | 41.5827 | 41.296 | 41.0681 | 40.8475 | 41.1644 | 43.343 | 46.7834 | 49.4661 | 51.3488 | 52.6842 | 53.4935 | 53.8657 | 53.6142 | 52.2386 | 50.42 | 49.042 | 47.9275 | 46.9877 | 46.1457 | 45.4117 | 0.10232 | 0.099125 | 0.10306 | 0.097859 | 0.097948 | 0.09905 | 0.11725 | 0.11402 | 0.12936 | 0.12608 | 0.11306 | 0.1074 | 0.10608 | 0.11118 | 0.1067 | 0.1013 | 0.098221 | 0.094059 | 0.088511 | 0.10287 | 0.10598 | 0.10612 | 0.091676 | 0.096022
Portfolio Adjusted1-in-2AllAll2019February Monthly Peak | Portfolio Adjusted | 1-in-2 | All | All | 2019 | February Monthly Peak | 2 | 5.8894 | 5.7285 | 5.5932 | 5.6178 | 5.9466 | 6.8075 | 7.9672 | 8.5939 | 9.2537 | 9.5646 | 9.7475 | 9.7133 | 9.5885 | 9.5619 | 9.3349 | 8.9294 | 8.5505 | 8.5118 | 8.3709 | 8.0619 | 7.7122 | 7.2735 | 6.7171 | 6.3284 | 0.00041892 | -0.0040073 | -0.0015683 | -0.029541 | -0.038157 | -0.027067 | -0.0097099 | -0.036916 | -0.037079 | -0.047155 | -0.0096128 | -0.0014144 | 0.015701 | 0.058448 | 0.23113 | 0.21906 | 0.233 | 0.21617 | 0.049363 | 0.038318 | 0.033142 | 0.03446 | 0.028798 | 0.020979 | 47.9227 | 47.539 | 47.1927 | 46.8291 | 46.4953 | 46.3246 | 46.2718 | 46.2376 | 46.6065 | 48.3996 | 50.4301 | 52.2853 | 53.0816 | 53.1444 | 53.1974 | 52.7462 | 52.2648 | 51.3653 | 49.9517 | 48.5861 | 47.3239 | 46.5666 | 45.4175 | 44.3815 | 0.10097 | 0.097889 | 0.10167 | 0.09635 | 0.096407 | 0.097329 | 0.11489 | 0.1114 | 0.12622 | 0.12323 | 0.11077 | 0.10551 | 0.10427 | 0.10934 | 0.10485 | 0.099345 | 0.096155 | 0.092152 | 0.086751 | 0.10102 | 0.10426 | 0.10466 | 0.09034 | 0.094799
Portfolio Adjusted1-in-2AllAll2019March Monthly Peak | Portfolio Adjusted | 1-in-2 | All | All | 2019 | March Monthly Peak | 3 | 6.0581 | 5.8486 | 5.7061 | 5.6822 | 5.9867 | 6.8214 | 7.9381 | 8.6199 | 9.2848 | 9.6119 | 9.8543 | 9.8473 | 9.741 | 9.775 | 9.5966 | 9.2367 | 8.8101 | 8.3774 | 8.1002 | 8.239 | 7.9852 | 7.5345 | 6.9261 | 6.4798 | 0.00045112 | -0.0041225 | -0.0016749 | -0.03028 | -0.038945 | -0.027234 | -0.0097574 | -0.037131 | -0.03795 | -0.048 | -0.010052 | -0.0015847 | 0.016002 | 0.060751 | 0.23894 | 0.22783 | 0.2413 | 0.21436 | 0.049426 | 0.03939 | 0.034676 | 0.036031 | 0.029961 | 0.021627 | 47.6602 | 46.9519 | 46.2992 | 45.8965 | 45.5472 | 45.0843 | 44.706 | 44.6248 | 46.5065 | 48.8351 | 51.1249 | 53.1378 | 54.5406 | 55.5593 | 55.9874 | 56.4134 | 56.2235 | 55.5318 | 53.9724 | 51.8491 | 50.4461 | 49.2773 | 48.3706 | 47.457 | 0.10477 | 0.101 | 0.10525 | 0.098485 | 0.098012 | 0.09797 | 0.11404 | 0.11163 | 0.12752 | 0.12452 | 0.11266 | 0.10765 | 0.10641 | 0.11189 | 0.10738 | 0.10159 | 0.097979 | 0.092575 | 0.087133 | 0.10356 | 0.10851 | 0.10909 | 0.093805 | 0.097665
Portfolio Adjusted1-in-2AllAll2019April Monthly Peak | Portfolio Adjusted | 1-in-2 | All | All | 2019 | April Monthly Peak | 4 | 5.8536 | 5.6503 | 5.4913 | 5.4498 | 5.7197 | 6.4763 | 7.3306 | 8.0232 | 8.8294 | 9.4265 | 9.9554 | 10.2531 | 10.3917 | 10.6198 | 10.5674 | 10.2148 | 9.6633 | 8.9289 | 8.3179 | 8.2765 | 8.0696 | 7.5328 | 6.8393 | 6.3452 | 5.9393e-05 | -0.0041573 | -0.0017636 | -0.028649 | -0.036764 | -0.025623 | -0.0092509 | -0.034611 | -0.035796 | -0.04606 | -0.0098707 | -0.0016323 | 0.015898 | 0.061385 | 0.25621 | 0.24537 | 0.25629 | 0.22308 | 0.048371 | 0.038071 | 0.03347 | 0.034766 | 0.02862 | 0.020664 | 62.1839 | 61.094 | 59.7399 | 58.5764 | 57.6715 | 56.976 | 56.4829 | 56.4713 | 58.9403 | 62.9303 | 67.7589 | 72.0202 | 75.2844 | 77.6726 | 78.8948 | 79.5096 | 79.5981 | 79.0253 | 77.6367 | 75.1905 | 71.4009 | 68.5029 | 66.3541 | 64.0709 | 0.099452 | 0.096225 | 0.099937 | 0.093112 | 0.092534 | 0.092083 | 0.10678 | 0.10453 | 0.12035 | 0.11967 | 0.10997 | 0.1065 | 0.10602 | 0.11199 | 0.10756 | 0.10123 | 0.097037 | 0.091317 | 0.085443 | 0.10053 | 0.10502 | 0.10554 | 0.090048 | 0.093633
Portfolio Adjusted1-in-2AllAll2019May Monthly Peak | Portfolio Adjusted | 1-in-2 | All | All | 2019 | May Monthly Peak | 5 | 5.9987 | 5.7998 | 5.6212 | 5.5886 | 5.8781 | 6.6129 | 7.3512 | 8.3028 | 9.2804 | 10.0002 | 10.5881 | 10.8897 | 10.98 | 11.1678 | 11.0885 | 10.6803 | 10.1031 | 9.3156 | 8.6315 | 8.3522 | 8.3004 | 7.7525 | 7.0492 | 6.5429 | 0.00030763 | -0.004097 | -0.0017747 | -0.02949 | -0.037938 | -0.026351 | -0.0093976 | -0.035922 | -0.037857 | -0.048922 | -0.010461 | -0.0017124 | 0.016686 | 0.063881 | 0.26798 | 0.25563 | 0.26689 | 0.23195 | 0.049585 | 0.038447 | 0.033875 | 0.035386 | 0.029376 | 0.021232 | 64.3637 | 63.4722 | 62.7028 | 61.7925 | 60.9819 | 60.3788 | 59.878 | 60.306 | 62.405 | 65.9887 | 69.8575 | 73.6261 | 76.9314 | 79.4472 | 80.4962 | 81.1099 | 80.9974 | 80.0728 | 78.4178 | 75.8789 | 72.4033 | 69.4675 | 67.3583 | 65.879 | 0.10137 | 0.098363 | 0.10185 | 0.095449 | 0.095106 | 0.094455 | 0.10817 | 0.10762 | 0.12574 | 0.12579 | 0.11549 | 0.11121 | 0.10988 | 0.11548 | 0.11035 | 0.103 | 0.098342 | 0.092519 | 0.086516 | 0.10132 | 0.10624 | 0.1072 | 0.092009 | 0.095956
Portfolio Adjusted1-in-2AllAll2019June Monthly Peak | Portfolio Adjusted | 1-in-2 | All | All | 2019 | June Monthly Peak | 6 | 6.4014 | 6.1771 | 5.9869 | 5.9468 | 6.2333 | 6.9492 | 7.7285 | 8.7644 | 9.8128 | 10.6539 | 11.3571 | 11.6774 | 11.7484 | 11.9453 | 11.8937 | 11.5495 | 10.9556 | 10.096 | 9.3317 | 8.8819 | 8.8019 | 8.2655 | 7.5024 | 6.9591 | -0.0082476 | -0.013844 | -0.008755 | -0.029553 | -0.039721 | -0.031655 | -0.02501 | -0.039042 | -0.042208 | -0.051407 | -0.024601 | -0.022016 | -0.0044295 | 0.039306 | 0.2628 | 0.26171 | 0.26485 | 0.23606 | 0.05222 | 0.031551 | 0.024955 | 0.03084 | 0.026237 | 0.020571 | 68.6333 | 67.4803 | 66.4421 | 65.435 | 64.5025 | 63.5811 | 62.7773 | 63.5731 | 66.8693 | 71.6185 | 76.3951 | 80.7222 | 83.4921 | 84.9835 | 86.0935 | 86.5667 | 86.9228 | 86.5153 | 85.5295 | 83.1171 | 79.6744 | 75.6054 | 73.1422 | 71.2702 | 0.10212 | 0.099096 | 0.10273 | 0.09626 | 0.095482 | 0.094368 | 0.10752 | 0.10642 | 0.124 | 0.12475 | 0.11469 | 0.10938 | 0.10703 | 0.11241 | 0.10794 | 0.10192 | 0.097719 | 0.091925 | 0.086245 | 0.09995 | 0.10543 | 0.10652 | 0.091544 | 0.095621
Portfolio Adjusted1-in-2AllAll2019July Monthly Peak | Portfolio Adjusted | 1-in-2 | All | All | 2019 | July Monthly Peak | 7 | 6.7796 | 6.5182 | 6.3238 | 6.2929 | 6.6006 | 7.4308 | 8.2894 | 9.3962 | 10.5571 | 11.5112 | 12.2657 | 12.5956 | 12.6597 | 12.8291 | 12.746 | 12.4065 | 11.8059 | 10.8836 | 10.0293 | 9.5195 | 9.3862 | 8.7725 | 7.945 | 7.3508 | -0.021683 | -0.029779 | -0.019968 | -0.029402 | -0.041278 | -0.039118 | -0.047679 | -0.043308 | -0.045432 | -0.053954 | -0.044655 | -0.050366 | -0.032377 | 0.0064703 | 0.25197 | 0.26335 | 0.2573 | 0.23656 | 0.057317 | 0.022066 | 0.010118 | 0.021935 | 0.0189 | 0.016569 | 74.9997 | 73.8109 | 72.9622 | 72.151 | 71.2657 | 70.3835 | 69.7849 | 70.4086 | 73.4476 | 77.4906 | 81.6375 | 85.1673 | 87.9305 | 89.4641 | 90.5265 | 90.9909 | 90.8464 | 89.9026 | 88.9347 | 87.4407 | 84.7207 | 81.1911 | 78.7791 | 77.1171 | 0.1059 | 0.10227 | 0.10631 | 0.10022 | 0.099547 | 0.098928 | 0.11208 | 0.11016 | 0.12779 | 0.12849 | 0.11736 | 0.11178 | 0.10948 | 0.11463 | 0.10975 | 0.10366 | 0.099356 | 0.093731 | 0.08826 | 0.10359 | 0.10917 | 0.10996 | 0.094335 | 0.098462
Portfolio Adjusted1-in-2AllAll2019August Monthly Peak | Portfolio Adjusted | 1-in-2 | All | All | 2019 | August Monthly Peak | 8 | 6.7156 | 6.4665 | 6.2769 | 6.2432 | 6.5593 | 7.4482 | 8.3923 | 9.4212 | 10.6388 | 11.6409 | 12.464 | 12.8496 | 12.936 | 13.1302 | 13.0317 | 12.5945 | 11.8861 | 10.8877 | 9.9765 | 9.6115 | 9.4036 | 8.6976 | 7.8795 | 7.2946 | -0.022756 | -0.030949 | -0.020761 | -0.030262 | -0.042013 | -0.039999 | -0.048643 | -0.044703 | -0.046262 | -0.055761 | -0.045893 | -0.051787 | -0.032788 | 0.0075962 | 0.25894 | 0.26859 | 0.26114 | 0.23801 | 0.0586 | 0.022946 | 0.01024 | 0.02154 | 0.018245 | 0.015634 | 73.9972 | 72.7727 | 71.4794 | 70.5569 | 69.766 | 68.8813 | 68.3881 | 67.9909 | 70.1894 | 75.2428 | 80.6565 | 85.1956 | 88.4425 | 90.34 | 91.5377 | 92.1076 | 92.2199 | 91.7377 | 90.1908 | 87.0449 | 82.8981 | 79.7891 | 77.6989 | 76.0524 | 0.10575 | 0.10219 | 0.10609 | 0.099872 | 0.099439 | 0.099286 | 0.11342 | 0.11184 | 0.13086 | 0.13208 | 0.12096 | 0.11573 | 0.1133 | 0.11875 | 0.11316 | 0.10567 | 0.10048 | 0.094549 | 0.088723 | 0.10494 | 0.11006 | 0.10995 | 0.09439 | 0.098333
Portfolio Adjusted1-in-2AllAll2019September Monthly Peak | Portfolio Adjusted | 1-in-2 | All | All | 2019 | September Monthly Peak | 9 | 6.6445 | 6.4101 | 6.2104 | 6.203 | 6.5343 | 7.4539 | 8.5739 | 9.4863 | 10.7611 | 11.7566 | 12.5451 | 12.905 | 12.991 | 13.2035 | 13.0917 | 12.5962 | 11.8493 | 10.8119 | 9.9673 | 9.8223 | 9.302 | 8.5954 | 7.7922 | 7.2137 | -0.020383 | -0.02872 | -0.019053 | -0.029728 | -0.041456 | -0.039136 | -0.047351 | -0.044918 | -0.047083 | -0.057745 | -0.045899 | -0.051276 | -0.031428 | 0.010212 | 0.26197 | 0.26993 | 0.26302 | 0.2378 | 0.05924 | 0.02449 | 0.011492 | 0.022711 | 0.0192 | 0.016243 | 72.5059 | 71.4048 | 70.2817 | 69.2667 | 68.3512 | 67.5435 | 67.1517 | 66.9584 | 69.1578 | 74.0315 | 79.2654 | 84.0502 | 87.9546 | 90.2425 | 91.5536 | 92.081 | 92.0378 | 91.1394 | 89.7432 | 86.8607 | 82.8525 | 79.8072 | 77.6351 | 76.2071 | 0.10518 | 0.10171 | 0.10542 | 0.099954 | 0.099839 | 0.099832 | 0.11527 | 0.11377 | 0.13482 | 0.13629 | 0.12457 | 0.11894 | 0.11622 | 0.1216 | 0.11528 | 0.10677 | 0.10096 | 0.09497 | 0.089403 | 0.10739 | 0.11112 | 0.11087 | 0.094839 | 0.098444
Portfolio Adjusted1-in-2AllAll2019October Monthly Peak | Portfolio Adjusted | 1-in-2 | All | All | 2019 | October Monthly Peak | 10 | 5.812 | 5.6318 | 5.4628 | 5.45 | 5.7327 | 6.5295 | 7.6235 | 8.2276 | 9.0163 | 9.723 | 10.3478 | 10.7295 | 10.9244 | 11.1489 | 11.0753 | 10.6628 | 10.0452 | 9.3576 | 8.9071 | 8.5578 | 8.0673 | 7.5013 | 6.8192 | 6.3424 | -0.0052821 | -0.010194 | -0.0060513 | -0.027407 | -0.036113 | -0.028087 | -0.018695 | -0.035999 | -0.036906 | -0.046808 | -0.017927 | -0.01357 | 0.0035416 | 0.045873 | 0.25165 | 0.24494 | 0.2502 | 0.22429 | 0.050252 | 0.032971 | 0.026085 | 0.029763 | 0.024654 | 0.018653 | 64.4226 | 63.4935 | 62.6347 | 61.6524 | 60.7941 | 60.1006 | 59.4306 | 59.0579 | 60.0097 | 64.0994 | 69.9265 | 76.088 | 81.3643 | 84.39 | 85.2397 | 85.9208 | 86.0911 | 85.2047 | 82.8089 | 78.2549 | 74.5217 | 71.6227 | 69.2593 | 67.3767 | 0.093177 | 0.090729 | 0.093821 | 0.088544 | 0.088465 | 0.089004 | 0.1049 | 0.10223 | 0.11737 | 0.1175 | 0.10779 | 0.10435 | 0.10411 | 0.10977 | 0.10541 | 0.099273 | 0.095384 | 0.090799 | 0.084733 | 0.097035 | 0.099465 | 0.099429 | 0.084891 | 0.088689
Portfolio Adjusted1-in-2AllAll2019November Monthly Peak | Portfolio Adjusted | 1-in-2 | All | All | 2019 | November Monthly Peak | 11 | 5.7811 | 5.6193 | 5.4777 | 5.4688 | 5.7688 | 6.5719 | 7.423 | 8.0902 | 8.8461 | 9.3648 | 9.7906 | 9.9964 | 10.0327 | 10.1357 | 9.9745 | 9.5048 | 9.0624 | 8.9667 | 8.4524 | 8.0401 | 7.66 | 7.1871 | 6.5804 | 6.1598 | 0.00028286 | -0.0039192 | -0.0015949 | -0.029162 | -0.0376 | -0.026641 | -0.0094075 | -0.035508 | -0.03639 | -0.046798 | -0.0096429 | -0.0014249 | 0.016065 | 0.060346 | 0.24395 | 0.23062 | 0.24391 | 0.22515 | 0.049456 | 0.038023 | 0.032863 | 0.034247 | 0.028199 | 0.020499 | 56.7603 | 55.8338 | 55.1496 | 54.3419 | 53.2861 | 52.5361 | 52.3905 | 52.3523 | 54.9153 | 59.4042 | 64.2335 | 68.6551 | 71.5057 | 73.0519 | 73.8461 | 73.6803 | 72.076 | 69.1328 | 65.8281 | 63.6708 | 61.9886 | 60.8872 | 59.8902 | 59.1224 | 0.10009 | 0.097274 | 0.10097 | 0.094993 | 0.094875 | 0.094911 | 0.1096 | 0.10699 | 0.12334 | 0.12222 | 0.11145 | 0.10731 | 0.10639 | 0.11174 | 0.107 | 0.10037 | 0.096663 | 0.092408 | 0.08645 | 0.10018 | 0.10334 | 0.10397 | 0.088767 | 0.092813
Portfolio Adjusted1-in-2AllAll2019December Monthly Peak | Portfolio Adjusted | 1-in-2 | All | All | 2019 | December Monthly Peak | 12 | 5.7439 | 5.5943 | 5.4669 | 5.4813 | 5.7896 | 6.571 | 7.5814 | 8.0686 | 8.6615 | 9.0016 | 9.1904 | 9.1707 | 9.025 | 8.9732 | 8.7591 | 8.4019 | 8.2438 | 8.3425 | 7.9437 | 7.641 | 7.33 | 6.9472 | 6.4465 | 6.087 | 0.00050707 | -0.0036803 | -0.0014461 | -0.028389 | -0.036664 | -0.025766 | -0.0090732 | -0.033842 | -0.034158 | -0.043511 | -0.0089157 | -0.0013443 | 0.014322 | 0.053542 | 0.21541 | 0.20498 | 0.22199 | 0.20898 | 0.045988 | 0.035665 | 0.030939 | 0.03225 | 0.026904 | 0.019704 | 47.9524 | 47.2303 | 46.6853 | 46.1108 | 45.6011 | 45.0411 | 44.8115 | 44.7357 | 45.413 | 48.7043 | 52.4391 | 55.549 | 57.618 | 58.6456 | 59.2944 | 59.5763 | 58.935 | 56.6552 | 53.8492 | 51.8022 | 50.2146 | 48.3531 | 46.664 | 45.3968 | 0.097169 | 0.094501 | 0.098198 | 0.092735 | 0.092775 | 0.092671 | 0.10744 | 0.10318 | 0.11702 | 0.11483 | 0.10355 | 0.098955 | 0.097981 | 0.10291 | 0.099565 | 0.095322 | 0.093192 | 0.089123 | 0.083335 | 0.095287 | 0.098231 | 0.098684 | 0.085066 | 0.089447
Portfolio Adjusted1-in-2AllAll2019Typical Event Day | Portfolio Adjusted | 1-in-2 | All | All | 2019 | Typical Event Day | 8 | 6.655 | 6.4103 | 6.2247 | 6.1923 | 6.5064 | 7.3821 | 8.3068 | 9.2905 | 10.4517 | 11.4098 | 12.1992 | 12.571 | 12.6512 | 12.8453 | 12.7518 | 12.3312 | 11.6456 | 10.6744 | 9.7979 | 9.4506 | 9.2683 | 8.5889 | 7.7884 | 7.2174 | -0.018106 | -0.025701 | -0.017055 | -0.029792 | -0.041209 | -0.037556 | -0.042096 | -0.042912 | -0.044908 | -0.054425 | -0.03998 | -0.043546 | -0.024811 | 0.016603 | 0.26093 | 0.26734 | 0.26252 | 0.23735 | 0.056541 | 0.025334 | 0.014304 | 0.024191 | 0.02065 | 0.017213 | 72.534 | 71.3672 | 70.2913 | 69.3524 | 68.4714 | 67.5974 | 67.0255 | 67.2327 | 69.916 | 74.5959 | 79.4886 | 83.7838 | 86.9549 | 88.7575 | 89.9278 | 90.4366 | 90.5067 | 89.8238 | 88.5996 | 86.1158 | 82.5364 | 79.0982 | 76.8138 | 75.1617 | 0.10432 | 0.10084 | 0.10473 | 0.098622 | 0.098208 | 0.097962 | 0.11184 | 0.10997 | 0.1283 | 0.12926 | 0.11835 | 0.11329 | 0.11097 | 0.11645 | 0.11121 | 0.10415 | 0.099265 | 0.093372 | 0.087551 | 0.10315 | 0.10829 | 0.10832 | 0.093067 | 0.097024
Portfolio Adjusted1-in-2AllAll2020January Monthly Peak | Portfolio Adjusted | 1-in-2 | All | All | 2020 | January Monthly Peak | 1 | 5.9827 | 5.8233 | 5.6922 | 5.7209 | 6.0637 | 6.9555 | 8.2232 | 8.8632 | 9.5143 | 9.7866 | 9.9012 | 9.7902 | 9.5866 | 9.5051 | 9.2291 | 8.8093 | 8.4831 | 8.6464 | 8.3476 | 8.085 | 7.7503 | 7.3352 | 6.7959 | 6.4207 | 0.00040248 | -0.0040815 | -0.0016082 | -0.029972 | -0.03872 | -0.027554 | -0.0099096 | -0.037804 | -0.03795 | -0.048137 | -0.0096955 | -0.001376 | 0.015933 | 0.058872 | 0.22981 | 0.21739 | 0.23256 | 0.21916 | 0.049973 | 0.038941 | 0.033626 | 0.034873 | 0.029161 | 0.021226 | 43.9391 | 43.3106 | 42.6385 | 42.122 | 41.5827 | 41.296 | 41.0681 | 40.8475 | 41.1644 | 43.343 | 46.7834 | 49.4661 | 51.3488 | 52.6842 | 53.4935 | 53.8657 | 53.6142 | 52.2386 | 50.42 | 49.042 | 47.9275 | 46.9877 | 46.1457 | 45.4117 | 0.10232 | 0.099125 | 0.10306 | 0.097859 | 0.097948 | 0.09905 | 0.11725 | 0.11402 | 0.12936 | 0.12608 | 0.11306 | 0.1074 | 0.10608 | 0.11118 | 0.1067 | 0.1013 | 0.098221 | 0.094059 | 0.088511 | 0.10287 | 0.10598 | 0.10612 | 0.091676 | 0.096022
Portfolio Adjusted1-in-2AllAll2020February Monthly Peak | Portfolio Adjusted | 1-in-2 | All | All | 2020 | February Monthly Peak | 2 | 5.8894 | 5.7285 | 5.5932 | 5.6178 | 5.9466 | 6.8075 | 7.9672 | 8.5939 | 9.2537 | 9.5646 | 9.7475 | 9.7133 | 9.5885 | 9.5619 | 9.3349 | 8.9294 | 8.5505 | 8.5118 | 8.3709 | 8.0619 | 7.7122 | 7.2735 | 6.7171 | 6.3284 | 0.00041892 | -0.0040073 | -0.0015683 | -0.029541 | -0.038157 | -0.027067 | -0.0097099 | -0.036916 | -0.037079 | -0.047155 | -0.0096128 | -0.0014144 | 0.015701 | 0.058448 | 0.23113 | 0.21906 | 0.233 | 0.21617 | 0.049363 | 0.038318 | 0.033142 | 0.03446 | 0.028798 | 0.020979 | 47.9227 | 47.539 | 47.1927 | 46.8291 | 46.4953 | 46.3246 | 46.2718 | 46.2376 | 46.6065 | 48.3996 | 50.4301 | 52.2853 | 53.0816 | 53.1444 | 53.1974 | 52.7462 | 52.2648 | 51.3653 | 49.9517 | 48.5861 | 47.3239 | 46.5666 | 45.4175 | 44.3815 | 0.10097 | 0.097889 | 0.10167 | 0.09635 | 0.096407 | 0.097329 | 0.11489 | 0.1114 | 0.12622 | 0.12323 | 0.11077 | 0.10551 | 0.10427 | 0.10934 | 0.10485 | 0.099345 | 0.096155 | 0.092152 | 0.086751 | 0.10102 | 0.10426 | 0.10466 | 0.09034 | 0.094799
Portfolio Adjusted1-in-2AllAll2020March Monthly Peak | Portfolio Adjusted | 1-in-2 | All | All | 2020 | March Monthly Peak | 3 | 6.0581 | 5.8486 | 5.7061 | 5.6822 | 5.9867 | 6.8214 | 7.9381 | 8.6199 | 9.2848 | 9.6119 | 9.8543 | 9.8473 | 9.741 | 9.775 | 9.5966 | 9.2367 | 8.8101 | 8.3774 | 8.1002 | 8.239 | 7.9852 | 7.5345 | 6.9261 | 6.4798 | 0.00045112 | -0.0041225 | -0.0016749 | -0.03028 | -0.038945 | -0.027234 | -0.0097574 | -0.037131 | -0.03795 | -0.048 | -0.010052 | -0.0015847 | 0.016002 | 0.060751 | 0.23894 | 0.22783 | 0.2413 | 0.21436 | 0.049426 | 0.03939 | 0.034676 | 0.036031 | 0.029961 | 0.021627 | 47.6602 | 46.9519 | 46.2992 | 45.8965 | 45.5472 | 45.0843 | 44.706 | 44.6248 | 46.5065 | 48.8351 | 51.1249 | 53.1378 | 54.5406 | 55.5593 | 55.9874 | 56.4134 | 56.2235 | 55.5318 | 53.9724 | 51.8491 | 50.4461 | 49.2773 | 48.3706 | 47.457 | 0.10477 | 0.101 | 0.10525 | 0.098485 | 0.098012 | 0.09797 | 0.11404 | 0.11163 | 0.12752 | 0.12452 | 0.11266 | 0.10765 | 0.10641 | 0.11189 | 0.10738 | 0.10159 | 0.097979 | 0.092575 | 0.087133 | 0.10356 | 0.10851 | 0.10909 | 0.093805 | 0.097665
Portfolio Adjusted1-in-2AllAll2020April Monthly Peak | Portfolio Adjusted | 1-in-2 | All | All | 2020 | April Monthly Peak | 4 | 5.8536 | 5.6503 | 5.4913 | 5.4498 | 5.7197 | 6.4763 | 7.3306 | 8.0232 | 8.8294 | 9.4265 | 9.9554 | 10.2531 | 10.3917 | 10.6198 | 10.5674 | 10.2148 | 9.6633 | 8.9289 | 8.3179 | 8.2765 | 8.0696 | 7.5328 | 6.8393 | 6.3452 | 5.9393e-05 | -0.0041573 | -0.0017636 | -0.028649 | -0.036764 | -0.025623 | -0.0092509 | -0.034611 | -0.035796 | -0.04606 | -0.0098707 | -0.0016323 | 0.015898 | 0.061385 | 0.25621 | 0.24537 | 0.25629 | 0.22308 | 0.048371 | 0.038071 | 0.03347 | 0.034766 | 0.02862 | 0.020664 | 62.1839 | 61.094 | 59.7399 | 58.5764 | 57.6715 | 56.976 | 56.4829 | 56.4713 | 58.9403 | 62.9303 | 67.7589 | 72.0202 | 75.2844 | 77.6726 | 78.8948 | 79.5096 | 79.5981 | 79.0253 | 77.6367 | 75.1905 | 71.4009 | 68.5029 | 66.3541 | 64.0709 | 0.099452 | 0.096225 | 0.099937 | 0.093112 | 0.092534 | 0.092083 | 0.10678 | 0.10453 | 0.12035 | 0.11967 | 0.10997 | 0.1065 | 0.10602 | 0.11199 | 0.10756 | 0.10123 | 0.097037 | 0.091317 | 0.085443 | 0.10053 | 0.10502 | 0.10554 | 0.090048 | 0.093633
Portfolio Adjusted1-in-2AllAll2020May Monthly Peak | Portfolio Adjusted | 1-in-2 | All | All | 2020 | May Monthly Peak | 5 | 5.9987 | 5.7998 | 5.6212 | 5.5886 | 5.8781 | 6.6129 | 7.3512 | 8.3028 | 9.2804 | 10.0002 | 10.5881 | 10.8897 | 10.98 | 11.1678 | 11.0885 | 10.6803 | 10.1031 | 9.3156 | 8.6315 | 8.3522 | 8.3004 | 7.7525 | 7.0492 | 6.5429 | 0.00030763 | -0.004097 | -0.0017747 | -0.02949 | -0.037938 | -0.026351 | -0.0093976 | -0.035922 | -0.037857 | -0.048922 | -0.010461 | -0.0017124 | 0.016686 | 0.063881 | 0.26798 | 0.25563 | 0.26689 | 0.23195 | 0.049585 | 0.038447 | 0.033875 | 0.035386 | 0.029376 | 0.021232 | 64.3637 | 63.4722 | 62.7028 | 61.7925 | 60.9819 | 60.3788 | 59.878 | 60.306 | 62.405 | 65.9887 | 69.8575 | 73.6261 | 76.9314 | 79.4472 | 80.4962 | 81.1099 | 80.9974 | 80.0728 | 78.4178 | 75.8789 | 72.4033 | 69.4675 | 67.3583 | 65.879 | 0.10137 | 0.098363 | 0.10185 | 0.095449 | 0.095106 | 0.094455 | 0.10817 | 0.10762 | 0.12574 | 0.12579 | 0.11549 | 0.11121 | 0.10988 | 0.11548 | 0.11035 | 0.103 | 0.098342 | 0.092519 | 0.086516 | 0.10132 | 0.10624 | 0.1072 | 0.092009 | 0.095956
Portfolio Adjusted1-in-2AllAll2020June Monthly Peak | Portfolio Adjusted | 1-in-2 | All | All | 2020 | June Monthly Peak | 6 | 6.4014 | 6.1771 | 5.9869 | 5.9468 | 6.2333 | 6.9492 | 7.7285 | 8.7644 | 9.8128 | 10.6539 | 11.3571 | 11.6774 | 11.7484 | 11.9453 | 11.8937 | 11.5495 | 10.9556 | 10.096 | 9.3317 | 8.8819 | 8.8019 | 8.2655 | 7.5024 | 6.9591 | -0.0082476 | -0.013844 | -0.008755 | -0.029553 | -0.039721 | -0.031655 | -0.02501 | -0.039042 | -0.042208 | -0.051407 | -0.024601 | -0.022016 | -0.0044295 | 0.039306 | 0.2628 | 0.26171 | 0.26485 | 0.23606 | 0.05222 | 0.031551 | 0.024955 | 0.03084 | 0.026237 | 0.020571 | 68.6333 | 67.4803 | 66.4421 | 65.435 | 64.5025 | 63.5811 | 62.7773 | 63.5731 | 66.8693 | 71.6185 | 76.3951 | 80.7222 | 83.4921 | 84.9835 | 86.0935 | 86.5667 | 86.9228 | 86.5153 | 85.5295 | 83.1171 | 79.6744 | 75.6054 | 73.1422 | 71.2702 | 0.10212 | 0.099096 | 0.10273 | 0.09626 | 0.095482 | 0.094368 | 0.10752 | 0.10642 | 0.124 | 0.12475 | 0.11469 | 0.10938 | 0.10703 | 0.11241 | 0.10794 | 0.10192 | 0.097719 | 0.091925 | 0.086245 | 0.09995 | 0.10543 | 0.10652 | 0.091544 | 0.095621
Portfolio Adjusted1-in-2AllAll2020July Monthly Peak | Portfolio Adjusted | 1-in-2 | All | All | 2020 | July Monthly Peak | 7 | 6.7796 | 6.5182 | 6.3238 | 6.2929 | 6.6006 | 7.4308 | 8.2894 | 9.3962 | 10.5571 | 11.5112 | 12.2657 | 12.5956 | 12.6597 | 12.8291 | 12.746 | 12.4065 | 11.8059 | 10.8836 | 10.0293 | 9.5195 | 9.3862 | 8.7725 | 7.945 | 7.3508 | -0.021683 | -0.029779 | -0.019968 | -0.029402 | -0.041278 | -0.039118 | -0.047679 | -0.043308 | -0.045432 | -0.053954 | -0.044655 | -0.050366 | -0.032377 | 0.0064703 | 0.25197 | 0.26335 | 0.2573 | 0.23656 | 0.057317 | 0.022066 | 0.010118 | 0.021935 | 0.0189 | 0.016569 | 74.9997 | 73.8109 | 72.9622 | 72.151 | 71.2657 | 70.3835 | 69.7849 | 70.4086 | 73.4476 | 77.4906 | 81.6375 | 85.1673 | 87.9305 | 89.4641 | 90.5265 | 90.9909 | 90.8464 | 89.9026 | 88.9347 | 87.4407 | 84.7207 | 81.1911 | 78.7791 | 77.1171 | 0.1059 | 0.10227 | 0.10631 | 0.10022 | 0.099547 | 0.098928 | 0.11208 | 0.11016 | 0.12779 | 0.12849 | 0.11736 | 0.11178 | 0.10948 | 0.11463 | 0.10975 | 0.10366 | 0.099356 | 0.093731 | 0.08826 | 0.10359 | 0.10917 | 0.10996 | 0.094335 | 0.098462
Portfolio Adjusted1-in-2AllAll2020August Monthly Peak | Portfolio Adjusted | 1-in-2 | All | All | 2020 | August Monthly Peak | 8 | 6.7156 | 6.4665 | 6.2769 | 6.2432 | 6.5593 | 7.4482 | 8.3923 | 9.4212 | 10.6388 | 11.6409 | 12.464 | 12.8496 | 12.936 | 13.1302 | 13.0317 | 12.5945 | 11.8861 | 10.8877 | 9.9765 | 9.6115 | 9.4036 | 8.6976 | 7.8795 | 7.2946 | -0.022756 | -0.030949 | -0.020761 | -0.030262 | -0.042013 | -0.039999 | -0.048643 | -0.044703 | -0.046262 | -0.055761 | -0.045893 | -0.051787 | -0.032788 | 0.0075962 | 0.25894 | 0.26859 | 0.26114 | 0.23801 | 0.0586 | 0.022946 | 0.01024 | 0.02154 | 0.018245 | 0.015634 | 73.9972 | 72.7727 | 71.4794 | 70.5569 | 69.766 | 68.8813 | 68.3881 | 67.9909 | 70.1894 | 75.2428 | 80.6565 | 85.1956 | 88.4425 | 90.34 | 91.5377 | 92.1076 | 92.2199 | 91.7377 | 90.1908 | 87.0449 | 82.8981 | 79.7891 | 77.6989 | 76.0524 | 0.10575 | 0.10219 | 0.10609 | 0.099872 | 0.099439 | 0.099286 | 0.11342 | 0.11184 | 0.13086 | 0.13208 | 0.12096 | 0.11573 | 0.1133 | 0.11875 | 0.11316 | 0.10567 | 0.10048 | 0.094549 | 0.088723 | 0.10494 | 0.11006 | 0.10995 | 0.09439 | 0.098333
Portfolio Adjusted1-in-2AllAll2020September Monthly Peak | Portfolio Adjusted | 1-in-2 | All | All | 2020 | September Monthly Peak | 9 | 6.6445 | 6.4101 | 6.2104 | 6.203 | 6.5343 | 7.4539 | 8.5739 | 9.4863 | 10.7611 | 11.7566 | 12.5451 | 12.905 | 12.991 | 13.2035 | 13.0917 | 12.5962 | 11.8493 | 10.8119 | 9.9673 | 9.8223 | 9.302 | 8.5954 | 7.7922 | 7.2137 | -0.020383 | -0.02872 | -0.019053 | -0.029728 | -0.041456 | -0.039136 | -0.047351 | -0.044918 | -0.047083 | -0.057745 | -0.045899 | -0.051276 | -0.031428 | 0.010212 | 0.26197 | 0.26993 | 0.26302 | 0.2378 | 0.05924 | 0.02449 | 0.011492 | 0.022711 | 0.0192 | 0.016243 | 72.5059 | 71.4048 | 70.2817 | 69.2667 | 68.3512 | 67.5435 | 67.1517 | 66.9584 | 69.1578 | 74.0315 | 79.2654 | 84.0502 | 87.9546 | 90.2425 | 91.5536 | 92.081 | 92.0378 | 91.1394 | 89.7432 | 86.8607 | 82.8525 | 79.8072 | 77.6351 | 76.2071 | 0.10518 | 0.10171 | 0.10542 | 0.099954 | 0.099839 | 0.099832 | 0.11527 | 0.11377 | 0.13482 | 0.13629 | 0.12457 | 0.11894 | 0.11622 | 0.1216 | 0.11528 | 0.10677 | 0.10096 | 0.09497 | 0.089403 | 0.10739 | 0.11112 | 0.11087 | 0.094839 | 0.098444
Portfolio Adjusted1-in-2AllAll2020October Monthly Peak | Portfolio Adjusted | 1-in-2 | All | All | 2020 | October Monthly Peak | 10 | 5.812 | 5.6318 | 5.4628 | 5.45 | 5.7327 | 6.5295 | 7.6235 | 8.2276 | 9.0163 | 9.723 | 10.3478 | 10.7295 | 10.9244 | 11.1489 | 11.0753 | 10.6628 | 10.0452 | 9.3576 | 8.9071 | 8.5578 | 8.0673 | 7.5013 | 6.8192 | 6.3424 | -0.0052821 | -0.010194 | -0.0060513 | -0.027407 | -0.036113 | -0.028087 | -0.018695 | -0.035999 | -0.036906 | -0.046808 | -0.017927 | -0.01357 | 0.0035416 | 0.045873 | 0.25165 | 0.24494 | 0.2502 | 0.22429 | 0.050252 | 0.032971 | 0.026085 | 0.029763 | 0.024654 | 0.018653 | 64.4226 | 63.4935 | 62.6347 | 61.6524 | 60.7941 | 60.1006 | 59.4306 | 59.0579 | 60.0097 | 64.0994 | 69.9265 | 76.088 | 81.3643 | 84.39 | 85.2397 | 85.9208 | 86.0911 | 85.2047 | 82.8089 | 78.2549 | 74.5217 | 71.6227 | 69.2593 | 67.3767 | 0.093177 | 0.090729 | 0.093821 | 0.088544 | 0.088465 | 0.089004 | 0.1049 | 0.10223 | 0.11737 | 0.1175 | 0.10779 | 0.10435 | 0.10411 | 0.10977 | 0.10541 | 0.099273 | 0.095384 | 0.090799 | 0.084733 | 0.097035 | 0.099465 | 0.099429 | 0.084891 | 0.088689
Portfolio Adjusted1-in-2AllAll2020November Monthly Peak | Portfolio Adjusted | 1-in-2 | All | All | 2020 | November Monthly Peak | 11 | 5.7811 | 5.6193 | 5.4777 | 5.4688 | 5.7688 | 6.5719 | 7.423 | 8.0902 | 8.8461 | 9.3648 | 9.7906 | 9.9964 | 10.0327 | 10.1357 | 9.9745 | 9.5048 | 9.0624 | 8.9667 | 8.4524 | 8.0401 | 7.66 | 7.1871 | 6.5804 | 6.1598 | 0.00028286 | -0.0039192 | -0.0015949 | -0.029162 | -0.0376 | -0.026641 | -0.0094075 | -0.035508 | -0.03639 | -0.046798 | -0.0096429 | -0.0014249 | 0.016065 | 0.060346 | 0.24395 | 0.23062 | 0.24391 | 0.22515 | 0.049456 | 0.038023 | 0.032863 | 0.034247 | 0.028199 | 0.020499 | 56.7603 | 55.8338 | 55.1496 | 54.3419 | 53.2861 | 52.5361 | 52.3905 | 52.3523 | 54.9153 | 59.4042 | 64.2335 | 68.6551 | 71.5057 | 73.0518 | 73.8461 | 73.6803 | 72.076 | 69.1328 | 65.8281 | 63.6708 | 61.9886 | 60.8872 | 59.8902 | 59.1224 | 0.10009 | 0.097274 | 0.10097 | 0.094993 | 0.094875 | 0.094911 | 0.1096 | 0.10699 | 0.12334 | 0.12222 | 0.11145 | 0.10731 | 0.10639 | 0.11174 | 0.107 | 0.10037 | 0.096663 | 0.092408 | 0.08645 | 0.10018 | 0.10334 | 0.10397 | 0.088767 | 0.092813
Portfolio Adjusted1-in-2AllAll2020December Monthly Peak | Portfolio Adjusted | 1-in-2 | All | All | 2020 | December Monthly Peak | 12 | 5.7439 | 5.5943 | 5.4669 | 5.4813 | 5.7896 | 6.571 | 7.5814 | 8.0686 | 8.6615 | 9.0016 | 9.1904 | 9.1707 | 9.025 | 8.9732 | 8.7591 | 8.4019 | 8.2438 | 8.3425 | 7.9437 | 7.641 | 7.33 | 6.9472 | 6.4465 | 6.087 | 0.00050707 | -0.0036803 | -0.0014461 | -0.028389 | -0.036664 | -0.025766 | -0.0090732 | -0.033842 | -0.034158 | -0.043511 | -0.0089157 | -0.0013443 | 0.014322 | 0.053542 | 0.21541 | 0.20498 | 0.22199 | 0.20898 | 0.045988 | 0.035665 | 0.030939 | 0.03225 | 0.026904 | 0.019704 | 47.9524 | 47.2303 | 46.6853 | 46.1108 | 45.6011 | 45.0411 | 44.8115 | 44.7357 | 45.413 | 48.7043 | 52.4391 | 55.549 | 57.618 | 58.6456 | 59.2944 | 59.5763 | 58.935 | 56.6552 | 53.8492 | 51.8022 | 50.2146 | 48.3531 | 46.664 | 45.3969 | 0.097169 | 0.094501 | 0.098198 | 0.092735 | 0.092775 | 0.092671 | 0.10744 | 0.10318 | 0.11702 | 0.11483 | 0.10355 | 0.098955 | 0.097981 | 0.10291 | 0.099565 | 0.095322 | 0.093192 | 0.089123 | 0.083335 | 0.095287 | 0.098231 | 0.098684 | 0.085066 | 0.089447
Portfolio Adjusted1-in-2AllAll2020Typical Event Day | Portfolio Adjusted | 1-in-2 | All | All | 2020 | Typical Event Day | 8 | 6.655 | 6.4103 | 6.2247 | 6.1923 | 6.5064 | 7.3821 | 8.3068 | 9.2905 | 10.4517 | 11.4098 | 12.1992 | 12.571 | 12.6512 | 12.8453 | 12.7518 | 12.3312 | 11.6456 | 10.6744 | 9.7979 | 9.4506 | 9.2683 | 8.5889 | 7.7884 | 7.2174 | -0.018106 | -0.025701 | -0.017055 | -0.029792 | -0.041209 | -0.037556 | -0.042096 | -0.042912 | -0.044908 | -0.054425 | -0.03998 | -0.043546 | -0.024811 | 0.016603 | 0.26093 | 0.26734 | 0.26252 | 0.23735 | 0.056541 | 0.025334 | 0.014304 | 0.024191 | 0.02065 | 0.017213 | 72.534 | 71.3672 | 70.2913 | 69.3524 | 68.4714 | 67.5974 | 67.0255 | 67.2327 | 69.916 | 74.5959 | 79.4886 | 83.7838 | 86.9549 | 88.7575 | 89.9278 | 90.4366 | 90.5067 | 89.8238 | 88.5996 | 86.1158 | 82.5364 | 79.0982 | 76.8138 | 75.1617 | 0.10432 | 0.10084 | 0.10473 | 0.098622 | 0.098208 | 0.097962 | 0.11184 | 0.10997 | 0.1283 | 0.12926 | 0.11835 | 0.11329 | 0.11097 | 0.11645 | 0.11121 | 0.10415 | 0.099265 | 0.093372 | 0.087551 | 0.10315 | 0.10829 | 0.10832 | 0.093067 | 0.097024
Portfolio Adjusted1-in-2AllAll2021January Monthly Peak | Portfolio Adjusted | 1-in-2 | All | All | 2021 | January Monthly Peak | 1 | 5.9827 | 5.8233 | 5.6922 | 5.7209 | 6.0637 | 6.9555 | 8.2232 | 8.8632 | 9.5143 | 9.7866 | 9.9012 | 9.7902 | 9.5866 | 9.5051 | 9.2291 | 8.8093 | 8.4831 | 8.6464 | 8.3476 | 8.085 | 7.7503 | 7.3352 | 6.7959 | 6.4207 | 0.00040248 | -0.0040815 | -0.0016082 | -0.029972 | -0.03872 | -0.027554 | -0.0099096 | -0.037804 | -0.03795 | -0.048137 | -0.0096955 | -0.001376 | 0.015933 | 0.058872 | 0.22981 | 0.21739 | 0.23256 | 0.21916 | 0.049973 | 0.038941 | 0.033626 | 0.034873 | 0.029161 | 0.021226 | 43.9391 | 43.3106 | 42.6385 | 42.122 | 41.5827 | 41.296 | 41.0681 | 40.8475 | 41.1644 | 43.343 | 46.7834 | 49.4661 | 51.3488 | 52.6842 | 53.4935 | 53.8657 | 53.6142 | 52.2386 | 50.42 | 49.042 | 47.9275 | 46.9877 | 46.1457 | 45.4117 | 0.10232 | 0.099125 | 0.10306 | 0.097859 | 0.097948 | 0.09905 | 0.11725 | 0.11402 | 0.12936 | 0.12608 | 0.11306 | 0.1074 | 0.10608 | 0.11118 | 0.1067 | 0.1013 | 0.098221 | 0.094059 | 0.088511 | 0.10287 | 0.10598 | 0.10612 | 0.091676 | 0.096022
Portfolio Adjusted1-in-2AllAll2021February Monthly Peak | Portfolio Adjusted | 1-in-2 | All | All | 2021 | February Monthly Peak | 2 | 5.8894 | 5.7285 | 5.5932 | 5.6178 | 5.9466 | 6.8075 | 7.9672 | 8.5939 | 9.2537 | 9.5646 | 9.7475 | 9.7133 | 9.5885 | 9.5619 | 9.3349 | 8.9294 | 8.5505 | 8.5118 | 8.3709 | 8.0619 | 7.7122 | 7.2735 | 6.7171 | 6.3284 | 0.00041892 | -0.0040073 | -0.0015683 | -0.029541 | -0.038157 | -0.027067 | -0.0097099 | -0.036916 | -0.037079 | -0.047155 | -0.0096128 | -0.0014144 | 0.015701 | 0.058448 | 0.23113 | 0.21906 | 0.233 | 0.21617 | 0.049363 | 0.038318 | 0.033142 | 0.03446 | 0.028798 | 0.020979 | 47.9227 | 47.539 | 47.1927 | 46.8291 | 46.4953 | 46.3246 | 46.2718 | 46.2376 | 46.6065 | 48.3996 | 50.4301 | 52.2853 | 53.0816 | 53.1444 | 53.1974 | 52.7462 | 52.2648 | 51.3653 | 49.9517 | 48.5861 | 47.3239 | 46.5666 | 45.4175 | 44.3815 | 0.10097 | 0.097889 | 0.10167 | 0.09635 | 0.096407 | 0.097329 | 0.11489 | 0.1114 | 0.12622 | 0.12323 | 0.11077 | 0.10551 | 0.10427 | 0.10934 | 0.10485 | 0.099345 | 0.096155 | 0.092152 | 0.086751 | 0.10102 | 0.10426 | 0.10466 | 0.09034 | 0.094799
Portfolio Adjusted1-in-2AllAll2021March Monthly Peak | Portfolio Adjusted | 1-in-2 | All | All | 2021 | March Monthly Peak | 3 | 6.0581 | 5.8486 | 5.7061 | 5.6822 | 5.9867 | 6.8214 | 7.9381 | 8.6199 | 9.2848 | 9.6119 | 9.8543 | 9.8473 | 9.741 | 9.775 | 9.5966 | 9.2367 | 8.8101 | 8.3774 | 8.1002 | 8.239 | 7.9852 | 7.5345 | 6.9261 | 6.4798 | 0.00045111 | -0.0041225 | -0.0016749 | -0.03028 | -0.038945 | -0.027234 | -0.0097574 | -0.037131 | -0.03795 | -0.048 | -0.010052 | -0.0015847 | 0.016002 | 0.060751 | 0.23894 | 0.22783 | 0.2413 | 0.21436 | 0.049426 | 0.03939 | 0.034676 | 0.036031 | 0.029961 | 0.021627 | 47.6602 | 46.9519 | 46.2992 | 45.8965 | 45.5472 | 45.0843 | 44.706 | 44.6248 | 46.5065 | 48.8351 | 51.1249 | 53.1378 | 54.5406 | 55.5593 | 55.9874 | 56.4134 | 56.2235 | 55.5318 | 53.9724 | 51.8491 | 50.4461 | 49.2773 | 48.3706 | 47.457 | 0.10477 | 0.101 | 0.10525 | 0.098485 | 0.098012 | 0.09797 | 0.11404 | 0.11163 | 0.12752 | 0.12452 | 0.11266 | 0.10765 | 0.10641 | 0.11189 | 0.10738 | 0.10159 | 0.097979 | 0.092575 | 0.087133 | 0.10356 | 0.10851 | 0.10909 | 0.093805 | 0.097665
Portfolio Adjusted1-in-2AllAll2021April Monthly Peak | Portfolio Adjusted | 1-in-2 | All | All | 2021 | April Monthly Peak | 4 | 5.8536 | 5.6503 | 5.4913 | 5.4498 | 5.7197 | 6.4763 | 7.3306 | 8.0232 | 8.8294 | 9.4265 | 9.9554 | 10.2531 | 10.3917 | 10.6198 | 10.5674 | 10.2148 | 9.6633 | 8.9289 | 8.3179 | 8.2765 | 8.0696 | 7.5328 | 6.8393 | 6.3452 | 5.9393e-05 | -0.0041573 | -0.0017636 | -0.028649 | -0.036764 | -0.025623 | -0.0092509 | -0.034611 | -0.035796 | -0.04606 | -0.0098707 | -0.0016323 | 0.015898 | 0.061385 | 0.25621 | 0.24537 | 0.25629 | 0.22308 | 0.048371 | 0.038071 | 0.03347 | 0.034766 | 0.02862 | 0.020664 | 62.1839 | 61.094 | 59.7399 | 58.5764 | 57.6715 | 56.976 | 56.4829 | 56.4713 | 58.9403 | 62.9303 | 67.7589 | 72.0202 | 75.2844 | 77.6726 | 78.8948 | 79.5096 | 79.5981 | 79.0253 | 77.6367 | 75.1905 | 71.4009 | 68.5029 | 66.3541 | 64.0709 | 0.099452 | 0.096225 | 0.099937 | 0.093112 | 0.092534 | 0.092083 | 0.10678 | 0.10453 | 0.12035 | 0.11967 | 0.10997 | 0.1065 | 0.10602 | 0.11199 | 0.10756 | 0.10123 | 0.097037 | 0.091317 | 0.085443 | 0.10053 | 0.10502 | 0.10554 | 0.090048 | 0.093633
Portfolio Adjusted1-in-2AllAll2021May Monthly Peak | Portfolio Adjusted | 1-in-2 | All | All | 2021 | May Monthly Peak | 5 | 5.9987 | 5.7998 | 5.6212 | 5.5886 | 5.8781 | 6.6129 | 7.3512 | 8.3028 | 9.2804 | 10.0002 | 10.5881 | 10.8897 | 10.98 | 11.1678 | 11.0885 | 10.6803 | 10.1031 | 9.3156 | 8.6315 | 8.3522 | 8.3004 | 7.7525 | 7.0492 | 6.5429 | 0.00030763 | -0.004097 | -0.0017747 | -0.02949 | -0.037938 | -0.026351 | -0.0093976 | -0.035922 | -0.037857 | -0.048922 | -0.010461 | -0.0017124 | 0.016686 | 0.063881 | 0.26798 | 0.25563 | 0.26689 | 0.23195 | 0.049585 | 0.038447 | 0.033875 | 0.035386 | 0.029376 | 0.021232 | 64.3637 | 63.4722 | 62.7028 | 61.7925 | 60.9819 | 60.3788 | 59.878 | 60.306 | 62.405 | 65.9887 | 69.8575 | 73.6261 | 76.9314 | 79.4472 | 80.4962 | 81.1099 | 80.9974 | 80.0728 | 78.4178 | 75.8789 | 72.4033 | 69.4675 | 67.3583 | 65.879 | 0.10137 | 0.098363 | 0.10185 | 0.095449 | 0.095106 | 0.094455 | 0.10817 | 0.10762 | 0.12574 | 0.12579 | 0.11549 | 0.11121 | 0.10988 | 0.11548 | 0.11035 | 0.103 | 0.098342 | 0.092519 | 0.086516 | 0.10132 | 0.10624 | 0.1072 | 0.092009 | 0.095956
Portfolio Adjusted1-in-2AllAll2021June Monthly Peak | Portfolio Adjusted | 1-in-2 | All | All | 2021 | June Monthly Peak | 6 | 6.4014 | 6.1771 | 5.9869 | 5.9468 | 6.2333 | 6.9492 | 7.7285 | 8.7644 | 9.8128 | 10.6539 | 11.3571 | 11.6774 | 11.7484 | 11.9453 | 11.8937 | 11.5495 | 10.9556 | 10.096 | 9.3317 | 8.8819 | 8.8019 | 8.2655 | 7.5024 | 6.9591 | -0.0082476 | -0.013844 | -0.008755 | -0.029553 | -0.039721 | -0.031655 | -0.02501 | -0.039042 | -0.042208 | -0.051407 | -0.024601 | -0.022016 | -0.0044295 | 0.039306 | 0.2628 | 0.26171 | 0.26485 | 0.23606 | 0.05222 | 0.031551 | 0.024955 | 0.03084 | 0.026237 | 0.020571 | 68.6333 | 67.4803 | 66.4421 | 65.435 | 64.5025 | 63.5811 | 62.7773 | 63.5731 | 66.8693 | 71.6185 | 76.3951 | 80.7222 | 83.4921 | 84.9835 | 86.0935 | 86.5667 | 86.9228 | 86.5153 | 85.5295 | 83.1171 | 79.6744 | 75.6054 | 73.1422 | 71.2702 | 0.10212 | 0.099096 | 0.10273 | 0.09626 | 0.095482 | 0.094368 | 0.10752 | 0.10642 | 0.124 | 0.12475 | 0.11469 | 0.10938 | 0.10703 | 0.11241 | 0.10794 | 0.10192 | 0.097719 | 0.091925 | 0.086245 | 0.09995 | 0.10543 | 0.10652 | 0.091544 | 0.095621
Portfolio Adjusted1-in-2AllAll2021July Monthly Peak | Portfolio Adjusted | 1-in-2 | All | All | 2021 | July Monthly Peak | 7 | 6.7796 | 6.5182 | 6.3238 | 6.2929 | 6.6006 | 7.4308 | 8.2894 | 9.3962 | 10.5571 | 11.5112 | 12.2657 | 12.5956 | 12.6597 | 12.8291 | 12.746 | 12.4065 | 11.8059 | 10.8836 | 10.0293 | 9.5195 | 9.3862 | 8.7725 | 7.945 | 7.3508 | -0.021683 | -0.029779 | -0.019968 | -0.029402 | -0.041278 | -0.039118 | -0.047679 | -0.043308 | -0.045432 | -0.053954 | -0.044655 | -0.050366 | -0.032377 | 0.0064703 | 0.25197 | 0.26335 | 0.2573 | 0.23656 | 0.057317 | 0.022066 | 0.010118 | 0.021935 | 0.0189 | 0.016569 | 74.9997 | 73.8109 | 72.9622 | 72.151 | 71.2657 | 70.3835 | 69.7849 | 70.4086 | 73.4476 | 77.4906 | 81.6375 | 85.1673 | 87.9305 | 89.4641 | 90.5265 | 90.9909 | 90.8464 | 89.9026 | 88.9347 | 87.4407 | 84.7207 | 81.1911 | 78.7791 | 77.1171 | 0.1059 | 0.10227 | 0.10631 | 0.10022 | 0.099547 | 0.098928 | 0.11208 | 0.11016 | 0.12779 | 0.12849 | 0.11736 | 0.11178 | 0.10948 | 0.11463 | 0.10975 | 0.10366 | 0.099356 | 0.093731 | 0.08826 | 0.10359 | 0.10917 | 0.10996 | 0.094335 | 0.098462
Portfolio Adjusted1-in-2AllAll2021August Monthly Peak | Portfolio Adjusted | 1-in-2 | All | All | 2021 | August Monthly Peak | 8 | 6.7156 | 6.4665 | 6.2769 | 6.2432 | 6.5593 | 7.4482 | 8.3923 | 9.4212 | 10.6388 | 11.6409 | 12.464 | 12.8496 | 12.936 | 13.1302 | 13.0317 | 12.5945 | 11.8861 | 10.8877 | 9.9765 | 9.6115 | 9.4036 | 8.6976 | 7.8795 | 7.2946 | -0.022756 | -0.030949 | -0.020761 | -0.030262 | -0.042013 | -0.039999 | -0.048643 | -0.044703 | -0.046262 | -0.055761 | -0.045893 | -0.051787 | -0.032788 | 0.0075962 | 0.25894 | 0.26859 | 0.26114 | 0.23801 | 0.058599 | 0.022946 | 0.01024 | 0.02154 | 0.018245 | 0.015634 | 73.9972 | 72.7727 | 71.4794 | 70.5569 | 69.766 | 68.8813 | 68.3881 | 67.9909 | 70.1894 | 75.2428 | 80.6564 | 85.1956 | 88.4425 | 90.34 | 91.5377 | 92.1076 | 92.2199 | 91.7377 | 90.1908 | 87.0449 | 82.8981 | 79.7891 | 77.6989 | 76.0524 | 0.10575 | 0.10219 | 0.10609 | 0.099872 | 0.099439 | 0.099286 | 0.11342 | 0.11184 | 0.13086 | 0.13208 | 0.12096 | 0.11573 | 0.1133 | 0.11875 | 0.11316 | 0.10567 | 0.10048 | 0.094549 | 0.088723 | 0.10494 | 0.11006 | 0.10995 | 0.09439 | 0.098333
Portfolio Adjusted1-in-2AllAll2021September Monthly Peak | Portfolio Adjusted | 1-in-2 | All | All | 2021 | September Monthly Peak | 9 | 6.6445 | 6.4101 | 6.2104 | 6.203 | 6.5343 | 7.4539 | 8.5739 | 9.4863 | 10.7611 | 11.7566 | 12.5451 | 12.905 | 12.991 | 13.2035 | 13.0917 | 12.5962 | 11.8493 | 10.8119 | 9.9673 | 9.8223 | 9.302 | 8.5954 | 7.7922 | 7.2137 | -0.020383 | -0.02872 | -0.019053 | -0.029728 | -0.041456 | -0.039136 | -0.047351 | -0.044918 | -0.047083 | -0.057745 | -0.045899 | -0.051276 | -0.031428 | 0.010212 | 0.26197 | 0.26993 | 0.26302 | 0.2378 | 0.05924 | 0.02449 | 0.011492 | 0.022711 | 0.0192 | 0.016243 | 72.5059 | 71.4048 | 70.2817 | 69.2667 | 68.3512 | 67.5435 | 67.1517 | 66.9584 | 69.1578 | 74.0315 | 79.2654 | 84.0502 | 87.9546 | 90.2425 | 91.5536 | 92.081 | 92.0378 | 91.1394 | 89.7432 | 86.8607 | 82.8525 | 79.8072 | 77.6351 | 76.2071 | 0.10518 | 0.10171 | 0.10542 | 0.099954 | 0.099839 | 0.099832 | 0.11527 | 0.11377 | 0.13482 | 0.13629 | 0.12457 | 0.11894 | 0.11622 | 0.1216 | 0.11528 | 0.10677 | 0.10096 | 0.09497 | 0.089403 | 0.10739 | 0.11112 | 0.11087 | 0.094839 | 0.098444
Portfolio Adjusted1-in-2AllAll2021October Monthly Peak | Portfolio Adjusted | 1-in-2 | All | All | 2021 | October Monthly Peak | 10 | 5.812 | 5.6318 | 5.4628 | 5.45 | 5.7327 | 6.5295 | 7.6235 | 8.2276 | 9.0163 | 9.723 | 10.3478 | 10.7295 | 10.9244 | 11.1489 | 11.0753 | 10.6628 | 10.0452 | 9.3576 | 8.9071 | 8.5578 | 8.0673 | 7.5013 | 6.8192 | 6.3424 | -0.0052821 | -0.010194 | -0.0060513 | -0.027407 | -0.036113 | -0.028087 | -0.018695 | -0.035999 | -0.036906 | -0.046808 | -0.017927 | -0.01357 | 0.0035416 | 0.045873 | 0.25165 | 0.24494 | 0.2502 | 0.22429 | 0.050252 | 0.032971 | 0.026085 | 0.029763 | 0.024654 | 0.018653 | 64.4226 | 63.4935 | 62.6347 | 61.6524 | 60.7941 | 60.1006 | 59.4306 | 59.0579 | 60.0097 | 64.0994 | 69.9265 | 76.088 | 81.3643 | 84.39 | 85.2397 | 85.9208 | 86.0911 | 85.2047 | 82.8089 | 78.2549 | 74.5217 | 71.6227 | 69.2593 | 67.3767 | 0.093177 | 0.090729 | 0.093821 | 0.088544 | 0.088465 | 0.089004 | 0.1049 | 0.10223 | 0.11737 | 0.1175 | 0.10779 | 0.10435 | 0.10411 | 0.10977 | 0.10541 | 0.099273 | 0.095384 | 0.090799 | 0.084733 | 0.097035 | 0.099465 | 0.099429 | 0.084891 | 0.088689
Portfolio Adjusted1-in-2AllAll2021November Monthly Peak | Portfolio Adjusted | 1-in-2 | All | All | 2021 | November Monthly Peak | 11 | 5.7811 | 5.6193 | 5.4777 | 5.4688 | 5.7688 | 6.5719 | 7.423 | 8.0902 | 8.8461 | 9.3648 | 9.7906 | 9.9964 | 10.0327 | 10.1357 | 9.9745 | 9.5048 | 9.0624 | 8.9667 | 8.4524 | 8.0401 | 7.66 | 7.1871 | 6.5804 | 6.1598 | 0.00028286 | -0.0039192 | -0.0015949 | -0.029162 | -0.0376 | -0.026641 | -0.0094075 | -0.035508 | -0.03639 | -0.046798 | -0.0096429 | -0.0014249 | 0.016065 | 0.060346 | 0.24395 | 0.23062 | 0.24391 | 0.22515 | 0.049456 | 0.038023 | 0.032863 | 0.034247 | 0.028199 | 0.020499 | 56.7603 | 55.8338 | 55.1496 | 54.3419 | 53.2861 | 52.5361 | 52.3905 | 52.3523 | 54.9153 | 59.4042 | 64.2335 | 68.6551 | 71.5056 | 73.0518 | 73.8461 | 73.6803 | 72.076 | 69.1328 | 65.8281 | 63.6708 | 61.9886 | 60.8872 | 59.8902 | 59.1224 | 0.10009 | 0.097274 | 0.10097 | 0.094993 | 0.094875 | 0.094911 | 0.1096 | 0.10699 | 0.12334 | 0.12222 | 0.11145 | 0.10731 | 0.10639 | 0.11174 | 0.107 | 0.10037 | 0.096663 | 0.092408 | 0.08645 | 0.10018 | 0.10334 | 0.10397 | 0.088767 | 0.092813
Portfolio Adjusted1-in-2AllAll2021December Monthly Peak | Portfolio Adjusted | 1-in-2 | All | All | 2021 | December Monthly Peak | 12 | 5.7439 | 5.5943 | 5.4669 | 5.4813 | 5.7896 | 6.571 | 7.5814 | 8.0686 | 8.6615 | 9.0016 | 9.1904 | 9.1707 | 9.025 | 8.9732 | 8.7591 | 8.4019 | 8.2438 | 8.3425 | 7.9437 | 7.641 | 7.33 | 6.9472 | 6.4465 | 6.087 | 0.00050707 | -0.0036803 | -0.0014461 | -0.028389 | -0.036664 | -0.025766 | -0.0090732 | -0.033842 | -0.034158 | -0.043511 | -0.0089157 | -0.0013443 | 0.014322 | 0.053542 | 0.21541 | 0.20498 | 0.22199 | 0.20898 | 0.045988 | 0.035665 | 0.030939 | 0.03225 | 0.026904 | 0.019704 | 47.9524 | 47.2303 | 46.6853 | 46.1108 | 45.6011 | 45.0411 | 44.8115 | 44.7357 | 45.413 | 48.7043 | 52.4391 | 55.549 | 57.618 | 58.6456 | 59.2944 | 59.5763 | 58.935 | 56.6552 | 53.8492 | 51.8022 | 50.2146 | 48.3531 | 46.664 | 45.3968 | 0.097169 | 0.094501 | 0.098198 | 0.092735 | 0.092775 | 0.092671 | 0.10744 | 0.10318 | 0.11702 | 0.11483 | 0.10355 | 0.098955 | 0.097981 | 0.10291 | 0.099565 | 0.095322 | 0.093192 | 0.089123 | 0.083335 | 0.095287 | 0.098231 | 0.098684 | 0.085066 | 0.089447
Portfolio Adjusted1-in-2AllAll2021Typical Event Day | Portfolio Adjusted | 1-in-2 | All | All | 2021 | Typical Event Day | 8 | 6.655 | 6.4103 | 6.2247 | 6.1923 | 6.5064 | 7.3821 | 8.3068 | 9.2905 | 10.4517 | 11.4098 | 12.1992 | 12.571 | 12.6512 | 12.8453 | 12.7518 | 12.3312 | 11.6456 | 10.6744 | 9.7979 | 9.4506 | 9.2683 | 8.5889 | 7.7884 | 7.2174 | -0.018106 | -0.025701 | -0.017055 | -0.029792 | -0.041209 | -0.037556 | -0.042096 | -0.042912 | -0.044908 | -0.054425 | -0.03998 | -0.043546 | -0.024811 | 0.016603 | 0.26093 | 0.26734 | 0.26252 | 0.23735 | 0.056541 | 0.025334 | 0.014304 | 0.024191 | 0.02065 | 0.017213 | 72.534 | 71.3672 | 70.2913 | 69.3524 | 68.4714 | 67.5974 | 67.0255 | 67.2327 | 69.916 | 74.5959 | 79.4886 | 83.7838 | 86.9549 | 88.7575 | 89.9278 | 90.4366 | 90.5067 | 89.8238 | 88.5996 | 86.1158 | 82.5364 | 79.0982 | 76.8138 | 75.1617 | 0.10432 | 0.10084 | 0.10473 | 0.098622 | 0.098208 | 0.097962 | 0.11184 | 0.10997 | 0.1283 | 0.12926 | 0.11835 | 0.11329 | 0.11097 | 0.11645 | 0.11121 | 0.10415 | 0.099265 | 0.093372 | 0.087551 | 0.10315 | 0.10829 | 0.10832 | 0.093067 | 0.097024
Portfolio Adjusted1-in-2AllAll2022January Monthly Peak | Portfolio Adjusted | 1-in-2 | All | All | 2022 | January Monthly Peak | 1 | 5.9827 | 5.8233 | 5.6922 | 5.7209 | 6.0637 | 6.9555 | 8.2232 | 8.8632 | 9.5143 | 9.7866 | 9.9012 | 9.7902 | 9.5866 | 9.5051 | 9.2291 | 8.8093 | 8.4831 | 8.6464 | 8.3476 | 8.085 | 7.7503 | 7.3352 | 6.7959 | 6.4207 | 0.00040248 | -0.0040815 | -0.0016082 | -0.029972 | -0.03872 | -0.027554 | -0.0099096 | -0.037804 | -0.03795 | -0.048137 | -0.0096955 | -0.001376 | 0.015933 | 0.058872 | 0.22981 | 0.21739 | 0.23256 | 0.21916 | 0.049973 | 0.038941 | 0.033626 | 0.034873 | 0.029161 | 0.021226 | 43.9391 | 43.3106 | 42.6385 | 42.122 | 41.5827 | 41.296 | 41.0681 | 40.8475 | 41.1644 | 43.343 | 46.7834 | 49.4661 | 51.3488 | 52.6842 | 53.4935 | 53.8657 | 53.6142 | 52.2386 | 50.42 | 49.042 | 47.9275 | 46.9877 | 46.1457 | 45.4117 | 0.10232 | 0.099125 | 0.10306 | 0.097859 | 0.097948 | 0.09905 | 0.11725 | 0.11402 | 0.12936 | 0.12608 | 0.11306 | 0.1074 | 0.10608 | 0.11118 | 0.1067 | 0.1013 | 0.098221 | 0.094059 | 0.088511 | 0.10287 | 0.10598 | 0.10612 | 0.091676 | 0.096022
Portfolio Adjusted1-in-2AllAll2022February Monthly Peak | Portfolio Adjusted | 1-in-2 | All | All | 2022 | February Monthly Peak | 2 | 5.8894 | 5.7285 | 5.5932 | 5.6178 | 5.9466 | 6.8075 | 7.9672 | 8.5939 | 9.2537 | 9.5646 | 9.7475 | 9.7133 | 9.5885 | 9.5619 | 9.3349 | 8.9294 | 8.5505 | 8.5118 | 8.3709 | 8.0619 | 7.7122 | 7.2735 | 6.7171 | 6.3284 | 0.00041892 | -0.0040073 | -0.0015683 | -0.029541 | -0.038157 | -0.027067 | -0.0097099 | -0.036916 | -0.037079 | -0.047155 | -0.0096128 | -0.0014144 | 0.015701 | 0.058448 | 0.23113 | 0.21906 | 0.233 | 0.21617 | 0.049363 | 0.038318 | 0.033142 | 0.03446 | 0.028798 | 0.020979 | 47.9227 | 47.539 | 47.1927 | 46.8291 | 46.4953 | 46.3246 | 46.2718 | 46.2376 | 46.6065 | 48.3996 | 50.4301 | 52.2853 | 53.0816 | 53.1444 | 53.1974 | 52.7462 | 52.2648 | 51.3653 | 49.9517 | 48.5861 | 47.3239 | 46.5666 | 45.4175 | 44.3815 | 0.10097 | 0.097889 | 0.10167 | 0.09635 | 0.096407 | 0.097329 | 0.11489 | 0.1114 | 0.12622 | 0.12323 | 0.11077 | 0.10551 | 0.10427 | 0.10934 | 0.10485 | 0.099345 | 0.096155 | 0.092152 | 0.086751 | 0.10102 | 0.10426 | 0.10466 | 0.09034 | 0.094799
Portfolio Adjusted1-in-2AllAll2022March Monthly Peak | Portfolio Adjusted | 1-in-2 | All | All | 2022 | March Monthly Peak | 3 | 6.0581 | 5.8486 | 5.7061 | 5.6822 | 5.9867 | 6.8214 | 7.9381 | 8.6199 | 9.2848 | 9.6119 | 9.8543 | 9.8473 | 9.741 | 9.775 | 9.5966 | 9.2367 | 8.8101 | 8.3774 | 8.1002 | 8.239 | 7.9852 | 7.5345 | 6.9261 | 6.4798 | 0.00045112 | -0.0041225 | -0.0016749 | -0.03028 | -0.038945 | -0.027234 | -0.0097574 | -0.037131 | -0.03795 | -0.048 | -0.010052 | -0.0015847 | 0.016002 | 0.060751 | 0.23894 | 0.22783 | 0.2413 | 0.21436 | 0.049426 | 0.03939 | 0.034676 | 0.036031 | 0.029961 | 0.021627 | 47.6602 | 46.9519 | 46.2992 | 45.8965 | 45.5472 | 45.0843 | 44.706 | 44.6248 | 46.5065 | 48.8351 | 51.1249 | 53.1378 | 54.5406 | 55.5593 | 55.9874 | 56.4134 | 56.2235 | 55.5318 | 53.9724 | 51.8491 | 50.4461 | 49.2773 | 48.3706 | 47.457 | 0.10477 | 0.101 | 0.10525 | 0.098485 | 0.098012 | 0.09797 | 0.11404 | 0.11163 | 0.12752 | 0.12452 | 0.11266 | 0.10765 | 0.10641 | 0.11189 | 0.10738 | 0.10159 | 0.097979 | 0.092575 | 0.087133 | 0.10356 | 0.10851 | 0.10909 | 0.093805 | 0.097665
Portfolio Adjusted1-in-2AllAll2022April Monthly Peak | Portfolio Adjusted | 1-in-2 | All | All | 2022 | April Monthly Peak | 4 | 5.8536 | 5.6503 | 5.4913 | 5.4498 | 5.7197 | 6.4763 | 7.3306 | 8.0232 | 8.8294 | 9.4265 | 9.9554 | 10.2531 | 10.3917 | 10.6198 | 10.5674 | 10.2148 | 9.6633 | 8.9289 | 8.3179 | 8.2765 | 8.0696 | 7.5328 | 6.8393 | 6.3452 | 5.9394e-05 | -0.0041573 | -0.0017636 | -0.028649 | -0.036764 | -0.025623 | -0.0092509 | -0.034611 | -0.035796 | -0.04606 | -0.0098707 | -0.0016323 | 0.015898 | 0.061385 | 0.25621 | 0.24537 | 0.25629 | 0.22308 | 0.048371 | 0.038071 | 0.03347 | 0.034766 | 0.02862 | 0.020664 | 62.1839 | 61.094 | 59.7399 | 58.5764 | 57.6715 | 56.976 | 56.4829 | 56.4713 | 58.9403 | 62.9303 | 67.7589 | 72.0202 | 75.2844 | 77.6726 | 78.8948 | 79.5096 | 79.5981 | 79.0253 | 77.6367 | 75.1905 | 71.4009 | 68.5029 | 66.3541 | 64.0709 | 0.099452 | 0.096225 | 0.099937 | 0.093112 | 0.092534 | 0.092083 | 0.10678 | 0.10453 | 0.12035 | 0.11967 | 0.10997 | 0.1065 | 0.10602 | 0.11199 | 0.10756 | 0.10123 | 0.097037 | 0.091317 | 0.085443 | 0.10053 | 0.10502 | 0.10554 | 0.090048 | 0.093633
Portfolio Adjusted1-in-2AllAll2022May Monthly Peak | Portfolio Adjusted | 1-in-2 | All | All | 2022 | May Monthly Peak | 5 | 5.9987 | 5.7998 | 5.6212 | 5.5886 | 5.8781 | 6.6129 | 7.3512 | 8.3028 | 9.2804 | 10.0002 | 10.5881 | 10.8897 | 10.98 | 11.1678 | 11.0885 | 10.6803 | 10.1031 | 9.3156 | 8.6315 | 8.3522 | 8.3004 | 7.7525 | 7.0492 | 6.5429 | 0.00030763 | -0.004097 | -0.0017747 | -0.02949 | -0.037938 | -0.026351 | -0.0093976 | -0.035922 | -0.037857 | -0.048922 | -0.010461 | -0.0017124 | 0.016686 | 0.063881 | 0.26798 | 0.25563 | 0.26689 | 0.23195 | 0.049585 | 0.038447 | 0.033875 | 0.035386 | 0.029376 | 0.021232 | 64.3637 | 63.4722 | 62.7028 | 61.7925 | 60.9819 | 60.3788 | 59.878 | 60.306 | 62.405 | 65.9887 | 69.8575 | 73.6261 | 76.9314 | 79.4472 | 80.4962 | 81.1099 | 80.9974 | 80.0728 | 78.4178 | 75.8789 | 72.4033 | 69.4675 | 67.3583 | 65.879 | 0.10137 | 0.098363 | 0.10185 | 0.095449 | 0.095106 | 0.094455 | 0.10817 | 0.10762 | 0.12574 | 0.12579 | 0.11549 | 0.11121 | 0.10988 | 0.11548 | 0.11035 | 0.103 | 0.098342 | 0.092519 | 0.086516 | 0.10132 | 0.10624 | 0.1072 | 0.092009 | 0.095956
Portfolio Adjusted1-in-2AllAll2022June Monthly Peak | Portfolio Adjusted | 1-in-2 | All | All | 2022 | June Monthly Peak | 6 | 6.4014 | 6.1771 | 5.9869 | 5.9468 | 6.2333 | 6.9492 | 7.7285 | 8.7644 | 9.8128 | 10.6539 | 11.3571 | 11.6774 | 11.7484 | 11.9453 | 11.8937 | 11.5495 | 10.9556 | 10.096 | 9.3317 | 8.8819 | 8.8019 | 8.2655 | 7.5024 | 6.9591 | -0.0082476 | -0.013844 | -0.008755 | -0.029553 | -0.039721 | -0.031655 | -0.02501 | -0.039042 | -0.042208 | -0.051407 | -0.024601 | -0.022016 | -0.0044295 | 0.039306 | 0.2628 | 0.26171 | 0.26485 | 0.23606 | 0.05222 | 0.031551 | 0.024955 | 0.03084 | 0.026237 | 0.020571 | 68.6333 | 67.4803 | 66.4421 | 65.435 | 64.5025 | 63.5811 | 62.7773 | 63.5731 | 66.8693 | 71.6185 | 76.3951 | 80.7222 | 83.4921 | 84.9835 | 86.0935 | 86.5667 | 86.9228 | 86.5153 | 85.5295 | 83.1171 | 79.6744 | 75.6054 | 73.1422 | 71.2702 | 0.10212 | 0.099096 | 0.10273 | 0.09626 | 0.095482 | 0.094368 | 0.10752 | 0.10642 | 0.124 | 0.12475 | 0.11469 | 0.10938 | 0.10703 | 0.11241 | 0.10794 | 0.10192 | 0.097719 | 0.091925 | 0.086245 | 0.09995 | 0.10543 | 0.10652 | 0.091544 | 0.095621
Portfolio Adjusted1-in-2AllAll2022July Monthly Peak | Portfolio Adjusted | 1-in-2 | All | All | 2022 | July Monthly Peak | 7 | 6.7796 | 6.5182 | 6.3238 | 6.2929 | 6.6006 | 7.4308 | 8.2894 | 9.3962 | 10.5571 | 11.5112 | 12.2657 | 12.5956 | 12.6597 | 12.8291 | 12.746 | 12.4065 | 11.8059 | 10.8836 | 10.0293 | 9.5195 | 9.3862 | 8.7725 | 7.945 | 7.3508 | -0.021683 | -0.029779 | -0.019968 | -0.029402 | -0.041278 | -0.039118 | -0.047679 | -0.043308 | -0.045432 | -0.053954 | -0.044655 | -0.050366 | -0.032377 | 0.0064703 | 0.25197 | 0.26335 | 0.2573 | 0.23656 | 0.057317 | 0.022066 | 0.010118 | 0.021935 | 0.0189 | 0.016569 | 74.9997 | 73.8109 | 72.9622 | 72.151 | 71.2657 | 70.3835 | 69.7849 | 70.4086 | 73.4476 | 77.4906 | 81.6375 | 85.1673 | 87.9305 | 89.4641 | 90.5265 | 90.9909 | 90.8464 | 89.9026 | 88.9347 | 87.4407 | 84.7207 | 81.1911 | 78.7791 | 77.1171 | 0.1059 | 0.10227 | 0.10631 | 0.10022 | 0.099547 | 0.098928 | 0.11208 | 0.11016 | 0.12779 | 0.12849 | 0.11736 | 0.11178 | 0.10948 | 0.11463 | 0.10975 | 0.10366 | 0.099356 | 0.093731 | 0.08826 | 0.10359 | 0.10917 | 0.10996 | 0.094335 | 0.098462
Portfolio Adjusted1-in-2AllAll2022August Monthly Peak | Portfolio Adjusted | 1-in-2 | All | All | 2022 | August Monthly Peak | 8 | 6.7156 | 6.4665 | 6.2769 | 6.2432 | 6.5593 | 7.4482 | 8.3923 | 9.4212 | 10.6388 | 11.6409 | 12.464 | 12.8496 | 12.936 | 13.1302 | 13.0317 | 12.5945 | 11.8861 | 10.8877 | 9.9765 | 9.6115 | 9.4036 | 8.6976 | 7.8795 | 7.2946 | -0.022756 | -0.030949 | -0.020761 | -0.030262 | -0.042013 | -0.039999 | -0.048643 | -0.044703 | -0.046262 | -0.055761 | -0.045893 | -0.051787 | -0.032788 | 0.0075962 | 0.25894 | 0.26859 | 0.26114 | 0.23801 | 0.0586 | 0.022946 | 0.01024 | 0.02154 | 0.018245 | 0.015634 | 73.9972 | 72.7727 | 71.4794 | 70.5569 | 69.766 | 68.8813 | 68.3881 | 67.9909 | 70.1894 | 75.2428 | 80.6565 | 85.1956 | 88.4425 | 90.34 | 91.5377 | 92.1076 | 92.2199 | 91.7377 | 90.1908 | 87.0449 | 82.8981 | 79.7891 | 77.6989 | 76.0524 | 0.10575 | 0.10219 | 0.10609 | 0.099872 | 0.099439 | 0.099286 | 0.11342 | 0.11184 | 0.13086 | 0.13208 | 0.12096 | 0.11573 | 0.1133 | 0.11875 | 0.11316 | 0.10567 | 0.10048 | 0.094549 | 0.088723 | 0.10494 | 0.11006 | 0.10995 | 0.09439 | 0.098333
Portfolio Adjusted1-in-2AllAll2022September Monthly Peak | Portfolio Adjusted | 1-in-2 | All | All | 2022 | September Monthly Peak | 9 | 6.6445 | 6.4101 | 6.2104 | 6.203 | 6.5343 | 7.4539 | 8.5739 | 9.4863 | 10.7611 | 11.7566 | 12.5451 | 12.905 | 12.991 | 13.2035 | 13.0917 | 12.5962 | 11.8493 | 10.8119 | 9.9673 | 9.8223 | 9.302 | 8.5954 | 7.7922 | 7.2137 | -0.020383 | -0.02872 | -0.019053 | -0.029728 | -0.041456 | -0.039136 | -0.047351 | -0.044918 | -0.047083 | -0.057745 | -0.045899 | -0.051276 | -0.031428 | 0.010212 | 0.26197 | 0.26993 | 0.26302 | 0.2378 | 0.05924 | 0.02449 | 0.011492 | 0.022711 | 0.0192 | 0.016243 | 72.5059 | 71.4048 | 70.2817 | 69.2667 | 68.3512 | 67.5435 | 67.1517 | 66.9584 | 69.1578 | 74.0315 | 79.2654 | 84.0502 | 87.9546 | 90.2425 | 91.5536 | 92.081 | 92.0378 | 91.1394 | 89.7432 | 86.8607 | 82.8525 | 79.8072 | 77.6351 | 76.2071 | 0.10518 | 0.10171 | 0.10542 | 0.099954 | 0.099839 | 0.099832 | 0.11527 | 0.11377 | 0.13482 | 0.13629 | 0.12457 | 0.11894 | 0.11622 | 0.1216 | 0.11528 | 0.10677 | 0.10096 | 0.09497 | 0.089403 | 0.10739 | 0.11112 | 0.11087 | 0.094839 | 0.098444
Portfolio Adjusted1-in-2AllAll2022October Monthly Peak | Portfolio Adjusted | 1-in-2 | All | All | 2022 | October Monthly Peak | 10 | 5.812 | 5.6318 | 5.4628 | 5.45 | 5.7327 | 6.5295 | 7.6235 | 8.2276 | 9.0163 | 9.723 | 10.3478 | 10.7295 | 10.9244 | 11.1489 | 11.0753 | 10.6628 | 10.0452 | 9.3576 | 8.9071 | 8.5578 | 8.0673 | 7.5013 | 6.8192 | 6.3424 | -0.0052821 | -0.010194 | -0.0060513 | -0.027407 | -0.036113 | -0.028087 | -0.018695 | -0.035999 | -0.036906 | -0.046808 | -0.017927 | -0.01357 | 0.0035416 | 0.045873 | 0.25165 | 0.24494 | 0.2502 | 0.22429 | 0.050252 | 0.032971 | 0.026085 | 0.029763 | 0.024654 | 0.018653 | 64.4226 | 63.4935 | 62.6347 | 61.6524 | 60.7941 | 60.1006 | 59.4306 | 59.0579 | 60.0097 | 64.0994 | 69.9265 | 76.088 | 81.3643 | 84.39 | 85.2397 | 85.9208 | 86.0911 | 85.2047 | 82.8089 | 78.2549 | 74.5217 | 71.6227 | 69.2593 | 67.3767 | 0.093177 | 0.090729 | 0.093821 | 0.088544 | 0.088465 | 0.089004 | 0.1049 | 0.10223 | 0.11737 | 0.1175 | 0.10779 | 0.10435 | 0.10411 | 0.10977 | 0.10541 | 0.099273 | 0.095384 | 0.090799 | 0.084733 | 0.097035 | 0.099465 | 0.099429 | 0.084891 | 0.088689
Portfolio Adjusted1-in-2AllAll2022November Monthly Peak | Portfolio Adjusted | 1-in-2 | All | All | 2022 | November Monthly Peak | 11 | 5.7811 | 5.6193 | 5.4777 | 5.4688 | 5.7688 | 6.5719 | 7.423 | 8.0902 | 8.8461 | 9.3648 | 9.7906 | 9.9964 | 10.0327 | 10.1357 | 9.9745 | 9.5048 | 9.0624 | 8.9667 | 8.4524 | 8.0401 | 7.66 | 7.1871 | 6.5804 | 6.1598 | 0.00028286 | -0.0039192 | -0.0015949 | -0.029162 | -0.0376 | -0.026641 | -0.0094075 | -0.035508 | -0.03639 | -0.046798 | -0.0096429 | -0.0014249 | 0.016065 | 0.060346 | 0.24395 | 0.23062 | 0.24391 | 0.22515 | 0.049456 | 0.038023 | 0.032863 | 0.034247 | 0.028199 | 0.020499 | 56.7603 | 55.8338 | 55.1496 | 54.3419 | 53.2861 | 52.5361 | 52.3905 | 52.3523 | 54.9153 | 59.4042 | 64.2335 | 68.6551 | 71.5057 | 73.0519 | 73.8461 | 73.6803 | 72.076 | 69.1328 | 65.8281 | 63.6708 | 61.9886 | 60.8872 | 59.8902 | 59.1224 | 0.10009 | 0.097274 | 0.10097 | 0.094993 | 0.094875 | 0.094911 | 0.1096 | 0.10699 | 0.12334 | 0.12222 | 0.11145 | 0.10731 | 0.10639 | 0.11174 | 0.107 | 0.10037 | 0.096663 | 0.092408 | 0.08645 | 0.10018 | 0.10334 | 0.10397 | 0.088767 | 0.092813
Portfolio Adjusted1-in-2AllAll2022December Monthly Peak | Portfolio Adjusted | 1-in-2 | All | All | 2022 | December Monthly Peak | 12 | 5.7439 | 5.5943 | 5.4669 | 5.4813 | 5.7896 | 6.571 | 7.5814 | 8.0686 | 8.6615 | 9.0016 | 9.1904 | 9.1707 | 9.025 | 8.9732 | 8.7591 | 8.4019 | 8.2438 | 8.3425 | 7.9437 | 7.641 | 7.33 | 6.9472 | 6.4465 | 6.087 | 0.00050707 | -0.0036803 | -0.0014461 | -0.028389 | -0.036664 | -0.025766 | -0.0090732 | -0.033842 | -0.034158 | -0.043511 | -0.0089157 | -0.0013443 | 0.014322 | 0.053542 | 0.21541 | 0.20498 | 0.22199 | 0.20898 | 0.045988 | 0.035665 | 0.030939 | 0.03225 | 0.026904 | 0.019704 | 47.9524 | 47.2303 | 46.6853 | 46.1108 | 45.6011 | 45.0411 | 44.8115 | 44.7357 | 45.413 | 48.7043 | 52.4391 | 55.549 | 57.618 | 58.6456 | 59.2944 | 59.5763 | 58.935 | 56.6552 | 53.8492 | 51.8022 | 50.2146 | 48.3531 | 46.664 | 45.3968 | 0.097169 | 0.094501 | 0.098198 | 0.092735 | 0.092775 | 0.092671 | 0.10744 | 0.10318 | 0.11702 | 0.11483 | 0.10355 | 0.098955 | 0.097981 | 0.10291 | 0.099565 | 0.095322 | 0.093192 | 0.089123 | 0.083335 | 0.095287 | 0.098231 | 0.098684 | 0.085066 | 0.089447
Portfolio Adjusted1-in-2AllAll2022Typical Event Day | Portfolio Adjusted | 1-in-2 | All | All | 2022 | Typical Event Day | 8 | 6.655 | 6.4103 | 6.2247 | 6.1923 | 6.5064 | 7.3821 | 8.3068 | 9.2905 | 10.4517 | 11.4098 | 12.1992 | 12.571 | 12.6512 | 12.8453 | 12.7518 | 12.3312 | 11.6456 | 10.6744 | 9.7979 | 9.4506 | 9.2683 | 8.5889 | 7.7884 | 7.2174 | -0.018106 | -0.025701 | -0.017055 | -0.029792 | -0.041209 | -0.037556 | -0.042096 | -0.042912 | -0.044908 | -0.054425 | -0.03998 | -0.043546 | -0.024811 | 0.016603 | 0.26093 | 0.26734 | 0.26252 | 0.23735 | 0.056541 | 0.025334 | 0.014304 | 0.024191 | 0.02065 | 0.017213 | 72.534 | 71.3671 | 70.2913 | 69.3524 | 68.4714 | 67.5974 | 67.0255 | 67.2327 | 69.916 | 74.5959 | 79.4886 | 83.7838 | 86.9549 | 88.7575 | 89.9278 | 90.4366 | 90.5067 | 89.8238 | 88.5996 | 86.1158 | 82.5364 | 79.0982 | 76.8138 | 75.1617 | 0.10432 | 0.10084 | 0.10473 | 0.098622 | 0.098208 | 0.097962 | 0.11184 | 0.10997 | 0.1283 | 0.12926 | 0.11835 | 0.11329 | 0.11097 | 0.11645 | 0.11121 | 0.10415 | 0.099265 | 0.093372 | 0.087551 | 0.10315 | 0.10829 | 0.10832 | 0.093067 | 0.097024
Portfolio Adjusted1-in-2AllAll2023January Monthly Peak | Portfolio Adjusted | 1-in-2 | All | All | 2023 | January Monthly Peak | 1 | 5.9827 | 5.8233 | 5.6922 | 5.7209 | 6.0637 | 6.9555 | 8.2232 | 8.8632 | 9.5143 | 9.7866 | 9.9012 | 9.7902 | 9.5866 | 9.5051 | 9.2291 | 8.8093 | 8.4831 | 8.6464 | 8.3476 | 8.085 | 7.7503 | 7.3352 | 6.7959 | 6.4207 | 0.00040248 | -0.0040815 | -0.0016082 | -0.029972 | -0.03872 | -0.027554 | -0.0099096 | -0.037804 | -0.03795 | -0.048137 | -0.0096955 | -0.001376 | 0.015933 | 0.058872 | 0.22981 | 0.21739 | 0.23256 | 0.21916 | 0.049973 | 0.038941 | 0.033626 | 0.034873 | 0.029161 | 0.021226 | 43.9391 | 43.3106 | 42.6385 | 42.122 | 41.5827 | 41.296 | 41.0681 | 40.8475 | 41.1644 | 43.343 | 46.7834 | 49.4661 | 51.3488 | 52.6842 | 53.4935 | 53.8657 | 53.6142 | 52.2386 | 50.42 | 49.042 | 47.9275 | 46.9877 | 46.1457 | 45.4117 | 0.10232 | 0.099125 | 0.10306 | 0.097859 | 0.097948 | 0.09905 | 0.11725 | 0.11402 | 0.12936 | 0.12608 | 0.11306 | 0.1074 | 0.10608 | 0.11118 | 0.1067 | 0.1013 | 0.098221 | 0.094059 | 0.088511 | 0.10287 | 0.10598 | 0.10612 | 0.091676 | 0.096022
Portfolio Adjusted1-in-2AllAll2023February Monthly Peak | Portfolio Adjusted | 1-in-2 | All | All | 2023 | February Monthly Peak | 2 | 5.8894 | 5.7285 | 5.5932 | 5.6178 | 5.9466 | 6.8075 | 7.9672 | 8.5939 | 9.2537 | 9.5646 | 9.7475 | 9.7133 | 9.5885 | 9.5619 | 9.3349 | 8.9294 | 8.5505 | 8.5118 | 8.3709 | 8.0619 | 7.7122 | 7.2735 | 6.7171 | 6.3284 | 0.00041892 | -0.0040073 | -0.0015683 | -0.029541 | -0.038157 | -0.027067 | -0.0097099 | -0.036916 | -0.037079 | -0.047155 | -0.0096128 | -0.0014144 | 0.015701 | 0.058448 | 0.23113 | 0.21906 | 0.233 | 0.21617 | 0.049363 | 0.038318 | 0.033142 | 0.03446 | 0.028798 | 0.020979 | 47.9227 | 47.539 | 47.1927 | 46.8291 | 46.4953 | 46.3246 | 46.2718 | 46.2376 | 46.6065 | 48.3996 | 50.4301 | 52.2853 | 53.0816 | 53.1444 | 53.1974 | 52.7462 | 52.2648 | 51.3653 | 49.9517 | 48.5861 | 47.3239 | 46.5666 | 45.4175 | 44.3815 | 0.10097 | 0.097889 | 0.10167 | 0.09635 | 0.096407 | 0.097329 | 0.11489 | 0.1114 | 0.12622 | 0.12323 | 0.11077 | 0.10551 | 0.10427 | 0.10934 | 0.10485 | 0.099345 | 0.096155 | 0.092152 | 0.086751 | 0.10102 | 0.10426 | 0.10466 | 0.09034 | 0.094799
Portfolio Adjusted1-in-2AllAll2023March Monthly Peak | Portfolio Adjusted | 1-in-2 | All | All | 2023 | March Monthly Peak | 3 | 6.0581 | 5.8486 | 5.7061 | 5.6822 | 5.9867 | 6.8214 | 7.9381 | 8.6199 | 9.2848 | 9.6119 | 9.8543 | 9.8473 | 9.741 | 9.775 | 9.5966 | 9.2367 | 8.8101 | 8.3774 | 8.1002 | 8.239 | 7.9852 | 7.5345 | 6.9261 | 6.4798 | 0.00045112 | -0.0041225 | -0.0016749 | -0.03028 | -0.038945 | -0.027234 | -0.0097574 | -0.037131 | -0.03795 | -0.048 | -0.010052 | -0.0015847 | 0.016002 | 0.060751 | 0.23894 | 0.22783 | 0.2413 | 0.21436 | 0.049426 | 0.03939 | 0.034676 | 0.036031 | 0.029961 | 0.021627 | 47.6602 | 46.9519 | 46.2992 | 45.8965 | 45.5472 | 45.0843 | 44.706 | 44.6248 | 46.5065 | 48.8351 | 51.1249 | 53.1378 | 54.5406 | 55.5593 | 55.9874 | 56.4134 | 56.2235 | 55.5318 | 53.9724 | 51.8491 | 50.4461 | 49.2773 | 48.3706 | 47.457 | 0.10477 | 0.101 | 0.10525 | 0.098485 | 0.098012 | 0.09797 | 0.11404 | 0.11163 | 0.12752 | 0.12452 | 0.11266 | 0.10765 | 0.10641 | 0.11189 | 0.10738 | 0.10159 | 0.097979 | 0.092575 | 0.087133 | 0.10356 | 0.10851 | 0.10909 | 0.093805 | 0.097665
Portfolio Adjusted1-in-2AllAll2023April Monthly Peak | Portfolio Adjusted | 1-in-2 | All | All | 2023 | April Monthly Peak | 4 | 5.8536 | 5.6503 | 5.4913 | 5.4498 | 5.7197 | 6.4763 | 7.3306 | 8.0232 | 8.8294 | 9.4265 | 9.9554 | 10.2531 | 10.3917 | 10.6198 | 10.5674 | 10.2148 | 9.6633 | 8.9289 | 8.3179 | 8.2765 | 8.0696 | 7.5328 | 6.8393 | 6.3452 | 5.9392e-05 | -0.0041573 | -0.0017636 | -0.028649 | -0.036764 | -0.025623 | -0.0092509 | -0.034611 | -0.035796 | -0.04606 | -0.0098707 | -0.0016323 | 0.015898 | 0.061385 | 0.25621 | 0.24537 | 0.25629 | 0.22308 | 0.048371 | 0.038071 | 0.03347 | 0.034766 | 0.02862 | 0.020664 | 62.1839 | 61.094 | 59.7399 | 58.5764 | 57.6715 | 56.976 | 56.4829 | 56.4713 | 58.9403 | 62.9303 | 67.7589 | 72.0202 | 75.2844 | 77.6726 | 78.8948 | 79.5096 | 79.5981 | 79.0253 | 77.6367 | 75.1905 | 71.4009 | 68.5029 | 66.3541 | 64.0709 | 0.099452 | 0.096225 | 0.099937 | 0.093112 | 0.092534 | 0.092083 | 0.10678 | 0.10453 | 0.12035 | 0.11967 | 0.10997 | 0.1065 | 0.10602 | 0.11199 | 0.10756 | 0.10123 | 0.097037 | 0.091317 | 0.085443 | 0.10053 | 0.10502 | 0.10554 | 0.090048 | 0.093633
Portfolio Adjusted1-in-2AllAll2023May Monthly Peak | Portfolio Adjusted | 1-in-2 | All | All | 2023 | May Monthly Peak | 5 | 5.9987 | 5.7998 | 5.6212 | 5.5886 | 5.8781 | 6.6129 | 7.3512 | 8.3028 | 9.2804 | 10.0002 | 10.5881 | 10.8897 | 10.98 | 11.1678 | 11.0885 | 10.6803 | 10.1031 | 9.3156 | 8.6315 | 8.3522 | 8.3004 | 7.7525 | 7.0492 | 6.5429 | 0.00030763 | -0.004097 | -0.0017747 | -0.02949 | -0.037938 | -0.026351 | -0.0093976 | -0.035922 | -0.037857 | -0.048922 | -0.010461 | -0.0017124 | 0.016686 | 0.063881 | 0.26798 | 0.25563 | 0.26689 | 0.23195 | 0.049585 | 0.038447 | 0.033875 | 0.035386 | 0.029376 | 0.021232 | 64.3637 | 63.4722 | 62.7028 | 61.7925 | 60.9819 | 60.3788 | 59.878 | 60.306 | 62.405 | 65.9887 | 69.8575 | 73.6261 | 76.9314 | 79.4472 | 80.4962 | 81.1099 | 80.9974 | 80.0728 | 78.4178 | 75.8789 | 72.4033 | 69.4675 | 67.3583 | 65.879 | 0.10137 | 0.098363 | 0.10185 | 0.095449 | 0.095106 | 0.094455 | 0.10817 | 0.10762 | 0.12574 | 0.12579 | 0.11549 | 0.11121 | 0.10988 | 0.11548 | 0.11035 | 0.103 | 0.098342 | 0.092519 | 0.086516 | 0.10132 | 0.10624 | 0.1072 | 0.092009 | 0.095956
Portfolio Adjusted1-in-2AllAll2023June Monthly Peak | Portfolio Adjusted | 1-in-2 | All | All | 2023 | June Monthly Peak | 6 | 6.4014 | 6.1771 | 5.9869 | 5.9468 | 6.2333 | 6.9492 | 7.7285 | 8.7644 | 9.8128 | 10.6539 | 11.3571 | 11.6774 | 11.7484 | 11.9453 | 11.8937 | 11.5495 | 10.9556 | 10.096 | 9.3317 | 8.8819 | 8.8019 | 8.2655 | 7.5024 | 6.9591 | -0.0082476 | -0.013844 | -0.008755 | -0.029553 | -0.039721 | -0.031655 | -0.02501 | -0.039042 | -0.042208 | -0.051407 | -0.024601 | -0.022016 | -0.0044295 | 0.039306 | 0.2628 | 0.26171 | 0.26485 | 0.23606 | 0.05222 | 0.031551 | 0.024955 | 0.03084 | 0.026237 | 0.020571 | 68.6333 | 67.4803 | 66.4421 | 65.435 | 64.5025 | 63.5811 | 62.7773 | 63.5731 | 66.8694 | 71.6185 | 76.3951 | 80.7222 | 83.4921 | 84.9835 | 86.0935 | 86.5667 | 86.9228 | 86.5153 | 85.5295 | 83.1171 | 79.6744 | 75.6054 | 73.1422 | 71.2702 | 0.10212 | 0.099096 | 0.10273 | 0.09626 | 0.095482 | 0.094368 | 0.10752 | 0.10642 | 0.124 | 0.12475 | 0.11469 | 0.10938 | 0.10703 | 0.11241 | 0.10794 | 0.10192 | 0.097719 | 0.091925 | 0.086245 | 0.09995 | 0.10543 | 0.10652 | 0.091544 | 0.095621
Portfolio Adjusted1-in-2AllAll2023July Monthly Peak | Portfolio Adjusted | 1-in-2 | All | All | 2023 | July Monthly Peak | 7 | 6.7796 | 6.5182 | 6.3238 | 6.2929 | 6.6006 | 7.4308 | 8.2894 | 9.3962 | 10.5571 | 11.5112 | 12.2657 | 12.5956 | 12.6597 | 12.8291 | 12.746 | 12.4065 | 11.8059 | 10.8836 | 10.0293 | 9.5195 | 9.3862 | 8.7725 | 7.945 | 7.3508 | -0.021683 | -0.029779 | -0.019968 | -0.029402 | -0.041278 | -0.039118 | -0.047679 | -0.043308 | -0.045432 | -0.053954 | -0.044655 | -0.050366 | -0.032377 | 0.0064703 | 0.25197 | 0.26335 | 0.2573 | 0.23656 | 0.057317 | 0.022066 | 0.010118 | 0.021935 | 0.0189 | 0.016569 | 74.9997 | 73.8109 | 72.9622 | 72.151 | 71.2657 | 70.3835 | 69.7849 | 70.4086 | 73.4476 | 77.4906 | 81.6375 | 85.1673 | 87.9305 | 89.4641 | 90.5265 | 90.9909 | 90.8464 | 89.9026 | 88.9347 | 87.4407 | 84.7207 | 81.1911 | 78.7791 | 77.1172 | 0.1059 | 0.10227 | 0.10631 | 0.10022 | 0.099547 | 0.098928 | 0.11208 | 0.11016 | 0.12779 | 0.12849 | 0.11736 | 0.11178 | 0.10948 | 0.11463 | 0.10975 | 0.10366 | 0.099356 | 0.093731 | 0.08826 | 0.10359 | 0.10917 | 0.10996 | 0.094335 | 0.098462
Portfolio Adjusted1-in-2AllAll2023August Monthly Peak | Portfolio Adjusted | 1-in-2 | All | All | 2023 | August Monthly Peak | 8 | 6.7156 | 6.4665 | 6.2769 | 6.2432 | 6.5593 | 7.4482 | 8.3923 | 9.4212 | 10.6388 | 11.6409 | 12.464 | 12.8496 | 12.936 | 13.1302 | 13.0317 | 12.5945 | 11.8861 | 10.8877 | 9.9765 | 9.6115 | 9.4036 | 8.6976 | 7.8795 | 7.2946 | -0.022756 | -0.030949 | -0.020761 | -0.030262 | -0.042013 | -0.039999 | -0.048643 | -0.044703 | -0.046262 | -0.055761 | -0.045893 | -0.051787 | -0.032788 | 0.0075962 | 0.25894 | 0.26859 | 0.26114 | 0.23801 | 0.058599 | 0.022946 | 0.01024 | 0.02154 | 0.018245 | 0.015634 | 73.9972 | 72.7727 | 71.4794 | 70.5569 | 69.766 | 68.8813 | 68.3881 | 67.9909 | 70.1894 | 75.2428 | 80.6564 | 85.1956 | 88.4425 | 90.34 | 91.5377 | 92.1076 | 92.2199 | 91.7377 | 90.1908 | 87.0449 | 82.8981 | 79.7891 | 77.6989 | 76.0524 | 0.10575 | 0.10219 | 0.10609 | 0.099872 | 0.099439 | 0.099286 | 0.11342 | 0.11184 | 0.13086 | 0.13208 | 0.12096 | 0.11573 | 0.1133 | 0.11875 | 0.11316 | 0.10567 | 0.10048 | 0.094549 | 0.088723 | 0.10494 | 0.11006 | 0.10995 | 0.09439 | 0.098333
Portfolio Adjusted1-in-2AllAll2023September Monthly Peak | Portfolio Adjusted | 1-in-2 | All | All | 2023 | September Monthly Peak | 9 | 6.6445 | 6.4101 | 6.2104 | 6.203 | 6.5343 | 7.4539 | 8.5739 | 9.4863 | 10.7611 | 11.7566 | 12.5451 | 12.905 | 12.991 | 13.2035 | 13.0917 | 12.5962 | 11.8493 | 10.8119 | 9.9673 | 9.8223 | 9.302 | 8.5954 | 7.7922 | 7.2137 | -0.020383 | -0.02872 | -0.019053 | -0.029728 | -0.041456 | -0.039136 | -0.047351 | -0.044918 | -0.047083 | -0.057745 | -0.045899 | -0.051276 | -0.031428 | 0.010212 | 0.26197 | 0.26993 | 0.26302 | 0.2378 | 0.05924 | 0.02449 | 0.011492 | 0.022711 | 0.0192 | 0.016243 | 72.5059 | 71.4048 | 70.2817 | 69.2667 | 68.3512 | 67.5435 | 67.1517 | 66.9584 | 69.1578 | 74.0315 | 79.2654 | 84.0502 | 87.9546 | 90.2425 | 91.5536 | 92.081 | 92.0378 | 91.1394 | 89.7432 | 86.8607 | 82.8525 | 79.8072 | 77.6351 | 76.2071 | 0.10518 | 0.10171 | 0.10542 | 0.099954 | 0.099839 | 0.099832 | 0.11527 | 0.11377 | 0.13482 | 0.13629 | 0.12457 | 0.11894 | 0.11622 | 0.1216 | 0.11528 | 0.10677 | 0.10096 | 0.09497 | 0.089403 | 0.10739 | 0.11112 | 0.11087 | 0.094839 | 0.098444
Portfolio Adjusted1-in-2AllAll2023October Monthly Peak | Portfolio Adjusted | 1-in-2 | All | All | 2023 | October Monthly Peak | 10 | 5.812 | 5.6318 | 5.4628 | 5.45 | 5.7327 | 6.5295 | 7.6235 | 8.2276 | 9.0163 | 9.723 | 10.3478 | 10.7295 | 10.9244 | 11.1489 | 11.0753 | 10.6628 | 10.0452 | 9.3576 | 8.9071 | 8.5578 | 8.0673 | 7.5013 | 6.8192 | 6.3424 | -0.0052821 | -0.010194 | -0.0060513 | -0.027407 | -0.036113 | -0.028087 | -0.018695 | -0.035999 | -0.036906 | -0.046808 | -0.017927 | -0.01357 | 0.0035416 | 0.045873 | 0.25165 | 0.24494 | 0.2502 | 0.22429 | 0.050252 | 0.032971 | 0.026085 | 0.029763 | 0.024654 | 0.018653 | 64.4226 | 63.4935 | 62.6347 | 61.6524 | 60.7941 | 60.1006 | 59.4306 | 59.0579 | 60.0097 | 64.0994 | 69.9265 | 76.088 | 81.3643 | 84.39 | 85.2397 | 85.9208 | 86.0911 | 85.2047 | 82.8089 | 78.2549 | 74.5217 | 71.6227 | 69.2593 | 67.3767 | 0.093177 | 0.090729 | 0.093821 | 0.088544 | 0.088465 | 0.089004 | 0.1049 | 0.10223 | 0.11737 | 0.1175 | 0.10779 | 0.10435 | 0.10411 | 0.10977 | 0.10541 | 0.099273 | 0.095384 | 0.090799 | 0.084733 | 0.097035 | 0.099465 | 0.099429 | 0.084891 | 0.088689
Portfolio Adjusted1-in-2AllAll2023November Monthly Peak | Portfolio Adjusted | 1-in-2 | All | All | 2023 | November Monthly Peak | 11 | 5.7811 | 5.6193 | 5.4777 | 5.4688 | 5.7688 | 6.5719 | 7.423 | 8.0902 | 8.8461 | 9.3648 | 9.7906 | 9.9964 | 10.0327 | 10.1357 | 9.9745 | 9.5048 | 9.0624 | 8.9667 | 8.4524 | 8.0401 | 7.66 | 7.1871 | 6.5804 | 6.1598 | 0.00028286 | -0.0039192 | -0.0015949 | -0.029162 | -0.0376 | -0.026641 | -0.0094075 | -0.035508 | -0.03639 | -0.046798 | -0.0096429 | -0.0014249 | 0.016065 | 0.060346 | 0.24395 | 0.23062 | 0.24391 | 0.22515 | 0.049456 | 0.038023 | 0.032863 | 0.034247 | 0.028199 | 0.020499 | 56.7603 | 55.8338 | 55.1496 | 54.3419 | 53.2861 | 52.5361 | 52.3905 | 52.3523 | 54.9153 | 59.4042 | 64.2335 | 68.6551 | 71.5057 | 73.0519 | 73.8461 | 73.6803 | 72.076 | 69.1328 | 65.8281 | 63.6708 | 61.9886 | 60.8872 | 59.8902 | 59.1224 | 0.10009 | 0.097274 | 0.10097 | 0.094993 | 0.094875 | 0.094911 | 0.1096 | 0.10699 | 0.12334 | 0.12222 | 0.11145 | 0.10731 | 0.10639 | 0.11174 | 0.107 | 0.10037 | 0.096663 | 0.092408 | 0.08645 | 0.10018 | 0.10334 | 0.10397 | 0.088767 | 0.092813
Portfolio Adjusted1-in-2AllAll2023December Monthly Peak | Portfolio Adjusted | 1-in-2 | All | All | 2023 | December Monthly Peak | 12 | 5.7439 | 5.5943 | 5.4669 | 5.4813 | 5.7896 | 6.571 | 7.5814 | 8.0686 | 8.6615 | 9.0016 | 9.1904 | 9.1707 | 9.025 | 8.9732 | 8.7591 | 8.4019 | 8.2438 | 8.3425 | 7.9437 | 7.641 | 7.33 | 6.9472 | 6.4465 | 6.087 | 0.00050707 | -0.0036803 | -0.0014461 | -0.028389 | -0.036664 | -0.025766 | -0.0090732 | -0.033842 | -0.034158 | -0.043511 | -0.0089157 | -0.0013443 | 0.014322 | 0.053542 | 0.21541 | 0.20498 | 0.22199 | 0.20898 | 0.045988 | 0.035665 | 0.030939 | 0.03225 | 0.026904 | 0.019704 | 47.9524 | 47.2303 | 46.6853 | 46.1108 | 45.6011 | 45.0411 | 44.8115 | 44.7357 | 45.413 | 48.7043 | 52.4391 | 55.549 | 57.618 | 58.6456 | 59.2944 | 59.5763 | 58.935 | 56.6552 | 53.8492 | 51.8022 | 50.2146 | 48.3531 | 46.664 | 45.3969 | 0.097169 | 0.094501 | 0.098198 | 0.092735 | 0.092775 | 0.092671 | 0.10744 | 0.10318 | 0.11702 | 0.11483 | 0.10355 | 0.098955 | 0.097981 | 0.10291 | 0.099565 | 0.095322 | 0.093192 | 0.089123 | 0.083335 | 0.095287 | 0.098231 | 0.098684 | 0.085066 | 0.089447
Portfolio Adjusted1-in-2AllAll2023Typical Event Day | Portfolio Adjusted | 1-in-2 | All | All | 2023 | Typical Event Day | 8 | 6.655 | 6.4103 | 6.2247 | 6.1923 | 6.5064 | 7.3821 | 8.3068 | 9.2905 | 10.4517 | 11.4098 | 12.1992 | 12.571 | 12.6512 | 12.8453 | 12.7518 | 12.3312 | 11.6456 | 10.6744 | 9.7979 | 9.4506 | 9.2683 | 8.5889 | 7.7884 | 7.2174 | -0.018106 | -0.025701 | -0.017055 | -0.029792 | -0.041209 | -0.037556 | -0.042096 | -0.042912 | -0.044908 | -0.054425 | -0.03998 | -0.043546 | -0.024811 | 0.016603 | 0.26093 | 0.26734 | 0.26252 | 0.23735 | 0.056541 | 0.025334 | 0.014304 | 0.024191 | 0.02065 | 0.017213 | 72.534 | 71.3671 | 70.2913 | 69.3524 | 68.4714 | 67.5974 | 67.0255 | 67.2327 | 69.916 | 74.5959 | 79.4886 | 83.7838 | 86.9549 | 88.7575 | 89.9278 | 90.4366 | 90.5067 | 89.8238 | 88.5996 | 86.1158 | 82.5364 | 79.0982 | 76.8138 | 75.1617 | 0.10432 | 0.10084 | 0.10473 | 0.098622 | 0.098208 | 0.097962 | 0.11184 | 0.10997 | 0.1283 | 0.12926 | 0.11835 | 0.11329 | 0.11097 | 0.11645 | 0.11121 | 0.10415 | 0.099265 | 0.093372 | 0.087551 | 0.10315 | 0.10829 | 0.10832 | 0.093067 | 0.097024
Portfolio Adjusted1-in-2AllAll2024January Monthly Peak | Portfolio Adjusted | 1-in-2 | All | All | 2024 | January Monthly Peak | 1 | 5.9827 | 5.8233 | 5.6922 | 5.7209 | 6.0637 | 6.9555 | 8.2232 | 8.8632 | 9.5143 | 9.7866 | 9.9012 | 9.7902 | 9.5866 | 9.5051 | 9.2291 | 8.8093 | 8.4831 | 8.6464 | 8.3476 | 8.085 | 7.7503 | 7.3352 | 6.7959 | 6.4207 | 0.00040248 | -0.0040815 | -0.0016082 | -0.029972 | -0.03872 | -0.027554 | -0.0099096 | -0.037804 | -0.03795 | -0.048137 | -0.0096955 | -0.001376 | 0.015933 | 0.058872 | 0.22981 | 0.21739 | 0.23256 | 0.21916 | 0.049973 | 0.038941 | 0.033626 | 0.034873 | 0.029161 | 0.021226 | 43.9391 | 43.3106 | 42.6385 | 42.122 | 41.5827 | 41.296 | 41.0681 | 40.8475 | 41.1644 | 43.343 | 46.7834 | 49.4661 | 51.3488 | 52.6842 | 53.4935 | 53.8657 | 53.6142 | 52.2386 | 50.42 | 49.042 | 47.9275 | 46.9877 | 46.1457 | 45.4117 | 0.10232 | 0.099125 | 0.10306 | 0.097859 | 0.097948 | 0.09905 | 0.11725 | 0.11402 | 0.12936 | 0.12608 | 0.11306 | 0.1074 | 0.10608 | 0.11118 | 0.1067 | 0.1013 | 0.098221 | 0.094059 | 0.088511 | 0.10287 | 0.10598 | 0.10612 | 0.091676 | 0.096022
Portfolio Adjusted1-in-2AllAll2024February Monthly Peak | Portfolio Adjusted | 1-in-2 | All | All | 2024 | February Monthly Peak | 2 | 5.8894 | 5.7285 | 5.5932 | 5.6178 | 5.9466 | 6.8075 | 7.9672 | 8.5939 | 9.2537 | 9.5646 | 9.7475 | 9.7133 | 9.5885 | 9.5619 | 9.3349 | 8.9294 | 8.5505 | 8.5118 | 8.3709 | 8.0619 | 7.7122 | 7.2735 | 6.7171 | 6.3284 | 0.00041892 | -0.0040073 | -0.0015683 | -0.029541 | -0.038157 | -0.027067 | -0.0097099 | -0.036916 | -0.037079 | -0.047155 | -0.0096128 | -0.0014144 | 0.015701 | 0.058448 | 0.23113 | 0.21906 | 0.233 | 0.21617 | 0.049363 | 0.038318 | 0.033142 | 0.03446 | 0.028798 | 0.020979 | 47.9227 | 47.539 | 47.1927 | 46.8291 | 46.4953 | 46.3246 | 46.2718 | 46.2376 | 46.6065 | 48.3996 | 50.4301 | 52.2853 | 53.0816 | 53.1444 | 53.1974 | 52.7462 | 52.2648 | 51.3653 | 49.9517 | 48.5861 | 47.3239 | 46.5666 | 45.4175 | 44.3815 | 0.10097 | 0.097889 | 0.10167 | 0.09635 | 0.096407 | 0.097329 | 0.11489 | 0.1114 | 0.12622 | 0.12323 | 0.11077 | 0.10551 | 0.10427 | 0.10934 | 0.10485 | 0.099345 | 0.096155 | 0.092152 | 0.086751 | 0.10102 | 0.10426 | 0.10466 | 0.09034 | 0.094799
Portfolio Adjusted1-in-2AllAll2024March Monthly Peak | Portfolio Adjusted | 1-in-2 | All | All | 2024 | March Monthly Peak | 3 | 6.0581 | 5.8486 | 5.7061 | 5.6822 | 5.9867 | 6.8214 | 7.9381 | 8.6199 | 9.2848 | 9.6119 | 9.8543 | 9.8473 | 9.741 | 9.775 | 9.5966 | 9.2367 | 8.8101 | 8.3774 | 8.1002 | 8.239 | 7.9852 | 7.5345 | 6.9261 | 6.4798 | 0.00045112 | -0.0041225 | -0.0016749 | -0.03028 | -0.038945 | -0.027234 | -0.0097574 | -0.037131 | -0.03795 | -0.048 | -0.010052 | -0.0015847 | 0.016002 | 0.060751 | 0.23894 | 0.22783 | 0.2413 | 0.21436 | 0.049426 | 0.03939 | 0.034676 | 0.036031 | 0.029961 | 0.021627 | 47.6602 | 46.9519 | 46.2992 | 45.8965 | 45.5472 | 45.0843 | 44.706 | 44.6248 | 46.5065 | 48.8351 | 51.1249 | 53.1378 | 54.5406 | 55.5593 | 55.9874 | 56.4134 | 56.2235 | 55.5318 | 53.9724 | 51.8491 | 50.4461 | 49.2773 | 48.3706 | 47.457 | 0.10477 | 0.101 | 0.10525 | 0.098485 | 0.098012 | 0.09797 | 0.11404 | 0.11163 | 0.12752 | 0.12452 | 0.11266 | 0.10765 | 0.10641 | 0.11189 | 0.10738 | 0.10159 | 0.097979 | 0.092575 | 0.087133 | 0.10356 | 0.10851 | 0.10909 | 0.093805 | 0.097665
Portfolio Adjusted1-in-2AllAll2024April Monthly Peak | Portfolio Adjusted | 1-in-2 | All | All | 2024 | April Monthly Peak | 4 | 5.8536 | 5.6503 | 5.4913 | 5.4498 | 5.7197 | 6.4763 | 7.3306 | 8.0232 | 8.8294 | 9.4265 | 9.9554 | 10.2531 | 10.3917 | 10.6198 | 10.5674 | 10.2148 | 9.6633 | 8.9289 | 8.3179 | 8.2765 | 8.0696 | 7.5328 | 6.8393 | 6.3452 | 5.9393e-05 | -0.0041573 | -0.0017636 | -0.028649 | -0.036764 | -0.025623 | -0.0092509 | -0.034611 | -0.035796 | -0.04606 | -0.0098707 | -0.0016323 | 0.015898 | 0.061385 | 0.25621 | 0.24537 | 0.25629 | 0.22308 | 0.048371 | 0.038071 | 0.03347 | 0.034766 | 0.02862 | 0.020664 | 62.1839 | 61.094 | 59.7399 | 58.5764 | 57.6715 | 56.976 | 56.4829 | 56.4713 | 58.9403 | 62.9303 | 67.7589 | 72.0202 | 75.2844 | 77.6726 | 78.8948 | 79.5096 | 79.5981 | 79.0253 | 77.6367 | 75.1905 | 71.4009 | 68.5029 | 66.3541 | 64.0709 | 0.099452 | 0.096225 | 0.099937 | 0.093112 | 0.092534 | 0.092083 | 0.10678 | 0.10453 | 0.12035 | 0.11967 | 0.10997 | 0.1065 | 0.10602 | 0.11199 | 0.10756 | 0.10123 | 0.097037 | 0.091317 | 0.085443 | 0.10053 | 0.10502 | 0.10554 | 0.090048 | 0.093633
Portfolio Adjusted1-in-2AllAll2024May Monthly Peak | Portfolio Adjusted | 1-in-2 | All | All | 2024 | May Monthly Peak | 5 | 5.9987 | 5.7998 | 5.6212 | 5.5886 | 5.8781 | 6.6129 | 7.3512 | 8.3028 | 9.2804 | 10.0002 | 10.5881 | 10.8897 | 10.98 | 11.1678 | 11.0885 | 10.6803 | 10.1031 | 9.3156 | 8.6315 | 8.3522 | 8.3004 | 7.7525 | 7.0492 | 6.5429 | 0.00030763 | -0.004097 | -0.0017747 | -0.02949 | -0.037938 | -0.026351 | -0.0093976 | -0.035922 | -0.037857 | -0.048922 | -0.010461 | -0.0017124 | 0.016686 | 0.063881 | 0.26798 | 0.25563 | 0.26689 | 0.23195 | 0.049585 | 0.038447 | 0.033875 | 0.035386 | 0.029376 | 0.021232 | 64.3637 | 63.4722 | 62.7028 | 61.7925 | 60.9819 | 60.3788 | 59.878 | 60.306 | 62.405 | 65.9887 | 69.8575 | 73.6261 | 76.9314 | 79.4472 | 80.4962 | 81.1099 | 80.9974 | 80.0728 | 78.4178 | 75.8789 | 72.4033 | 69.4675 | 67.3583 | 65.879 | 0.10137 | 0.098363 | 0.10185 | 0.095449 | 0.095106 | 0.094455 | 0.10817 | 0.10762 | 0.12574 | 0.12579 | 0.11549 | 0.11121 | 0.10988 | 0.11548 | 0.11035 | 0.103 | 0.098342 | 0.092519 | 0.086516 | 0.10132 | 0.10624 | 0.1072 | 0.092009 | 0.095956
Portfolio Adjusted1-in-2AllAll2024June Monthly Peak | Portfolio Adjusted | 1-in-2 | All | All | 2024 | June Monthly Peak | 6 | 6.4014 | 6.1771 | 5.9869 | 5.9468 | 6.2333 | 6.9492 | 7.7285 | 8.7644 | 9.8128 | 10.6539 | 11.3571 | 11.6774 | 11.7484 | 11.9453 | 11.8937 | 11.5495 | 10.9556 | 10.096 | 9.3317 | 8.8819 | 8.8019 | 8.2655 | 7.5024 | 6.9591 | -0.0082476 | -0.013844 | -0.008755 | -0.029553 | -0.039721 | -0.031655 | -0.02501 | -0.039042 | -0.042208 | -0.051407 | -0.024601 | -0.022016 | -0.0044295 | 0.039306 | 0.2628 | 0.26171 | 0.26485 | 0.23606 | 0.05222 | 0.031551 | 0.024955 | 0.03084 | 0.026237 | 0.020571 | 68.6333 | 67.4803 | 66.4421 | 65.435 | 64.5025 | 63.5811 | 62.7773 | 63.5731 | 66.8693 | 71.6185 | 76.3951 | 80.7222 | 83.4921 | 84.9835 | 86.0935 | 86.5667 | 86.9228 | 86.5153 | 85.5295 | 83.1171 | 79.6744 | 75.6054 | 73.1422 | 71.2702 | 0.10212 | 0.099096 | 0.10273 | 0.09626 | 0.095482 | 0.094368 | 0.10752 | 0.10642 | 0.124 | 0.12475 | 0.11469 | 0.10938 | 0.10703 | 0.11241 | 0.10794 | 0.10192 | 0.097719 | 0.091925 | 0.086245 | 0.09995 | 0.10543 | 0.10652 | 0.091544 | 0.095621
Portfolio Adjusted1-in-2AllAll2024July Monthly Peak | Portfolio Adjusted | 1-in-2 | All | All | 2024 | July Monthly Peak | 7 | 6.7796 | 6.5182 | 6.3238 | 6.2929 | 6.6006 | 7.4308 | 8.2894 | 9.3962 | 10.5571 | 11.5112 | 12.2657 | 12.5956 | 12.6597 | 12.8291 | 12.746 | 12.4065 | 11.8059 | 10.8836 | 10.0293 | 9.5195 | 9.3862 | 8.7725 | 7.945 | 7.3508 | -0.021683 | -0.029779 | -0.019968 | -0.029402 | -0.041278 | -0.039118 | -0.047679 | -0.043308 | -0.045432 | -0.053954 | -0.044655 | -0.050366 | -0.032377 | 0.0064703 | 0.25197 | 0.26335 | 0.2573 | 0.23656 | 0.057317 | 0.022066 | 0.010118 | 0.021935 | 0.0189 | 0.016569 | 74.9997 | 73.8109 | 72.9622 | 72.151 | 71.2657 | 70.3835 | 69.7849 | 70.4086 | 73.4476 | 77.4906 | 81.6375 | 85.1673 | 87.9305 | 89.4641 | 90.5265 | 90.9909 | 90.8464 | 89.9026 | 88.9347 | 87.4407 | 84.7207 | 81.1911 | 78.7791 | 77.1172 | 0.1059 | 0.10227 | 0.10631 | 0.10022 | 0.099547 | 0.098928 | 0.11208 | 0.11016 | 0.12779 | 0.12849 | 0.11736 | 0.11178 | 0.10948 | 0.11463 | 0.10975 | 0.10366 | 0.099356 | 0.093731 | 0.08826 | 0.10359 | 0.10917 | 0.10996 | 0.094335 | 0.098462
Portfolio Adjusted1-in-2AllAll2024August Monthly Peak | Portfolio Adjusted | 1-in-2 | All | All | 2024 | August Monthly Peak | 8 | 6.7156 | 6.4665 | 6.2769 | 6.2432 | 6.5593 | 7.4482 | 8.3923 | 9.4212 | 10.6388 | 11.6409 | 12.464 | 12.8496 | 12.936 | 13.1302 | 13.0317 | 12.5945 | 11.8861 | 10.8877 | 9.9765 | 9.6115 | 9.4036 | 8.6976 | 7.8795 | 7.2946 | -0.022756 | -0.030949 | -0.020761 | -0.030262 | -0.042013 | -0.039999 | -0.048643 | -0.044703 | -0.046262 | -0.055761 | -0.045893 | -0.051787 | -0.032788 | 0.0075962 | 0.25894 | 0.26859 | 0.26114 | 0.23801 | 0.058599 | 0.022946 | 0.01024 | 0.02154 | 0.018245 | 0.015634 | 73.9972 | 72.7727 | 71.4794 | 70.5569 | 69.766 | 68.8813 | 68.3881 | 67.9909 | 70.1894 | 75.2428 | 80.6565 | 85.1956 | 88.4425 | 90.34 | 91.5377 | 92.1076 | 92.2199 | 91.7377 | 90.1908 | 87.0449 | 82.8981 | 79.7891 | 77.6989 | 76.0524 | 0.10575 | 0.10219 | 0.10609 | 0.099872 | 0.099439 | 0.099286 | 0.11342 | 0.11184 | 0.13086 | 0.13208 | 0.12096 | 0.11573 | 0.1133 | 0.11875 | 0.11316 | 0.10567 | 0.10048 | 0.094549 | 0.088723 | 0.10494 | 0.11006 | 0.10995 | 0.09439 | 0.098333
Portfolio Adjusted1-in-2AllAll2024September Monthly Peak | Portfolio Adjusted | 1-in-2 | All | All | 2024 | September Monthly Peak | 9 | 6.6445 | 6.4101 | 6.2104 | 6.203 | 6.5343 | 7.4539 | 8.5739 | 9.4863 | 10.7611 | 11.7566 | 12.5451 | 12.905 | 12.991 | 13.2035 | 13.0917 | 12.5962 | 11.8493 | 10.8119 | 9.9673 | 9.8223 | 9.302 | 8.5954 | 7.7922 | 7.2137 | -0.020383 | -0.02872 | -0.019053 | -0.029728 | -0.041456 | -0.039136 | -0.047351 | -0.044918 | -0.047083 | -0.057745 | -0.045899 | -0.051276 | -0.031428 | 0.010212 | 0.26197 | 0.26993 | 0.26302 | 0.2378 | 0.05924 | 0.02449 | 0.011492 | 0.022711 | 0.0192 | 0.016243 | 72.5059 | 71.4048 | 70.2817 | 69.2667 | 68.3512 | 67.5435 | 67.1517 | 66.9584 | 69.1578 | 74.0315 | 79.2654 | 84.0502 | 87.9546 | 90.2425 | 91.5536 | 92.081 | 92.0378 | 91.1394 | 89.7432 | 86.8607 | 82.8525 | 79.8072 | 77.6351 | 76.2071 | 0.10518 | 0.10171 | 0.10542 | 0.099954 | 0.099839 | 0.099832 | 0.11527 | 0.11377 | 0.13482 | 0.13629 | 0.12457 | 0.11894 | 0.11622 | 0.1216 | 0.11528 | 0.10677 | 0.10096 | 0.09497 | 0.089403 | 0.10739 | 0.11112 | 0.11087 | 0.094839 | 0.098444
Portfolio Adjusted1-in-2AllAll2024October Monthly Peak | Portfolio Adjusted | 1-in-2 | All | All | 2024 | October Monthly Peak | 10 | 5.812 | 5.6318 | 5.4628 | 5.45 | 5.7327 | 6.5295 | 7.6235 | 8.2276 | 9.0163 | 9.723 | 10.3478 | 10.7295 | 10.9244 | 11.1489 | 11.0753 | 10.6628 | 10.0452 | 9.3576 | 8.9071 | 8.5578 | 8.0673 | 7.5013 | 6.8192 | 6.3424 | -0.0052821 | -0.010194 | -0.0060513 | -0.027407 | -0.036113 | -0.028087 | -0.018695 | -0.035999 | -0.036906 | -0.046808 | -0.017927 | -0.01357 | 0.0035416 | 0.045873 | 0.25165 | 0.24494 | 0.2502 | 0.22429 | 0.050252 | 0.032971 | 0.026085 | 0.029763 | 0.024654 | 0.018653 | 64.4226 | 63.4935 | 62.6347 | 61.6524 | 60.7941 | 60.1006 | 59.4306 | 59.0579 | 60.0097 | 64.0994 | 69.9265 | 76.088 | 81.3643 | 84.39 | 85.2397 | 85.9208 | 86.0911 | 85.2047 | 82.8089 | 78.2549 | 74.5217 | 71.6227 | 69.2593 | 67.3767 | 0.093177 | 0.090729 | 0.093821 | 0.088544 | 0.088465 | 0.089004 | 0.1049 | 0.10223 | 0.11737 | 0.1175 | 0.10779 | 0.10435 | 0.10411 | 0.10977 | 0.10541 | 0.099273 | 0.095384 | 0.090799 | 0.084733 | 0.097035 | 0.099465 | 0.099429 | 0.084891 | 0.088689
Portfolio Adjusted1-in-2AllAll2024November Monthly Peak | Portfolio Adjusted | 1-in-2 | All | All | 2024 | November Monthly Peak | 11 | 5.7811 | 5.6193 | 5.4777 | 5.4688 | 5.7688 | 6.5719 | 7.423 | 8.0902 | 8.8461 | 9.3648 | 9.7906 | 9.9964 | 10.0327 | 10.1357 | 9.9745 | 9.5048 | 9.0624 | 8.9667 | 8.4524 | 8.0401 | 7.66 | 7.1871 | 6.5804 | 6.1598 | 0.00028286 | -0.0039192 | -0.0015949 | -0.029162 | -0.0376 | -0.026641 | -0.0094075 | -0.035508 | -0.03639 | -0.046798 | -0.0096429 | -0.0014249 | 0.016065 | 0.060346 | 0.24395 | 0.23062 | 0.24391 | 0.22515 | 0.049456 | 0.038023 | 0.032863 | 0.034247 | 0.028199 | 0.020499 | 56.7603 | 55.8338 | 55.1496 | 54.3419 | 53.2861 | 52.5361 | 52.3905 | 52.3523 | 54.9153 | 59.4042 | 64.2335 | 68.6551 | 71.5056 | 73.0519 | 73.8461 | 73.6803 | 72.076 | 69.1328 | 65.8281 | 63.6708 | 61.9886 | 60.8872 | 59.8902 | 59.1224 | 0.10009 | 0.097274 | 0.10097 | 0.094993 | 0.094875 | 0.094911 | 0.1096 | 0.10699 | 0.12334 | 0.12222 | 0.11145 | 0.10731 | 0.10639 | 0.11174 | 0.107 | 0.10037 | 0.096663 | 0.092408 | 0.08645 | 0.10018 | 0.10334 | 0.10397 | 0.088767 | 0.092813
Portfolio Adjusted1-in-2AllAll2024December Monthly Peak | Portfolio Adjusted | 1-in-2 | All | All | 2024 | December Monthly Peak | 12 | 5.7439 | 5.5943 | 5.4669 | 5.4813 | 5.7896 | 6.571 | 7.5814 | 8.0686 | 8.6615 | 9.0016 | 9.1904 | 9.1707 | 9.025 | 8.9732 | 8.7591 | 8.4019 | 8.2438 | 8.3425 | 7.9437 | 7.641 | 7.33 | 6.9472 | 6.4465 | 6.087 | 0.00050707 | -0.0036803 | -0.0014461 | -0.028389 | -0.036664 | -0.025766 | -0.0090732 | -0.033842 | -0.034158 | -0.043511 | -0.0089157 | -0.0013443 | 0.014322 | 0.053542 | 0.21541 | 0.20498 | 0.22199 | 0.20898 | 0.045988 | 0.035665 | 0.030939 | 0.03225 | 0.026904 | 0.019704 | 47.9524 | 47.2303 | 46.6853 | 46.1108 | 45.6011 | 45.0411 | 44.8115 | 44.7357 | 45.413 | 48.7043 | 52.4391 | 55.549 | 57.618 | 58.6456 | 59.2944 | 59.5763 | 58.935 | 56.6552 | 53.8492 | 51.8022 | 50.2146 | 48.3531 | 46.664 | 45.3968 | 0.097169 | 0.094501 | 0.098198 | 0.092735 | 0.092775 | 0.092671 | 0.10744 | 0.10318 | 0.11702 | 0.11483 | 0.10355 | 0.098955 | 0.097981 | 0.10291 | 0.099565 | 0.095322 | 0.093192 | 0.089123 | 0.083335 | 0.095287 | 0.098231 | 0.098684 | 0.085066 | 0.089447
Portfolio Adjusted1-in-2AllAll2024Typical Event Day | Portfolio Adjusted | 1-in-2 | All | All | 2024 | Typical Event Day | 8 | 6.655 | 6.4103 | 6.2247 | 6.1923 | 6.5064 | 7.3821 | 8.3068 | 9.2905 | 10.4517 | 11.4098 | 12.1992 | 12.571 | 12.6512 | 12.8453 | 12.7518 | 12.3312 | 11.6456 | 10.6744 | 9.7979 | 9.4506 | 9.2683 | 8.5889 | 7.7884 | 7.2174 | -0.018106 | -0.025701 | -0.017055 | -0.029792 | -0.041209 | -0.037556 | -0.042096 | -0.042912 | -0.044908 | -0.054425 | -0.03998 | -0.043546 | -0.024811 | 0.016603 | 0.26093 | 0.26734 | 0.26252 | 0.23735 | 0.056541 | 0.025334 | 0.014304 | 0.024191 | 0.02065 | 0.017213 | 72.534 | 71.3671 | 70.2913 | 69.3524 | 68.4713 | 67.5974 | 67.0255 | 67.2327 | 69.916 | 74.5959 | 79.4886 | 83.7838 | 86.9549 | 88.7575 | 89.9278 | 90.4366 | 90.5067 | 89.8238 | 88.5996 | 86.1158 | 82.5364 | 79.0982 | 76.8138 | 75.1617 | 0.10432 | 0.10084 | 0.10473 | 0.098622 | 0.098208 | 0.097962 | 0.11184 | 0.10997 | 0.1283 | 0.12926 | 0.11835 | 0.11329 | 0.11097 | 0.11645 | 0.11121 | 0.10415 | 0.099265 | 0.093372 | 0.087551 | 0.10315 | 0.10829 | 0.10832 | 0.093067 | 0.097024
Portfolio Adjusted1-in-2AllAll2025January Monthly Peak | Portfolio Adjusted | 1-in-2 | All | All | 2025 | January Monthly Peak | 1 | 5.9827 | 5.8233 | 5.6922 | 5.7209 | 6.0637 | 6.9555 | 8.2232 | 8.8632 | 9.5143 | 9.7866 | 9.9012 | 9.7902 | 9.5866 | 9.5051 | 9.2291 | 8.8093 | 8.4831 | 8.6464 | 8.3476 | 8.085 | 7.7503 | 7.3352 | 6.7959 | 6.4207 | 0.00040248 | -0.0040815 | -0.0016082 | -0.029972 | -0.03872 | -0.027554 | -0.0099096 | -0.037804 | -0.03795 | -0.048137 | -0.0096955 | -0.001376 | 0.015933 | 0.058872 | 0.22981 | 0.21739 | 0.23256 | 0.21916 | 0.049973 | 0.038941 | 0.033626 | 0.034873 | 0.029161 | 0.021226 | 43.9391 | 43.3106 | 42.6385 | 42.122 | 41.5827 | 41.296 | 41.0681 | 40.8475 | 41.1644 | 43.343 | 46.7834 | 49.4661 | 51.3488 | 52.6842 | 53.4935 | 53.8657 | 53.6142 | 52.2386 | 50.42 | 49.042 | 47.9275 | 46.9877 | 46.1457 | 45.4117 | 0.10232 | 0.099125 | 0.10306 | 0.097859 | 0.097948 | 0.09905 | 0.11725 | 0.11402 | 0.12936 | 0.12608 | 0.11306 | 0.1074 | 0.10608 | 0.11118 | 0.1067 | 0.1013 | 0.098221 | 0.094059 | 0.088511 | 0.10287 | 0.10598 | 0.10612 | 0.091676 | 0.096022
Portfolio Adjusted1-in-2AllAll2025February Monthly Peak | Portfolio Adjusted | 1-in-2 | All | All | 2025 | February Monthly Peak | 2 | 5.8894 | 5.7285 | 5.5932 | 5.6178 | 5.9466 | 6.8075 | 7.9672 | 8.5939 | 9.2537 | 9.5646 | 9.7475 | 9.7133 | 9.5885 | 9.5619 | 9.3349 | 8.9294 | 8.5505 | 8.5118 | 8.3709 | 8.0619 | 7.7122 | 7.2735 | 6.7171 | 6.3284 | 0.00041892 | -0.0040073 | -0.0015683 | -0.029541 | -0.038157 | -0.027067 | -0.0097099 | -0.036916 | -0.037079 | -0.047155 | -0.0096128 | -0.0014144 | 0.015701 | 0.058448 | 0.23113 | 0.21906 | 0.233 | 0.21617 | 0.049363 | 0.038318 | 0.033142 | 0.03446 | 0.028798 | 0.020979 | 47.9227 | 47.539 | 47.1927 | 46.8291 | 46.4953 | 46.3246 | 46.2718 | 46.2376 | 46.6065 | 48.3996 | 50.4301 | 52.2853 | 53.0816 | 53.1444 | 53.1974 | 52.7462 | 52.2648 | 51.3653 | 49.9517 | 48.5861 | 47.3239 | 46.5666 | 45.4175 | 44.3815 | 0.10097 | 0.097889 | 0.10167 | 0.09635 | 0.096407 | 0.097329 | 0.11489 | 0.1114 | 0.12622 | 0.12323 | 0.11077 | 0.10551 | 0.10427 | 0.10934 | 0.10485 | 0.099345 | 0.096155 | 0.092152 | 0.086751 | 0.10102 | 0.10426 | 0.10466 | 0.09034 | 0.094799
Portfolio Adjusted1-in-2AllAll2025March Monthly Peak | Portfolio Adjusted | 1-in-2 | All | All | 2025 | March Monthly Peak | 3 | 6.0581 | 5.8486 | 5.7061 | 5.6822 | 5.9867 | 6.8214 | 7.9381 | 8.6199 | 9.2848 | 9.6119 | 9.8543 | 9.8473 | 9.741 | 9.775 | 9.5966 | 9.2367 | 8.8101 | 8.3774 | 8.1002 | 8.239 | 7.9852 | 7.5345 | 6.9261 | 6.4798 | 0.00045111 | -0.0041225 | -0.0016749 | -0.03028 | -0.038945 | -0.027234 | -0.0097574 | -0.037131 | -0.03795 | -0.048 | -0.010052 | -0.0015847 | 0.016002 | 0.060751 | 0.23894 | 0.22783 | 0.2413 | 0.21436 | 0.049426 | 0.03939 | 0.034676 | 0.036031 | 0.029961 | 0.021627 | 47.6602 | 46.9519 | 46.2992 | 45.8965 | 45.5472 | 45.0843 | 44.706 | 44.6248 | 46.5065 | 48.8351 | 51.1249 | 53.1378 | 54.5406 | 55.5593 | 55.9874 | 56.4134 | 56.2235 | 55.5318 | 53.9724 | 51.8491 | 50.4461 | 49.2773 | 48.3706 | 47.457 | 0.10477 | 0.101 | 0.10525 | 0.098485 | 0.098012 | 0.09797 | 0.11404 | 0.11163 | 0.12752 | 0.12452 | 0.11266 | 0.10765 | 0.10641 | 0.11189 | 0.10738 | 0.10159 | 0.097979 | 0.092575 | 0.087133 | 0.10356 | 0.10851 | 0.10909 | 0.093805 | 0.097665
Portfolio Adjusted1-in-2AllAll2025April Monthly Peak | Portfolio Adjusted | 1-in-2 | All | All | 2025 | April Monthly Peak | 4 | 5.8536 | 5.6503 | 5.4913 | 5.4498 | 5.7197 | 6.4763 | 7.3306 | 8.0232 | 8.8294 | 9.4265 | 9.9554 | 10.2531 | 10.3917 | 10.6198 | 10.5674 | 10.2148 | 9.6633 | 8.9289 | 8.3179 | 8.2765 | 8.0696 | 7.5328 | 6.8393 | 6.3452 | 5.9394e-05 | -0.0041573 | -0.0017636 | -0.028649 | -0.036764 | -0.025623 | -0.0092509 | -0.034611 | -0.035796 | -0.04606 | -0.0098707 | -0.0016323 | 0.015898 | 0.061385 | 0.25621 | 0.24537 | 0.25629 | 0.22308 | 0.048371 | 0.038071 | 0.03347 | 0.034766 | 0.02862 | 0.020664 | 62.1839 | 61.094 | 59.7399 | 58.5764 | 57.6715 | 56.976 | 56.4829 | 56.4713 | 58.9403 | 62.9303 | 67.7589 | 72.0202 | 75.2844 | 77.6726 | 78.8948 | 79.5096 | 79.5981 | 79.0253 | 77.6367 | 75.1905 | 71.4009 | 68.5029 | 66.3541 | 64.0709 | 0.099452 | 0.096225 | 0.099937 | 0.093112 | 0.092534 | 0.092083 | 0.10678 | 0.10453 | 0.12035 | 0.11967 | 0.10997 | 0.1065 | 0.10602 | 0.11199 | 0.10756 | 0.10123 | 0.097037 | 0.091317 | 0.085443 | 0.10053 | 0.10502 | 0.10554 | 0.090048 | 0.093633
Portfolio Adjusted1-in-2AllAll2025May Monthly Peak | Portfolio Adjusted | 1-in-2 | All | All | 2025 | May Monthly Peak | 5 | 5.9987 | 5.7998 | 5.6212 | 5.5886 | 5.8781 | 6.6129 | 7.3512 | 8.3028 | 9.2804 | 10.0002 | 10.5881 | 10.8897 | 10.98 | 11.1678 | 11.0885 | 10.6803 | 10.1031 | 9.3156 | 8.6315 | 8.3522 | 8.3004 | 7.7525 | 7.0492 | 6.5429 | 0.00030763 | -0.004097 | -0.0017747 | -0.02949 | -0.037938 | -0.026351 | -0.0093976 | -0.035922 | -0.037857 | -0.048922 | -0.010461 | -0.0017124 | 0.016686 | 0.063881 | 0.26798 | 0.25563 | 0.26689 | 0.23195 | 0.049585 | 0.038447 | 0.033875 | 0.035386 | 0.029376 | 0.021232 | 64.3637 | 63.4722 | 62.7028 | 61.7925 | 60.9819 | 60.3788 | 59.878 | 60.306 | 62.405 | 65.9887 | 69.8575 | 73.6261 | 76.9314 | 79.4472 | 80.4962 | 81.1099 | 80.9974 | 80.0728 | 78.4178 | 75.8789 | 72.4033 | 69.4675 | 67.3583 | 65.879 | 0.10137 | 0.098363 | 0.10185 | 0.095449 | 0.095106 | 0.094455 | 0.10817 | 0.10762 | 0.12574 | 0.12579 | 0.11549 | 0.11121 | 0.10988 | 0.11548 | 0.11035 | 0.103 | 0.098342 | 0.092519 | 0.086516 | 0.10132 | 0.10624 | 0.1072 | 0.092009 | 0.095956
Portfolio Adjusted1-in-2AllAll2025June Monthly Peak | Portfolio Adjusted | 1-in-2 | All | All | 2025 | June Monthly Peak | 6 | 6.4014 | 6.1771 | 5.9869 | 5.9468 | 6.2333 | 6.9492 | 7.7285 | 8.7644 | 9.8128 | 10.6539 | 11.3571 | 11.6774 | 11.7484 | 11.9453 | 11.8937 | 11.5495 | 10.9556 | 10.096 | 9.3317 | 8.8819 | 8.8019 | 8.2655 | 7.5024 | 6.9591 | -0.0082476 | -0.013844 | -0.008755 | -0.029553 | -0.039721 | -0.031655 | -0.02501 | -0.039042 | -0.042208 | -0.051407 | -0.024601 | -0.022016 | -0.0044295 | 0.039306 | 0.2628 | 0.26171 | 0.26485 | 0.23606 | 0.05222 | 0.031551 | 0.024955 | 0.03084 | 0.026237 | 0.020571 | 68.6333 | 67.4803 | 66.4421 | 65.435 | 64.5025 | 63.5811 | 62.7773 | 63.5731 | 66.8694 | 71.6185 | 76.3951 | 80.7222 | 83.4921 | 84.9835 | 86.0935 | 86.5667 | 86.9228 | 86.5153 | 85.5295 | 83.1171 | 79.6744 | 75.6054 | 73.1422 | 71.2702 | 0.10212 | 0.099096 | 0.10273 | 0.09626 | 0.095482 | 0.094368 | 0.10752 | 0.10642 | 0.124 | 0.12475 | 0.11469 | 0.10938 | 0.10703 | 0.11241 | 0.10794 | 0.10192 | 0.097719 | 0.091925 | 0.086245 | 0.09995 | 0.10543 | 0.10652 | 0.091544 | 0.095621
Portfolio Adjusted1-in-2AllAll2025July Monthly Peak | Portfolio Adjusted | 1-in-2 | All | All | 2025 | July Monthly Peak | 7 | 6.7796 | 6.5182 | 6.3238 | 6.2929 | 6.6006 | 7.4308 | 8.2894 | 9.3962 | 10.5571 | 11.5112 | 12.2657 | 12.5956 | 12.6597 | 12.8291 | 12.746 | 12.4065 | 11.8059 | 10.8836 | 10.0293 | 9.5195 | 9.3862 | 8.7725 | 7.945 | 7.3508 | -0.021683 | -0.029779 | -0.019968 | -0.029402 | -0.041278 | -0.039118 | -0.047679 | -0.043308 | -0.045432 | -0.053954 | -0.044655 | -0.050366 | -0.032377 | 0.0064703 | 0.25197 | 0.26335 | 0.2573 | 0.23656 | 0.057317 | 0.022066 | 0.010118 | 0.021935 | 0.0189 | 0.016569 | 74.9997 | 73.8109 | 72.9622 | 72.151 | 71.2657 | 70.3835 | 69.7849 | 70.4086 | 73.4476 | 77.4906 | 81.6375 | 85.1673 | 87.9305 | 89.4641 | 90.5265 | 90.9909 | 90.8464 | 89.9026 | 88.9347 | 87.4407 | 84.7207 | 81.1911 | 78.7791 | 77.1171 | 0.1059 | 0.10227 | 0.10631 | 0.10022 | 0.099547 | 0.098928 | 0.11208 | 0.11016 | 0.12779 | 0.12849 | 0.11736 | 0.11178 | 0.10948 | 0.11463 | 0.10975 | 0.10366 | 0.099356 | 0.093731 | 0.08826 | 0.10359 | 0.10917 | 0.10996 | 0.094335 | 0.098462
Portfolio Adjusted1-in-2AllAll2025August Monthly Peak | Portfolio Adjusted | 1-in-2 | All | All | 2025 | August Monthly Peak | 8 | 6.7156 | 6.4665 | 6.2769 | 6.2432 | 6.5593 | 7.4482 | 8.3923 | 9.4212 | 10.6388 | 11.6409 | 12.464 | 12.8496 | 12.936 | 13.1302 | 13.0317 | 12.5945 | 11.8861 | 10.8877 | 9.9765 | 9.6115 | 9.4036 | 8.6976 | 7.8795 | 7.2946 | -0.022756 | -0.030949 | -0.020761 | -0.030262 | -0.042013 | -0.039999 | -0.048643 | -0.044703 | -0.046262 | -0.055761 | -0.045893 | -0.051787 | -0.032788 | 0.0075962 | 0.25894 | 0.26859 | 0.26114 | 0.23801 | 0.0586 | 0.022946 | 0.01024 | 0.02154 | 0.018245 | 0.015634 | 73.9972 | 72.7727 | 71.4794 | 70.5569 | 69.766 | 68.8813 | 68.3881 | 67.9909 | 70.1894 | 75.2428 | 80.6565 | 85.1956 | 88.4425 | 90.34 | 91.5377 | 92.1076 | 92.2199 | 91.7377 | 90.1908 | 87.0449 | 82.8981 | 79.7891 | 77.6989 | 76.0524 | 0.10575 | 0.10219 | 0.10609 | 0.099872 | 0.099439 | 0.099286 | 0.11342 | 0.11184 | 0.13086 | 0.13208 | 0.12096 | 0.11573 | 0.1133 | 0.11875 | 0.11316 | 0.10567 | 0.10048 | 0.094549 | 0.088723 | 0.10494 | 0.11006 | 0.10995 | 0.09439 | 0.098333
Portfolio Adjusted1-in-2AllAll2025September Monthly Peak | Portfolio Adjusted | 1-in-2 | All | All | 2025 | September Monthly Peak | 9 | 6.6445 | 6.4101 | 6.2104 | 6.203 | 6.5343 | 7.4539 | 8.5739 | 9.4863 | 10.7611 | 11.7566 | 12.5451 | 12.905 | 12.991 | 13.2035 | 13.0917 | 12.5962 | 11.8493 | 10.8119 | 9.9673 | 9.8223 | 9.302 | 8.5954 | 7.7922 | 7.2137 | -0.020383 | -0.02872 | -0.019053 | -0.029728 | -0.041456 | -0.039136 | -0.047351 | -0.044918 | -0.047083 | -0.057745 | -0.045899 | -0.051276 | -0.031428 | 0.010212 | 0.26197 | 0.26993 | 0.26302 | 0.2378 | 0.05924 | 0.02449 | 0.011492 | 0.022711 | 0.0192 | 0.016243 | 72.5059 | 71.4048 | 70.2817 | 69.2667 | 68.3512 | 67.5435 | 67.1517 | 66.9584 | 69.1578 | 74.0315 | 79.2654 | 84.0502 | 87.9546 | 90.2425 | 91.5536 | 92.081 | 92.0378 | 91.1394 | 89.7432 | 86.8607 | 82.8525 | 79.8072 | 77.6351 | 76.2071 | 0.10518 | 0.10171 | 0.10542 | 0.099954 | 0.099839 | 0.099832 | 0.11527 | 0.11377 | 0.13482 | 0.13629 | 0.12457 | 0.11894 | 0.11622 | 0.1216 | 0.11528 | 0.10677 | 0.10096 | 0.09497 | 0.089403 | 0.10739 | 0.11112 | 0.11087 | 0.094839 | 0.098444
Portfolio Adjusted1-in-2AllAll2025October Monthly Peak | Portfolio Adjusted | 1-in-2 | All | All | 2025 | October Monthly Peak | 10 | 5.812 | 5.6318 | 5.4628 | 5.45 | 5.7327 | 6.5295 | 7.6235 | 8.2276 | 9.0163 | 9.723 | 10.3478 | 10.7295 | 10.9244 | 11.1489 | 11.0753 | 10.6628 | 10.0452 | 9.3576 | 8.9071 | 8.5578 | 8.0673 | 7.5013 | 6.8192 | 6.3424 | -0.0052821 | -0.010194 | -0.0060513 | -0.027407 | -0.036113 | -0.028087 | -0.018695 | -0.035999 | -0.036906 | -0.046808 | -0.017927 | -0.01357 | 0.0035416 | 0.045873 | 0.25165 | 0.24494 | 0.2502 | 0.22429 | 0.050252 | 0.032971 | 0.026085 | 0.029763 | 0.024654 | 0.018653 | 64.4226 | 63.4935 | 62.6347 | 61.6524 | 60.7941 | 60.1006 | 59.4306 | 59.0579 | 60.0097 | 64.0994 | 69.9265 | 76.088 | 81.3643 | 84.39 | 85.2397 | 85.9208 | 86.0911 | 85.2047 | 82.8089 | 78.2549 | 74.5217 | 71.6227 | 69.2593 | 67.3767 | 0.093177 | 0.090729 | 0.093821 | 0.088544 | 0.088465 | 0.089004 | 0.1049 | 0.10223 | 0.11737 | 0.1175 | 0.10779 | 0.10435 | 0.10411 | 0.10977 | 0.10541 | 0.099273 | 0.095384 | 0.090799 | 0.084733 | 0.097035 | 0.099465 | 0.099429 | 0.084891 | 0.088689
Portfolio Adjusted1-in-2AllAll2025November Monthly Peak | Portfolio Adjusted | 1-in-2 | All | All | 2025 | November Monthly Peak | 11 | 5.7811 | 5.6193 | 5.4777 | 5.4688 | 5.7688 | 6.5719 | 7.423 | 8.0902 | 8.8461 | 9.3648 | 9.7906 | 9.9964 | 10.0327 | 10.1357 | 9.9745 | 9.5048 | 9.0624 | 8.9667 | 8.4524 | 8.0401 | 7.66 | 7.1871 | 6.5804 | 6.1598 | 0.00028286 | -0.0039192 | -0.0015949 | -0.029162 | -0.0376 | -0.026641 | -0.0094075 | -0.035508 | -0.03639 | -0.046798 | -0.0096429 | -0.0014249 | 0.016065 | 0.060346 | 0.24395 | 0.23062 | 0.24391 | 0.22515 | 0.049456 | 0.038023 | 0.032863 | 0.034247 | 0.028199 | 0.020499 | 56.7603 | 55.8338 | 55.1496 | 54.3419 | 53.2861 | 52.5361 | 52.3905 | 52.3523 | 54.9153 | 59.4042 | 64.2335 | 68.6551 | 71.5057 | 73.0519 | 73.8461 | 73.6803 | 72.076 | 69.1328 | 65.8281 | 63.6708 | 61.9886 | 60.8872 | 59.8902 | 59.1224 | 0.10009 | 0.097274 | 0.10097 | 0.094993 | 0.094875 | 0.094911 | 0.1096 | 0.10699 | 0.12334 | 0.12222 | 0.11145 | 0.10731 | 0.10639 | 0.11174 | 0.107 | 0.10037 | 0.096663 | 0.092408 | 0.08645 | 0.10018 | 0.10334 | 0.10397 | 0.088767 | 0.092813
Portfolio Adjusted1-in-2AllAll2025December Monthly Peak | Portfolio Adjusted | 1-in-2 | All | All | 2025 | December Monthly Peak | 12 | 5.7439 | 5.5943 | 5.4669 | 5.4813 | 5.7896 | 6.571 | 7.5814 | 8.0686 | 8.6615 | 9.0016 | 9.1904 | 9.1707 | 9.025 | 8.9732 | 8.7591 | 8.4019 | 8.2438 | 8.3425 | 7.9437 | 7.641 | 7.33 | 6.9472 | 6.4465 | 6.087 | 0.00050707 | -0.0036803 | -0.0014461 | -0.028389 | -0.036664 | -0.025766 | -0.0090732 | -0.033842 | -0.034158 | -0.043511 | -0.0089157 | -0.0013443 | 0.014322 | 0.053542 | 0.21541 | 0.20498 | 0.22199 | 0.20898 | 0.045988 | 0.035665 | 0.030939 | 0.03225 | 0.026904 | 0.019704 | 47.9524 | 47.2303 | 46.6853 | 46.1108 | 45.6011 | 45.0411 | 44.8115 | 44.7357 | 45.413 | 48.7043 | 52.4391 | 55.549 | 57.618 | 58.6456 | 59.2944 | 59.5763 | 58.935 | 56.6552 | 53.8492 | 51.8022 | 50.2146 | 48.3531 | 46.664 | 45.3968 | 0.097169 | 0.094501 | 0.098198 | 0.092735 | 0.092775 | 0.092671 | 0.10744 | 0.10318 | 0.11702 | 0.11483 | 0.10355 | 0.098955 | 0.097981 | 0.10291 | 0.099565 | 0.095322 | 0.093192 | 0.089123 | 0.083335 | 0.095287 | 0.098231 | 0.098684 | 0.085066 | 0.089447
Portfolio Adjusted1-in-2AllAll2025Typical Event Day | Portfolio Adjusted | 1-in-2 | All | All | 2025 | Typical Event Day | 8 | 6.655 | 6.4103 | 6.2247 | 6.1923 | 6.5064 | 7.3821 | 8.3068 | 9.2905 | 10.4517 | 11.4098 | 12.1992 | 12.571 | 12.6512 | 12.8453 | 12.7518 | 12.3312 | 11.6456 | 10.6744 | 9.7979 | 9.4506 | 9.2683 | 8.5889 | 7.7884 | 7.2174 | -0.018106 | -0.025701 | -0.017055 | -0.029792 | -0.041209 | -0.037556 | -0.042096 | -0.042912 | -0.044908 | -0.054425 | -0.03998 | -0.043546 | -0.024811 | 0.016603 | 0.26093 | 0.26734 | 0.26252 | 0.23735 | 0.056541 | 0.025334 | 0.014304 | 0.024191 | 0.02065 | 0.017213 | 72.534 | 71.3672 | 70.2913 | 69.3524 | 68.4714 | 67.5974 | 67.0255 | 67.2327 | 69.916 | 74.5959 | 79.4886 | 83.7838 | 86.9549 | 88.7575 | 89.9278 | 90.4366 | 90.5067 | 89.8238 | 88.5996 | 86.1158 | 82.5364 | 79.0982 | 76.8138 | 75.1617 | 0.10432 | 0.10084 | 0.10473 | 0.098622 | 0.098208 | 0.097962 | 0.11184 | 0.10997 | 0.1283 | 0.12926 | 0.11835 | 0.11329 | 0.11097 | 0.11645 | 0.11121 | 0.10415 | 0.099265 | 0.093372 | 0.087551 | 0.10315 | 0.10829 | 0.10832 | 0.093067 | 0.097024
Portfolio Adjusted1-in-10AllOrange County2015January Monthly Peak | Portfolio Adjusted | 1-in-10 | All | Orange County | 2015 | January Monthly Peak | 1 | 124.4708 | 119.0088 | 116.4256 | 117.7368 | 130.2725 | 162.2931 | 199.3248 | 219.0155 | 231.7617 | 229.327 | 228.0183 | 224.5059 | 219.5659 | 213.9999 | 205.0536 | 190.1287 | 178.1133 | 174.1232 | 168.2295 | 166.4317 | 160.9929 | 153.2498 | 143.4958 | 134.7963 | 2.0556 | 1.6849 | 1.3167 | 0.30531 | 0.21142 | 0.80476 | 0.71382 | 0.35769 | 0.042775 | -0.52016 | -0.58845 | -0.23307 | 0.83121 | 3.632 | 10.189 | 9.6561 | 9.4656 | 8.1214 | 1.6151 | 0.31287 | 0.041833 | 0.34624 | 0.77706 | 0.38684 | 42.1177 | 42.0476 | 41.3269 | 40.6886 | 40.1794 | 39.7875 | 39.5012 | 39.2183 | 39.808 | 42.1317 | 44.291 | 46.3631 | 47.7766 | 48.8442 | 49.8751 | 50.1697 | 49.616 | 48.3268 | 46.527 | 45.7999 | 45.1389 | 45.0413 | 44.7506 | 44.3293 | 5.4491 | 4.7958 | 4.105 | 2.4232 | 2.7014 | 3.8644 | 3.6742 | 4.443 | 4.1901 | 3.6866 | 3.3166 | 3.2985 | 3.3091 | 3.2948 | 3.1636 | 2.8791 | 2.8904 | 3.0546 | 3.3708 | 2.8216 | 2.4807 | 2.6302 | 2.193 | 2.2774
Portfolio Adjusted1-in-10AllOrange County2015February Monthly Peak | Portfolio Adjusted | 1-in-10 | All | Orange County | 2015 | February Monthly Peak | 2 | 118.2089 | 113.6642 | 111.1055 | 112.8452 | 124.5908 | 153.885 | 186.8849 | 203.6751 | 214.452 | 214.3035 | 215.3418 | 214.747 | 211.8095 | 208.4672 | 200.6207 | 187.0304 | 174.9868 | 170.4232 | 162.8737 | 159.6803 | 154.3007 | 146.9174 | 137.2298 | 129.1336 | 1.9522 | 1.6093 | 1.2566 | 0.29263 | 0.2022 | 0.76307 | 0.66927 | 0.33264 | 0.03958 | -0.48608 | -0.55574 | -0.22294 | 0.80185 | 3.5381 | 9.9687 | 9.4987 | 9.2995 | 7.9488 | 1.5637 | 0.30017 | 0.040094 | 0.33193 | 0.74313 | 0.37059 | 47.9892 | 47.7732 | 47.4869 | 46.9758 | 46.4612 | 46.0709 | 45.4591 | 46.1862 | 47.0754 | 50.578 | 53.6154 | 56.9628 | 58.9856 | 59.9086 | 60.6208 | 60.8563 | 59.4676 | 58.4546 | 56.6506 | 54.6884 | 53.586 | 52.2715 | 51.1518 | 49.5849 | 5.175 | 4.5804 | 3.9174 | 2.3225 | 2.5836 | 3.6642 | 3.4449 | 4.1318 | 3.8772 | 3.4451 | 3.1322 | 3.1551 | 3.1922 | 3.2096 | 3.0952 | 2.8322 | 2.8396 | 2.9897 | 3.2635 | 2.7072 | 2.3776 | 2.5216 | 2.0972 | 2.1817
Portfolio Adjusted1-in-10AllOrange County2015March Monthly Peak | Portfolio Adjusted | 1-in-10 | All | Orange County | 2015 | March Monthly Peak | 3 | 120.1523 | 115.5912 | 112.5168 | 113.7394 | 123.567 | 151.8401 | 178.9109 | 196.9328 | 209.3025 | 214.6309 | 221.0626 | 224.0488 | 224.6664 | 225.7996 | 218.6919 | 205.6163 | 191.0524 | 178.2754 | 167.4685 | 166.3272 | 161.586 | 152.8742 | 140.9366 | 131.8182 | 1.9843 | 1.6365 | 1.2725 | 0.29495 | 0.20054 | 0.75292 | 0.64071 | 0.32163 | 0.03863 | -0.48683 | -0.5705 | -0.23259 | 0.85052 | 3.8323 | 10.8667 | 10.4427 | 10.1533 | 8.315 | 1.6078 | 0.31267 | 0.041987 | 0.34539 | 0.76321 | 0.37829 | 61.5329 | 60.0303 | 58.8322 | 58.4264 | 57.0383 | 56.1355 | 55.6221 | 56.4566 | 59.9535 | 64.5568 | 69.5198 | 74.2033 | 77.4815 | 79.1379 | 79.8514 | 80.5415 | 80.481 | 79.5145 | 76.8471 | 73.2663 | 70.2189 | 67.1202 | 64.7072 | 62.8102 | 5.2601 | 4.6581 | 3.9672 | 2.3409 | 2.5624 | 3.6155 | 3.2979 | 3.9951 | 3.7841 | 3.4504 | 3.2154 | 3.2918 | 3.386 | 3.4764 | 3.374 | 3.1137 | 3.1003 | 3.1274 | 3.3555 | 2.8198 | 2.4899 | 2.6238 | 2.1539 | 2.2271
Portfolio Adjusted1-in-10AllOrange County2015April Monthly Peak | Portfolio Adjusted | 1-in-10 | All | Orange County | 2015 | April Monthly Peak | 4 | 123.258 | 118.6918 | 115.4208 | 116.4203 | 126.4102 | 155.8971 | 184.123 | 205.0459 | 220.8966 | 228.7378 | 237.8636 | 242.0702 | 243.4182 | 244.6707 | 237.3826 | 222.5899 | 206.1065 | 190.7072 | 178.3187 | 175.9688 | 169.7053 | 158.9286 | 146.2408 | 136.5866 | 0.29727 | 0.048956 | 0.10178 | -0.47523 | -0.58968 | -0.21855 | -0.55018 | -0.44781 | -0.4654 | -0.74991 | -1.0767 | -0.87315 | 0.11377 | 3.1879 | 11.0133 | 10.7993 | 10.3168 | 8.8869 | 2.3188 | 0.21515 | -0.31073 | -0.13547 | 0.16045 | -0.17691 | 72.2566 | 70.2738 | 68.5389 | 66.7299 | 65.7959 | 65.0804 | 64.404 | 64.5662 | 67.7345 | 73.4304 | 79.8164 | 85.7013 | 89.5654 | 91.5443 | 92.2852 | 92.8744 | 92.8398 | 92.0063 | 90.4213 | 86.83 | 81.7749 | 77.6989 | 74.9034 | 72.6485 | 5.0367 | 4.4645 | 3.7986 | 2.2365 | 2.4468 | 3.4649 | 3.168 | 3.8826 | 3.7277 | 3.4323 | 3.2294 | 3.3197 | 3.4243 | 3.5161 | 3.4185 | 3.1462 | 3.1219 | 3.1227 | 3.335 | 2.7846 | 2.4408 | 2.5461 | 2.0861 | 2.154
Portfolio Adjusted1-in-10AllOrange County2015May Monthly Peak | Portfolio Adjusted | 1-in-10 | All | Orange County | 2015 | May Monthly Peak | 5 | 128.9235 | 124.2145 | 120.1344 | 121.1356 | 132.6014 | 163.0787 | 192.0925 | 216.0007 | 234.5984 | 244.245 | 253.3319 | 257.68 | 257.8791 | 257.1385 | 249.4978 | 232.7971 | 215.7248 | 199.5568 | 187.2218 | 182.4728 | 178.206 | 166.641 | 153.5716 | 144.0448 | -0.31663 | -0.53807 | -0.32645 | -0.77356 | -0.90633 | -0.58663 | -1.0095 | -0.75631 | -0.67982 | -0.88591 | -1.3169 | -1.1579 | -0.17483 | 3.0004 | 11.2917 | 11.1121 | 10.5683 | 9.2964 | 2.6545 | 0.18171 | -0.4549 | -0.32101 | -0.06039 | -0.39365 | 73.1257 | 71.6307 | 69.8872 | 69.2108 | 68.535 | 67.4837 | 66.9785 | 67.489 | 71.6971 | 78.1971 | 83.8903 | 88.3705 | 91.098 | 93.185 | 94.6348 | 95.5304 | 95.6227 | 94.3455 | 92.1218 | 89.3746 | 85.9122 | 82.0173 | 79.0002 | 76.7042 | 5.2472 | 4.6537 | 3.938 | 2.3178 | 2.5564 | 3.6101 | 3.2919 | 4.0738 | 3.9432 | 3.6504 | 3.4257 | 3.5197 | 3.6133 | 3.6806 | 3.5787 | 3.2774 | 3.2546 | 3.2546 | 3.4876 | 2.8761 | 2.5529 | 2.659 | 2.1819 | 2.2625
Portfolio Adjusted1-in-10AllOrange County2015June Monthly Peak | Portfolio Adjusted | 1-in-10 | All | Orange County | 2015 | June Monthly Peak | 6 | 137.3854 | 132.5964 | 128.0208 | 129.1751 | 140.6597 | 170.1699 | 198.0385 | 218.6869 | 234.8143 | 243.4016 | 252.656 | 255.9829 | 254.9321 | 252.9333 | 246.2967 | 233.5554 | 218.9604 | 203.747 | 192.8952 | 186.9678 | 182.2856 | 172.4597 | 159.1755 | 150.2658 | -0.38171 | -0.61605 | -0.3784 | -0.84462 | -0.98163 | -0.63689 | -1.0705 | -0.7848 | -0.69274 | -0.88847 | -1.3246 | -1.1653 | -0.19217 | 2.9285 | 11.1282 | 11.1362 | 10.7114 | 9.4914 | 2.75 | 0.18338 | -0.47402 | -0.34449 | -0.078309 | -0.42496 | 74.4702 | 72.9254 | 71.4954 | 70.3462 | 69.0555 | 68.146 | 67.9012 | 68.783 | 72.0127 | 76.9294 | 82.3133 | 86.9306 | 90.2169 | 92.7356 | 94.5052 | 95.1688 | 95.4883 | 94.8856 | 93.456 | 91.1929 | 87.2133 | 82.8609 | 80.1367 | 78.0661 | 5.5924 | 4.9683 | 4.197 | 2.472 | 2.7121 | 3.7676 | 3.3943 | 4.125 | 3.9473 | 3.6382 | 3.417 | 3.497 | 3.5725 | 3.6209 | 3.5332 | 3.2885 | 3.3038 | 3.3234 | 3.5937 | 2.9473 | 2.6117 | 2.7522 | 2.2619 | 2.3606
Portfolio Adjusted1-in-10AllOrange County2015July Monthly Peak | Portfolio Adjusted | 1-in-10 | All | Orange County | 2015 | July Monthly Peak | 7 | 142.9321 | 137.7067 | 133.4824 | 134.4011 | 146.4803 | 176.8965 | 204.993 | 225.1727 | 240.1258 | 248.3686 | 256.4354 | 258.2775 | 256.6019 | 254.8727 | 248.4222 | 236.2723 | 223.1887 | 208.4685 | 197.877 | 192.1474 | 186.9027 | 176.7876 | 163.2187 | 154.3595 | -0.97913 | -1.1863 | -0.79643 | -1.1378 | -1.2882 | -0.98692 | -1.4969 | -1.0562 | -0.86728 | -0.97905 | -1.4885 | -1.3673 | -0.43927 | 2.6608 | 10.9879 | 11.1108 | 10.7193 | 9.7088 | 3.0154 | 0.152 | -0.59886 | -0.51196 | -0.28379 | -0.62216 | 76.2125 | 75.1208 | 74.0132 | 72.9954 | 72.1598 | 71.6216 | 71.424 | 71.7724 | 74.8077 | 79.6763 | 84.4218 | 88.7852 | 91.7237 | 93.518 | 95.2845 | 95.7559 | 96.2086 | 95.0628 | 93.229 | 91.2536 | 88.0496 | 84.6335 | 82.2899 | 80.6171 | 5.8519 | 5.1897 | 4.4014 | 2.5869 | 2.8407 | 3.9392 | 3.5339 | 4.272 | 4.0601 | 3.734 | 3.4882 | 3.5488 | 3.6167 | 3.6698 | 3.5844 | 3.346 | 3.3871 | 3.4201 | 3.7079 | 3.0465 | 2.6934 | 2.8376 | 2.3328 | 2.4389
Portfolio Adjusted1-in-10AllOrange County2015August Monthly Peak | Portfolio Adjusted | 1-in-10 | All | Orange County | 2015 | August Monthly Peak | 8 | 146.1391 | 140.6773 | 136.3517 | 136.5426 | 149.7519 | 183.0335 | 215.5238 | 239.2058 | 258.6999 | 268.2408 | 279.1275 | 280.6868 | 278.9886 | 276.5983 | 269.0671 | 252.7375 | 235.1504 | 216.4543 | 204.1328 | 200.4511 | 194.0531 | 181.9877 | 168.4675 | 159.5142 | -1.9415 | -2.0942 | -1.4623 | -1.5718 | -1.7466 | -1.5524 | -2.2199 | -1.5387 | -1.2049 | -1.181 | -1.8681 | -1.815 | -0.90001 | 2.39 | 11.4966 | 11.6233 | 10.9624 | 10.0766 | 3.4278 | 0.09846 | -0.8069 | -0.78541 | -0.62484 | -0.94608 | 79.2858 | 78.0931 | 77.1041 | 76.2438 | 75.6431 | 75.0085 | 74.5851 | 74.7866 | 77.8748 | 82.1528 | 86.8558 | 91.6691 | 95.3709 | 98.246 | 99.7839 | 100.1391 | 99.6751 | 98.167 | 96.8103 | 94.12 | 90.1667 | 86.6576 | 84.1529 | 82.4095 | 6.1297 | 5.4316 | 4.6062 | 2.6925 | 2.9753 | 4.1757 | 3.8064 | 4.6494 | 4.4812 | 4.1316 | 3.8899 | 3.9512 | 4.0286 | 4.0802 | 3.9773 | 3.6669 | 3.6561 | 3.6381 | 3.9188 | 3.256 | 2.8649 | 2.9926 | 2.4668 | 2.5821
Portfolio Adjusted1-in-10AllOrange County2015September Monthly Peak | Portfolio Adjusted | 1-in-10 | All | Orange County | 2015 | September Monthly Peak | 9 | 145.6289 | 140.7072 | 135.7657 | 137.0267 | 150.4892 | 186.096 | 222.4647 | 246.3179 | 269.4655 | 280.3206 | 290.1114 | 291.1252 | 289.0329 | 287.402 | 278.9109 | 260.3201 | 241.5014 | 221.5735 | 211.0504 | 208.7138 | 197.8089 | 184.3922 | 170.2896 | 160.6147 | -2.3586 | -2.4938 | -1.7482 | -1.7662 | -1.9505 | -1.8226 | -2.593 | -1.7785 | -1.3824 | -1.2927 | -2.0581 | -2.0368 | -1.1304 | 2.2495 | 11.7275 | 11.85 | 11.1046 | 10.313 | 3.6921 | 0.074212 | -0.90787 | -0.9142 | -0.78335 | -1.0907 | 81.6788 | 80.3713 | 79.2271 | 78.5671 | 77.4718 | 76.5906 | 76.1673 | 76.2113 | 78.4603 | 82.9417 | 88.0968 | 93.4003 | 97.419 | 99.7947 | 100.9379 | 100.7449 | 100.2246 | 99.3477 | 97.5738 | 94.5839 | 90.9204 | 87.5806 | 84.9661 | 83.1001 | 6.2095 | 5.5227 | 4.6624 | 2.7468 | 3.0394 | 4.3159 | 3.9941 | 4.8669 | 4.7451 | 4.3891 | 4.1099 | 4.166 | 4.2428 | 4.3098 | 4.1911 | 3.8395 | 3.817 | 3.7859 | 4.1187 | 3.4464 | 2.9687 | 3.0824 | 2.5347 | 2.643
Portfolio Adjusted1-in-10AllOrange County2015October Monthly Peak | Portfolio Adjusted | 1-in-10 | All | Orange County | 2015 | October Monthly Peak | 10 | 119.6267 | 115.8183 | 112.8671 | 114.4873 | 125.9303 | 155.5515 | 187.6921 | 208.2076 | 224.685 | 231.6707 | 240.2728 | 244.6145 | 244.8401 | 243.5588 | 236.2292 | 220.1226 | 204.0286 | 193.4954 | 181.2793 | 174.4136 | 165.8879 | 154.4649 | 143.2573 | 134.5281 | -0.47206 | -0.66991 | -0.43106 | -0.81186 | -0.9444 | -0.66409 | -1.1167 | -0.813 | -0.70549 | -0.86503 | -1.2984 | -1.1656 | -0.25183 | 2.7404 | 10.6089 | 10.4543 | 9.9288 | 9.0132 | 2.6355 | 0.16158 | -0.4601 | -0.34834 | -0.12169 | -0.42684 | 76.2146 | 75.7554 | 75.3239 | 73.7478 | 72.8184 | 72.1554 | 71.3997 | 71.0361 | 72.0928 | 75.4786 | 79.8346 | 84.5698 | 88.3685 | 91.444 | 93.0148 | 93.5494 | 92.9657 | 91.3308 | 88.9926 | 85.8042 | 82.19 | 79.6558 | 77.9906 | 76.4185 | 4.8737 | 4.3434 | 3.7034 | 2.1928 | 2.4302 | 3.4469 | 3.2197 | 3.9307 | 3.7804 | 3.4659 | 3.2523 | 3.3446 | 3.434 | 3.4897 | 3.3917 | 3.1021 | 3.0812 | 3.1589 | 3.3802 | 2.7518 | 2.3788 | 2.4672 | 2.0374 | 2.1152
Portfolio Adjusted1-in-10AllOrange County2015November Monthly Peak | Portfolio Adjusted | 1-in-10 | All | Orange County | 2015 | November Monthly Peak | 11 | 121.4482 | 117.8555 | 114.1038 | 114.2932 | 125.2943 | 153.0465 | 181.2519 | 198.4792 | 210.9353 | 217.6276 | 223.4859 | 226.5319 | 226.3151 | 225.4428 | 217.4286 | 202.6512 | 189.009 | 182.7829 | 172.3662 | 166.1789 | 159.8187 | 150.3455 | 139.0287 | 130.5138 | 2.0057 | 1.6686 | 1.2905 | 0.29638 | 0.20334 | 0.75891 | 0.6491 | 0.32415 | 0.038931 | -0.49362 | -0.57676 | -0.23517 | 0.85676 | 3.8262 | 10.8039 | 10.2921 | 10.0447 | 8.5253 | 1.6548 | 0.31239 | 0.041528 | 0.33968 | 0.75287 | 0.37455 | 63.6444 | 62.6408 | 62.0812 | 61.0053 | 59.772 | 58.7944 | 59.0343 | 59.4168 | 61.5279 | 65.5914 | 70.8771 | 75.3632 | 78.2243 | 79.8907 | 80.8779 | 80.8831 | 79.8158 | 77.4374 | 74.6419 | 72.1916 | 70.0884 | 68.2808 | 66.726 | 66.0317 | 5.3168 | 4.7493 | 4.0231 | 2.3523 | 2.5982 | 3.6442 | 3.3411 | 4.0264 | 3.8136 | 3.4985 | 3.2506 | 3.3283 | 3.4109 | 3.4709 | 3.3545 | 3.0687 | 3.0672 | 3.2065 | 3.4536 | 2.8173 | 2.4626 | 2.5804 | 2.1247 | 2.205
Portfolio Adjusted1-in-10AllOrange County2015December Monthly Peak | Portfolio Adjusted | 1-in-10 | All | Orange County | 2015 | December Monthly Peak | 12 | 120.6928 | 116.238 | 113.413 | 114.8333 | 126.184 | 153.8946 | 185.7043 | 201.3077 | 212.4036 | 211.0018 | 209.9701 | 206.1239 | 200.7937 | 195.8381 | 188.0952 | 175.2874 | 165.8072 | 163.4439 | 156.6635 | 154.1505 | 149.7279 | 142.6683 | 133.9655 | 126.691 | 1.9932 | 1.6457 | 1.2827 | 0.29779 | 0.20478 | 0.76311 | 0.66504 | 0.32877 | 0.039202 | -0.4786 | -0.54188 | -0.21399 | 0.76015 | 3.3238 | 9.3464 | 8.9024 | 8.8116 | 7.6233 | 1.504 | 0.28978 | 0.038906 | 0.32233 | 0.72546 | 0.36358 | 44.0584 | 43.4354 | 42.7632 | 42.786 | 42.3156 | 41.5338 | 41.4974 | 41.4516 | 42.2959 | 44.2704 | 46.5905 | 48.6176 | 49.6195 | 50.1483 | 50.6995 | 51.0909 | 50.543 | 49.2546 | 47.4369 | 46.4359 | 45.647 | 44.7733 | 44.1445 | 43.5818 | 5.2837 | 4.6842 | 3.9988 | 2.3634 | 2.6166 | 3.6644 | 3.4231 | 4.0838 | 3.8402 | 3.392 | 3.054 | 3.0284 | 3.0262 | 3.0151 | 2.902 | 2.6544 | 2.6907 | 2.8672 | 3.139 | 2.6134 | 2.3071 | 2.4486 | 2.0473 | 2.1405
Portfolio Adjusted1-in-10AllOrange County2015Typical Event Day | Portfolio Adjusted | 1-in-10 | All | Orange County | 2015 | Typical Event Day | 8 | 144.5621 | 139.2088 | 134.9395 | 135.2412 | 148.3141 | 180.9468 | 212.6516 | 235.2049 | 253.5211 | 262.6447 | 273.0718 | 274.6396 | 272.9765 | 270.8133 | 263.4597 | 247.7535 | 230.6859 | 212.6368 | 200.5527 | 197.0371 | 191.0606 | 179.5994 | 166.2913 | 157.5543 | -1.4135 | -1.5964 | -1.0972 | -1.3323 | -1.4979 | -1.2484 | -1.8428 | -1.2896 | -1.0362 | -1.0904 | -1.6954 | -1.6004 | -0.65531 | 2.6056 | 11.4729 | 11.534 | 10.9315 | 9.9011 | 3.1979 | 0.12899 | -0.69509 | -0.6361 | -0.43817 | -0.77124 | 77.9118 | 76.6277 | 75.4599 | 74.5381 | 73.5825 | 72.8417 | 72.5194 | 72.8883 | 75.7889 | 80.425 | 85.4219 | 90.1963 | 93.6826 | 96.0736 | 97.6279 | 97.9522 | 97.8991 | 96.8658 | 95.2673 | 92.7876 | 89.0875 | 85.4332 | 82.8864 | 81.0482 | 5.971 | 5.2928 | 4.4889 | 2.6261 | 2.9017 | 4.0651 | 3.6983 | 4.5018 | 4.3245 | 3.9836 | 3.7474 | 3.8071 | 3.8816 | 3.9338 | 3.835 | 3.5397 | 3.5319 | 3.5194 | 3.7913 | 3.1517 | 2.7776 | 2.9083 | 2.3977 | 2.5115
Portfolio Adjusted1-in-10AllOrange County2016January Monthly Peak | Portfolio Adjusted | 1-in-10 | All | Orange County | 2016 | January Monthly Peak | 1 | 124.4708 | 119.0088 | 116.4256 | 117.7368 | 130.2725 | 162.2931 | 199.3249 | 219.0155 | 231.7617 | 229.327 | 228.0183 | 224.5059 | 219.5659 | 213.9999 | 205.0535 | 190.1286 | 178.1133 | 174.1232 | 168.2295 | 166.4317 | 160.9929 | 153.2498 | 143.4958 | 134.7963 | 2.0556 | 1.6849 | 1.3167 | 0.30531 | 0.21142 | 0.80476 | 0.71382 | 0.35769 | 0.042775 | -0.52016 | -0.58845 | -0.23307 | 0.83121 | 3.632 | 10.189 | 9.6561 | 9.4656 | 8.1214 | 1.6151 | 0.31287 | 0.041833 | 0.34624 | 0.77706 | 0.38684 | 42.1177 | 42.0476 | 41.3269 | 40.6886 | 40.1794 | 39.7875 | 39.5012 | 39.2183 | 39.808 | 42.1317 | 44.291 | 46.3631 | 47.7766 | 48.8442 | 49.8751 | 50.1697 | 49.616 | 48.3268 | 46.527 | 45.7999 | 45.1389 | 45.0413 | 44.7506 | 44.3293 | 5.4491 | 4.7958 | 4.105 | 2.4232 | 2.7014 | 3.8644 | 3.6742 | 4.443 | 4.1901 | 3.6866 | 3.3166 | 3.2985 | 3.3091 | 3.2948 | 3.1636 | 2.8791 | 2.8904 | 3.0546 | 3.3708 | 2.8216 | 2.4807 | 2.6302 | 2.193 | 2.2774
Portfolio Adjusted1-in-10AllOrange County2016February Monthly Peak | Portfolio Adjusted | 1-in-10 | All | Orange County | 2016 | February Monthly Peak | 2 | 118.2089 | 113.6642 | 111.1055 | 112.8452 | 124.5908 | 153.885 | 186.8849 | 203.6751 | 214.452 | 214.3035 | 215.3418 | 214.747 | 211.8095 | 208.4672 | 200.6207 | 187.0304 | 174.9868 | 170.4232 | 162.8737 | 159.6803 | 154.3007 | 146.9174 | 137.2298 | 129.1336 | 1.9522 | 1.6093 | 1.2566 | 0.29263 | 0.2022 | 0.76307 | 0.66927 | 0.33264 | 0.03958 | -0.48608 | -0.55574 | -0.22294 | 0.80185 | 3.5381 | 9.9687 | 9.4987 | 9.2995 | 7.9488 | 1.5637 | 0.30017 | 0.040094 | 0.33193 | 0.74313 | 0.37059 | 47.9892 | 47.7732 | 47.4869 | 46.9758 | 46.4612 | 46.0709 | 45.4591 | 46.1862 | 47.0754 | 50.578 | 53.6154 | 56.9628 | 58.9856 | 59.9086 | 60.6208 | 60.8562 | 59.4676 | 58.4546 | 56.6506 | 54.6884 | 53.586 | 52.2715 | 51.1518 | 49.5849 | 5.175 | 4.5804 | 3.9174 | 2.3225 | 2.5836 | 3.6642 | 3.4449 | 4.1318 | 3.8772 | 3.4451 | 3.1322 | 3.1551 | 3.1922 | 3.2096 | 3.0952 | 2.8322 | 2.8396 | 2.9897 | 3.2635 | 2.7072 | 2.3776 | 2.5216 | 2.0972 | 2.1817
Portfolio Adjusted1-in-10AllOrange County2016March Monthly Peak | Portfolio Adjusted | 1-in-10 | All | Orange County | 2016 | March Monthly Peak | 3 | 120.1523 | 115.5912 | 112.5168 | 113.7394 | 123.567 | 151.8401 | 178.9108 | 196.9327 | 209.3025 | 214.6309 | 221.0626 | 224.0488 | 224.6664 | 225.7996 | 218.6919 | 205.6163 | 191.0524 | 178.2755 | 167.4685 | 166.3272 | 161.586 | 152.8743 | 140.9366 | 131.8182 | 1.9843 | 1.6365 | 1.2725 | 0.29495 | 0.20054 | 0.75292 | 0.64071 | 0.32163 | 0.03863 | -0.48683 | -0.5705 | -0.23259 | 0.85052 | 3.8323 | 10.8667 | 10.4427 | 10.1533 | 8.315 | 1.6078 | 0.31267 | 0.041987 | 0.34539 | 0.76321 | 0.37829 | 61.5329 | 60.0303 | 58.8322 | 58.4264 | 57.0383 | 56.1355 | 55.6221 | 56.4566 | 59.9535 | 64.5568 | 69.5198 | 74.2033 | 77.4815 | 79.1379 | 79.8514 | 80.5415 | 80.481 | 79.5145 | 76.8471 | 73.2663 | 70.2189 | 67.1202 | 64.7072 | 62.8102 | 5.2601 | 4.6581 | 3.9672 | 2.3409 | 2.5624 | 3.6155 | 3.2979 | 3.9951 | 3.7841 | 3.4504 | 3.2154 | 3.2918 | 3.386 | 3.4764 | 3.374 | 3.1136 | 3.1003 | 3.1274 | 3.3555 | 2.8198 | 2.4899 | 2.6238 | 2.1539 | 2.2271
Portfolio Adjusted1-in-10AllOrange County2016April Monthly Peak | Portfolio Adjusted | 1-in-10 | All | Orange County | 2016 | April Monthly Peak | 4 | 123.258 | 118.6918 | 115.4208 | 116.4203 | 126.4102 | 155.8971 | 184.123 | 205.0459 | 220.8966 | 228.7378 | 237.8636 | 242.0702 | 243.4182 | 244.6707 | 237.3826 | 222.5899 | 206.1065 | 190.7072 | 178.3187 | 175.9688 | 169.7053 | 158.9286 | 146.2408 | 136.5866 | 0.29727 | 0.048956 | 0.10178 | -0.47523 | -0.58968 | -0.21855 | -0.55018 | -0.44781 | -0.4654 | -0.74991 | -1.0767 | -0.87315 | 0.11377 | 3.1879 | 11.0133 | 10.7993 | 10.3168 | 8.8869 | 2.3188 | 0.21515 | -0.31073 | -0.13547 | 0.16045 | -0.17691 | 72.2566 | 70.2738 | 68.5389 | 66.7299 | 65.7959 | 65.0804 | 64.404 | 64.5662 | 67.7345 | 73.4304 | 79.8164 | 85.7013 | 89.5654 | 91.5443 | 92.2852 | 92.8744 | 92.8398 | 92.0063 | 90.4214 | 86.83 | 81.7749 | 77.6989 | 74.9034 | 72.6485 | 5.0367 | 4.4645 | 3.7986 | 2.2365 | 2.4468 | 3.4649 | 3.168 | 3.8826 | 3.7277 | 3.4323 | 3.2294 | 3.3197 | 3.4243 | 3.5161 | 3.4185 | 3.1462 | 3.1219 | 3.1227 | 3.335 | 2.7846 | 2.4408 | 2.5461 | 2.0861 | 2.154
Portfolio Adjusted1-in-10AllOrange County2016May Monthly Peak | Portfolio Adjusted | 1-in-10 | All | Orange County | 2016 | May Monthly Peak | 5 | 128.9235 | 124.2145 | 120.1344 | 121.1356 | 132.6014 | 163.0787 | 192.0925 | 216.0007 | 234.5984 | 244.245 | 253.332 | 257.68 | 257.8791 | 257.1385 | 249.4978 | 232.7971 | 215.7248 | 199.5568 | 187.2217 | 182.4728 | 178.206 | 166.641 | 153.5716 | 144.0448 | -0.31663 | -0.53807 | -0.32645 | -0.77356 | -0.90633 | -0.58663 | -1.0095 | -0.75631 | -0.67982 | -0.88591 | -1.3169 | -1.1579 | -0.17483 | 3.0004 | 11.2917 | 11.1121 | 10.5683 | 9.2964 | 2.6545 | 0.18171 | -0.4549 | -0.32101 | -0.06039 | -0.39365 | 73.1257 | 71.6307 | 69.8872 | 69.2108 | 68.535 | 67.4837 | 66.9785 | 67.489 | 71.6971 | 78.1971 | 83.8903 | 88.3705 | 91.098 | 93.185 | 94.6348 | 95.5304 | 95.6227 | 94.3455 | 92.1218 | 89.3746 | 85.9122 | 82.0173 | 79.0002 | 76.7042 | 5.2472 | 4.6537 | 3.938 | 2.3178 | 2.5564 | 3.6101 | 3.2919 | 4.0738 | 3.9432 | 3.6504 | 3.4257 | 3.5197 | 3.6133 | 3.6806 | 3.5787 | 3.2774 | 3.2546 | 3.2546 | 3.4876 | 2.8761 | 2.5529 | 2.659 | 2.1819 | 2.2625
Portfolio Adjusted1-in-10AllOrange County2016June Monthly Peak | Portfolio Adjusted | 1-in-10 | All | Orange County | 2016 | June Monthly Peak | 6 | 137.3854 | 132.5964 | 128.0208 | 129.1751 | 140.6597 | 170.1699 | 198.0385 | 218.6869 | 234.8143 | 243.4016 | 252.656 | 255.9829 | 254.9321 | 252.9333 | 246.2967 | 233.5554 | 218.9604 | 203.747 | 192.8952 | 186.9678 | 182.2856 | 172.4597 | 159.1755 | 150.2658 | -0.38171 | -0.61605 | -0.3784 | -0.84462 | -0.98163 | -0.63689 | -1.0705 | -0.7848 | -0.69274 | -0.88847 | -1.3246 | -1.1653 | -0.19217 | 2.9285 | 11.1282 | 11.1362 | 10.7114 | 9.4914 | 2.75 | 0.18338 | -0.47402 | -0.34449 | -0.078309 | -0.42496 | 74.4702 | 72.9254 | 71.4954 | 70.3462 | 69.0555 | 68.146 | 67.9012 | 68.783 | 72.0127 | 76.9294 | 82.3133 | 86.9306 | 90.2169 | 92.7356 | 94.5052 | 95.1688 | 95.4883 | 94.8856 | 93.456 | 91.1929 | 87.2133 | 82.8609 | 80.1367 | 78.0661 | 5.5924 | 4.9683 | 4.197 | 2.472 | 2.7121 | 3.7676 | 3.3943 | 4.125 | 3.9473 | 3.6382 | 3.417 | 3.497 | 3.5725 | 3.6209 | 3.5332 | 3.2885 | 3.3038 | 3.3234 | 3.5937 | 2.9473 | 2.6117 | 2.7522 | 2.2619 | 2.3606
Portfolio Adjusted1-in-10AllOrange County2016July Monthly Peak | Portfolio Adjusted | 1-in-10 | All | Orange County | 2016 | July Monthly Peak | 7 | 142.9321 | 137.7067 | 133.4824 | 134.4011 | 146.4803 | 176.8966 | 204.993 | 225.1727 | 240.1258 | 248.3686 | 256.4354 | 258.2775 | 256.6019 | 254.8727 | 248.4222 | 236.2723 | 223.1887 | 208.4685 | 197.877 | 192.1475 | 186.9027 | 176.7876 | 163.2187 | 154.3595 | -0.97913 | -1.1863 | -0.79643 | -1.1378 | -1.2882 | -0.98692 | -1.4969 | -1.0562 | -0.86728 | -0.97905 | -1.4885 | -1.3673 | -0.43927 | 2.6608 | 10.9879 | 11.1108 | 10.7193 | 9.7088 | 3.0154 | 0.152 | -0.59886 | -0.51196 | -0.28379 | -0.62216 | 76.2125 | 75.1208 | 74.0132 | 72.9954 | 72.1598 | 71.6216 | 71.424 | 71.7724 | 74.8077 | 79.6763 | 84.4218 | 88.7852 | 91.7237 | 93.518 | 95.2845 | 95.7559 | 96.2086 | 95.0628 | 93.229 | 91.2536 | 88.0496 | 84.6335 | 82.2899 | 80.6171 | 5.8519 | 5.1897 | 4.4014 | 2.5869 | 2.8407 | 3.9392 | 3.5339 | 4.272 | 4.0601 | 3.734 | 3.4882 | 3.5488 | 3.6167 | 3.6698 | 3.5844 | 3.346 | 3.3871 | 3.4201 | 3.7079 | 3.0465 | 2.6934 | 2.8376 | 2.3328 | 2.4389
Portfolio Adjusted1-in-10AllOrange County2016August Monthly Peak | Portfolio Adjusted | 1-in-10 | All | Orange County | 2016 | August Monthly Peak | 8 | 146.1391 | 140.6773 | 136.3517 | 136.5426 | 149.7519 | 183.0335 | 215.5238 | 239.2058 | 258.6999 | 268.2408 | 279.1275 | 280.6868 | 278.9887 | 276.5983 | 269.0671 | 252.7375 | 235.1505 | 216.4543 | 204.1328 | 200.451 | 194.0531 | 181.9877 | 168.4675 | 159.5142 | -1.9415 | -2.0942 | -1.4623 | -1.5718 | -1.7466 | -1.5524 | -2.2199 | -1.5387 | -1.2049 | -1.181 | -1.8681 | -1.815 | -0.90001 | 2.39 | 11.4966 | 11.6233 | 10.9624 | 10.0766 | 3.4278 | 0.09846 | -0.8069 | -0.78541 | -0.62484 | -0.94608 | 79.2858 | 78.0931 | 77.1041 | 76.2438 | 75.643 | 75.0085 | 74.5851 | 74.7866 | 77.8748 | 82.1528 | 86.8558 | 91.6691 | 95.3709 | 98.246 | 99.7839 | 100.1391 | 99.6751 | 98.167 | 96.8103 | 94.12 | 90.1667 | 86.6576 | 84.1529 | 82.4095 | 6.1297 | 5.4316 | 4.6062 | 2.6925 | 2.9753 | 4.1757 | 3.8064 | 4.6494 | 4.4812 | 4.1316 | 3.8899 | 3.9512 | 4.0286 | 4.0802 | 3.9773 | 3.6669 | 3.6561 | 3.6381 | 3.9188 | 3.256 | 2.8649 | 2.9926 | 2.4668 | 2.5821
Portfolio Adjusted1-in-10AllOrange County2016September Monthly Peak | Portfolio Adjusted | 1-in-10 | All | Orange County | 2016 | September Monthly Peak | 9 | 145.6289 | 140.7072 | 135.7657 | 137.0267 | 150.4892 | 186.096 | 222.4647 | 246.3179 | 269.4655 | 280.3206 | 290.1114 | 291.1252 | 289.0329 | 287.402 | 278.9109 | 260.3201 | 241.5014 | 221.5735 | 211.0504 | 208.7138 | 197.8089 | 184.3921 | 170.2896 | 160.6148 | -2.3586 | -2.4938 | -1.7482 | -1.7662 | -1.9505 | -1.8226 | -2.593 | -1.7785 | -1.3824 | -1.2927 | -2.0581 | -2.0368 | -1.1304 | 2.2495 | 11.7275 | 11.85 | 11.1046 | 10.313 | 3.6921 | 0.074212 | -0.90787 | -0.9142 | -0.78335 | -1.0907 | 81.6788 | 80.3713 | 79.2271 | 78.5671 | 77.4718 | 76.5906 | 76.1672 | 76.2113 | 78.4603 | 82.9417 | 88.0968 | 93.4003 | 97.419 | 99.7947 | 100.9379 | 100.7449 | 100.2246 | 99.3477 | 97.5738 | 94.5838 | 90.9204 | 87.5806 | 84.9661 | 83.1001 | 6.2095 | 5.5227 | 4.6624 | 2.7468 | 3.0394 | 4.3159 | 3.9941 | 4.8669 | 4.7451 | 4.3891 | 4.1099 | 4.166 | 4.2428 | 4.3098 | 4.1911 | 3.8395 | 3.817 | 3.7859 | 4.1187 | 3.4464 | 2.9687 | 3.0824 | 2.5347 | 2.643
Portfolio Adjusted1-in-10AllOrange County2016October Monthly Peak | Portfolio Adjusted | 1-in-10 | All | Orange County | 2016 | October Monthly Peak | 10 | 119.6266 | 115.8183 | 112.8671 | 114.4873 | 125.9303 | 155.5515 | 187.6922 | 208.2076 | 224.685 | 231.6707 | 240.2728 | 244.6145 | 244.8401 | 243.5588 | 236.2292 | 220.1226 | 204.0286 | 193.4954 | 181.2793 | 174.4136 | 165.8879 | 154.4649 | 143.2573 | 134.5281 | -0.47206 | -0.66991 | -0.43106 | -0.81186 | -0.9444 | -0.66409 | -1.1167 | -0.813 | -0.70549 | -0.86503 | -1.2984 | -1.1656 | -0.25183 | 2.7404 | 10.6089 | 10.4543 | 9.9288 | 9.0132 | 2.6355 | 0.16158 | -0.4601 | -0.34834 | -0.12169 | -0.42684 | 76.2146 | 75.7554 | 75.3239 | 73.7478 | 72.8184 | 72.1554 | 71.3997 | 71.0361 | 72.0928 | 75.4786 | 79.8346 | 84.5698 | 88.3685 | 91.444 | 93.0148 | 93.5495 | 92.9657 | 91.3308 | 88.9926 | 85.8042 | 82.19 | 79.6558 | 77.9907 | 76.4185 | 4.8737 | 4.3434 | 3.7034 | 2.1928 | 2.4302 | 3.4469 | 3.2197 | 3.9307 | 3.7804 | 3.4659 | 3.2523 | 3.3446 | 3.434 | 3.4897 | 3.3917 | 3.1021 | 3.0812 | 3.1589 | 3.3802 | 2.7518 | 2.3788 | 2.4672 | 2.0374 | 2.1152
Portfolio Adjusted1-in-10AllOrange County2016November Monthly Peak | Portfolio Adjusted | 1-in-10 | All | Orange County | 2016 | November Monthly Peak | 11 | 121.4482 | 117.8555 | 114.1038 | 114.2932 | 125.2943 | 153.0465 | 181.2519 | 198.4792 | 210.9353 | 217.6276 | 223.4859 | 226.5319 | 226.3151 | 225.4428 | 217.4287 | 202.6513 | 189.009 | 182.7829 | 172.3662 | 166.179 | 159.8187 | 150.3455 | 139.0287 | 130.5138 | 2.0057 | 1.6686 | 1.2905 | 0.29638 | 0.20334 | 0.75891 | 0.6491 | 0.32415 | 0.038931 | -0.49362 | -0.57676 | -0.23517 | 0.85676 | 3.8262 | 10.8039 | 10.2921 | 10.0447 | 8.5253 | 1.6548 | 0.31239 | 0.041528 | 0.33968 | 0.75287 | 0.37455 | 63.6444 | 62.6408 | 62.0812 | 61.0053 | 59.772 | 58.7944 | 59.0343 | 59.4168 | 61.5279 | 65.5914 | 70.8771 | 75.3632 | 78.2243 | 79.8907 | 80.8779 | 80.8831 | 79.8158 | 77.4374 | 74.6419 | 72.1916 | 70.0884 | 68.2808 | 66.726 | 66.0317 | 5.3168 | 4.7493 | 4.0231 | 2.3523 | 2.5982 | 3.6442 | 3.3411 | 4.0264 | 3.8136 | 3.4985 | 3.2506 | 3.3283 | 3.4109 | 3.4709 | 3.3545 | 3.0688 | 3.0672 | 3.2065 | 3.4536 | 2.8173 | 2.4626 | 2.5804 | 2.1247 | 2.205
Portfolio Adjusted1-in-10AllOrange County2016December Monthly Peak | Portfolio Adjusted | 1-in-10 | All | Orange County | 2016 | December Monthly Peak | 12 | 120.6928 | 116.238 | 113.413 | 114.8333 | 126.184 | 153.8946 | 185.7043 | 201.3077 | 212.4036 | 211.0018 | 209.9701 | 206.1239 | 200.7937 | 195.8381 | 188.0952 | 175.2874 | 165.8072 | 163.4439 | 156.6634 | 154.1505 | 149.7279 | 142.6683 | 133.9655 | 126.691 | 1.9932 | 1.6457 | 1.2827 | 0.29779 | 0.20478 | 0.76311 | 0.66504 | 0.32877 | 0.039202 | -0.4786 | -0.54188 | -0.21399 | 0.76015 | 3.3238 | 9.3464 | 8.9024 | 8.8116 | 7.6233 | 1.504 | 0.28978 | 0.038906 | 0.32233 | 0.72546 | 0.36358 | 44.0584 | 43.4354 | 42.7632 | 42.786 | 42.3156 | 41.5338 | 41.4974 | 41.4516 | 42.2959 | 44.2704 | 46.5905 | 48.6176 | 49.6195 | 50.1483 | 50.6995 | 51.0909 | 50.543 | 49.2546 | 47.4369 | 46.4359 | 45.647 | 44.7733 | 44.1445 | 43.5818 | 5.2837 | 4.6842 | 3.9988 | 2.3634 | 2.6166 | 3.6644 | 3.4231 | 4.0838 | 3.8402 | 3.392 | 3.054 | 3.0284 | 3.0262 | 3.0151 | 2.902 | 2.6544 | 2.6907 | 2.8672 | 3.139 | 2.6134 | 2.3071 | 2.4486 | 2.0473 | 2.1405
Portfolio Adjusted1-in-10AllOrange County2016Typical Event Day | Portfolio Adjusted | 1-in-10 | All | Orange County | 2016 | Typical Event Day | 8 | 144.5621 | 139.2088 | 134.9395 | 135.2412 | 148.3141 | 180.9468 | 212.6516 | 235.2049 | 253.5211 | 262.6447 | 273.0718 | 274.6396 | 272.9765 | 270.8133 | 263.4597 | 247.7535 | 230.6859 | 212.6368 | 200.5527 | 197.0371 | 191.0605 | 179.5994 | 166.2913 | 157.5543 | -1.4135 | -1.5964 | -1.0972 | -1.3323 | -1.4979 | -1.2484 | -1.8428 | -1.2896 | -1.0362 | -1.0904 | -1.6954 | -1.6004 | -0.65531 | 2.6056 | 11.4729 | 11.534 | 10.9315 | 9.9011 | 3.1979 | 0.12899 | -0.69509 | -0.6361 | -0.43817 | -0.77124 | 77.9118 | 76.6277 | 75.46 | 74.5381 | 73.5825 | 72.8417 | 72.5194 | 72.8883 | 75.7889 | 80.425 | 85.4219 | 90.1963 | 93.6826 | 96.0736 | 97.6279 | 97.9522 | 97.8991 | 96.8658 | 95.2673 | 92.7876 | 89.0875 | 85.4332 | 82.8864 | 81.0482 | 5.971 | 5.2928 | 4.4889 | 2.6261 | 2.9017 | 4.0651 | 3.6983 | 4.5018 | 4.3245 | 3.9836 | 3.7474 | 3.8071 | 3.8816 | 3.9338 | 3.835 | 3.5397 | 3.5319 | 3.5194 | 3.7913 | 3.1517 | 2.7776 | 2.9083 | 2.3977 | 2.5115
Portfolio Adjusted1-in-10AllOrange County2017January Monthly Peak | Portfolio Adjusted | 1-in-10 | All | Orange County | 2017 | January Monthly Peak | 1 | 124.4708 | 119.0088 | 116.4256 | 117.7368 | 130.2725 | 162.2931 | 199.3248 | 219.0155 | 231.7617 | 229.327 | 228.0183 | 224.5059 | 219.5659 | 213.9999 | 205.0535 | 190.1287 | 178.1133 | 174.1232 | 168.2295 | 166.4317 | 160.9929 | 153.2498 | 143.4958 | 134.7962 | 2.0556 | 1.6849 | 1.3167 | 0.30531 | 0.21142 | 0.80476 | 0.71382 | 0.35769 | 0.042775 | -0.52016 | -0.58845 | -0.23307 | 0.83121 | 3.632 | 10.189 | 9.6561 | 9.4656 | 8.1214 | 1.6151 | 0.31287 | 0.041833 | 0.34624 | 0.77706 | 0.38684 | 42.1177 | 42.0476 | 41.3269 | 40.6886 | 40.1794 | 39.7875 | 39.5012 | 39.2183 | 39.808 | 42.1317 | 44.291 | 46.3631 | 47.7766 | 48.8442 | 49.8751 | 50.1697 | 49.616 | 48.3268 | 46.527 | 45.7999 | 45.1389 | 45.0413 | 44.7506 | 44.3293 | 5.4491 | 4.7958 | 4.105 | 2.4232 | 2.7014 | 3.8644 | 3.6742 | 4.443 | 4.1901 | 3.6866 | 3.3166 | 3.2985 | 3.3091 | 3.2948 | 3.1636 | 2.8791 | 2.8904 | 3.0546 | 3.3708 | 2.8216 | 2.4807 | 2.6302 | 2.193 | 2.2774
Portfolio Adjusted1-in-10AllOrange County2017February Monthly Peak | Portfolio Adjusted | 1-in-10 | All | Orange County | 2017 | February Monthly Peak | 2 | 118.2089 | 113.6642 | 111.1055 | 112.8451 | 124.5908 | 153.885 | 186.8849 | 203.6751 | 214.452 | 214.3035 | 215.3418 | 214.747 | 211.8095 | 208.4672 | 200.6207 | 187.0304 | 174.9868 | 170.4232 | 162.8737 | 159.6803 | 154.3007 | 146.9174 | 137.2298 | 129.1336 | 1.9522 | 1.6093 | 1.2566 | 0.29263 | 0.2022 | 0.76307 | 0.66927 | 0.33264 | 0.03958 | -0.48608 | -0.55574 | -0.22294 | 0.80185 | 3.5381 | 9.9687 | 9.4987 | 9.2995 | 7.9488 | 1.5637 | 0.30017 | 0.040094 | 0.33193 | 0.74313 | 0.37059 | 47.9892 | 47.7732 | 47.4869 | 46.9758 | 46.4612 | 46.0709 | 45.4591 | 46.1862 | 47.0754 | 50.578 | 53.6154 | 56.9628 | 58.9856 | 59.9086 | 60.6208 | 60.8563 | 59.4676 | 58.4546 | 56.6506 | 54.6884 | 53.586 | 52.2715 | 51.1518 | 49.5849 | 5.175 | 4.5804 | 3.9174 | 2.3225 | 2.5836 | 3.6642 | 3.4449 | 4.1318 | 3.8772 | 3.4451 | 3.1322 | 3.1551 | 3.1922 | 3.2096 | 3.0952 | 2.8322 | 2.8396 | 2.9897 | 3.2635 | 2.7072 | 2.3776 | 2.5216 | 2.0972 | 2.1817
Portfolio Adjusted1-in-10AllOrange County2017March Monthly Peak | Portfolio Adjusted | 1-in-10 | All | Orange County | 2017 | March Monthly Peak | 3 | 120.1523 | 115.5912 | 112.5168 | 113.7394 | 123.567 | 151.8401 | 178.9108 | 196.9328 | 209.3025 | 214.6309 | 221.0626 | 224.0488 | 224.6664 | 225.7996 | 218.6919 | 205.6163 | 191.0524 | 178.2755 | 167.4685 | 166.3272 | 161.586 | 152.8743 | 140.9366 | 131.8182 | 1.9843 | 1.6365 | 1.2725 | 0.29495 | 0.20054 | 0.75292 | 0.64071 | 0.32163 | 0.03863 | -0.48683 | -0.5705 | -0.23259 | 0.85052 | 3.8323 | 10.8667 | 10.4427 | 10.1533 | 8.315 | 1.6078 | 0.31267 | 0.041987 | 0.34539 | 0.76321 | 0.37829 | 61.5329 | 60.0303 | 58.8322 | 58.4264 | 57.0383 | 56.1355 | 55.6221 | 56.4566 | 59.9535 | 64.5568 | 69.5198 | 74.2033 | 77.4815 | 79.1379 | 79.8514 | 80.5415 | 80.481 | 79.5145 | 76.8471 | 73.2663 | 70.2189 | 67.1202 | 64.7072 | 62.8102 | 5.2601 | 4.6581 | 3.9672 | 2.3409 | 2.5624 | 3.6155 | 3.2979 | 3.9951 | 3.7841 | 3.4504 | 3.2154 | 3.2918 | 3.386 | 3.4764 | 3.374 | 3.1136 | 3.1003 | 3.1274 | 3.3555 | 2.8198 | 2.4899 | 2.6238 | 2.1539 | 2.2271
Portfolio Adjusted1-in-10AllOrange County2017April Monthly Peak | Portfolio Adjusted | 1-in-10 | All | Orange County | 2017 | April Monthly Peak | 4 | 4.6301 | 4.4441 | 4.3309 | 4.3298 | 4.5533 | 5.2281 | 5.8536 | 6.4815 | 7.3904 | 8.1664 | 8.8121 | 9.2013 | 9.4844 | 9.7092 | 9.7225 | 9.4014 | 8.8313 | 8.0274 | 7.2108 | 7.1611 | 6.8708 | 6.2468 | 5.6117 | 5.1067 | 0.0042751 | 0.00070403 | 0.0014637 | -0.0068342 | -0.0084801 | -0.0031429 | -0.0079121 | -0.0064399 | -0.0066929 | -0.010784 | -0.015484 | -0.012557 | 0.0016361 | 0.045844 | 0.26244 | 0.25777 | 0.24531 | 0.21491 | 0.033347 | 0.003094 | -0.0044686 | -0.0019481 | 0.0023074 | -0.0025441 | 71.3427 | 69.5609 | 67.9782 | 66.3527 | 65.374 | 64.7154 | 64.1619 | 64.2515 | 67.2939 | 72.8231 | 78.729 | 84.1404 | 87.779 | 89.7626 | 90.3892 | 90.8451 | 90.8172 | 89.9729 | 88.321 | 84.6626 | 79.7168 | 75.8002 | 73.2087 | 71.2039 | 0.089622 | 0.080598 | 0.072346 | 0.056579 | 0.061736 | 0.079984 | 0.095606 | 0.11117 | 0.11748 | 0.11854 | 0.1201 | 0.12594 | 0.13481 | 0.1474 | 0.15523 | 0.16278 | 0.16648 | 0.1528 | 0.13663 | 0.10287 | 0.090064 | 0.078141 | 0.063231 | 0.056839
Portfolio Adjusted1-in-10AllOrange County2017May Monthly Peak | Portfolio Adjusted | 1-in-10 | All | Orange County | 2017 | May Monthly Peak | 5 | 4.7868 | 4.5953 | 4.4632 | 4.452 | 4.7069 | 5.3701 | 5.8784 | 6.7666 | 7.8372 | 8.749 | 9.4664 | 9.8718 | 10.1188 | 10.2924 | 10.2691 | 9.9068 | 9.3242 | 8.4773 | 7.58 | 7.2917 | 7.1846 | 6.4993 | 5.8345 | 5.3066 | -0.0045534 | -0.007738 | -0.0046946 | -0.011125 | -0.013034 | -0.0084363 | -0.014518 | -0.010876 | -0.0097764 | -0.01274 | -0.018938 | -0.016652 | -0.0025142 | 0.043148 | 0.27263 | 0.2682 | 0.25479 | 0.22611 | 0.038174 | 0.0026132 | -0.0065418 | -0.0046164 | -0.00086846 | -0.005661 | 71.935 | 70.5924 | 68.9788 | 68.241 | 67.5989 | 66.7344 | 66.3417 | 66.7458 | 70.7359 | 76.9688 | 82.3874 | 86.646 | 89.2355 | 91.1235 | 92.5298 | 93.3759 | 93.4375 | 92.2055 | 90.0954 | 87.3557 | 83.9138 | 80.1288 | 77.2924 | 75.1837 | 0.092044 | 0.082739 | 0.073827 | 0.057198 | 0.062589 | 0.081232 | 0.09636 | 0.11246 | 0.11879 | 0.11973 | 0.12106 | 0.12689 | 0.13564 | 0.14803 | 0.15575 | 0.16308 | 0.16676 | 0.15315 | 0.13724 | 0.10326 | 0.090596 | 0.078831 | 0.063829 | 0.057649
Portfolio Adjusted1-in-10AllOrange County2017June Monthly Peak | Portfolio Adjusted | 1-in-10 | All | Orange County | 2017 | June Monthly Peak | 6 | 5.0058 | 4.8014 | 4.6545 | 4.6483 | 4.9004 | 5.5217 | 6.0609 | 6.9825 | 8.0293 | 8.9507 | 9.7206 | 10.174 | 10.4529 | 10.6457 | 10.6663 | 10.3569 | 9.7614 | 8.8952 | 7.9604 | 7.4946 | 7.3821 | 6.769 | 6.0622 | 5.5112 | -0.0054893 | -0.0088594 | -0.0054418 | -0.012146 | -0.014117 | -0.009159 | -0.015395 | -0.011286 | -0.0099623 | -0.012777 | -0.019049 | -0.016759 | -0.0027636 | 0.042114 | 0.2777 | 0.27586 | 0.26329 | 0.23477 | 0.039547 | 0.0026371 | -0.0068169 | -0.0049541 | -0.0011262 | -0.0061113 | 72.8488 | 71.5524 | 70.2406 | 69.177 | 67.9358 | 67.1024 | 66.9753 | 68.1068 | 71.2852 | 76.0518 | 81.145 | 85.4617 | 88.4109 | 90.5954 | 92.1213 | 92.7005 | 93.0377 | 92.4275 | 91.0819 | 88.8774 | 84.9499 | 80.9203 | 78.372 | 76.4285 | 0.09624 | 0.086521 | 0.076808 | 0.058627 | 0.064049 | 0.082838 | 0.097306 | 0.11309 | 0.11909 | 0.11994 | 0.12131 | 0.12707 | 0.13576 | 0.14811 | 0.15595 | 0.16357 | 0.16742 | 0.15387 | 0.13815 | 0.10393 | 0.091165 | 0.079667 | 0.064543 | 0.058571
Portfolio Adjusted1-in-10AllOrange County2017July Monthly Peak | Portfolio Adjusted | 1-in-10 | All | Orange County | 2017 | July Monthly Peak | 7 | 5.2559 | 5.0227 | 4.8701 | 4.845 | 5.1074 | 5.796 | 6.4317 | 7.396 | 8.4812 | 9.457 | 10.2166 | 10.6308 | 10.8682 | 11.0384 | 11.0463 | 10.75 | 10.2097 | 9.3259 | 8.3385 | 7.8006 | 7.6892 | 7.0546 | 6.3483 | 5.7605 | -0.014081 | -0.01706 | -0.011453 | -0.016363 | -0.018525 | -0.014193 | -0.021527 | -0.01519 | -0.012472 | -0.01408 | -0.021406 | -0.019664 | -0.0063172 | 0.038265 | 0.28165 | 0.28151 | 0.26993 | 0.24396 | 0.043364 | 0.0021859 | -0.0086121 | -0.0073625 | -0.0040811 | -0.0089472 | 75.0724 | 74.1061 | 73.1434 | 72.315 | 71.5799 | 71.1053 | 70.9084 | 71.2621 | 74.1838 | 78.8305 | 83.368 | 87.2571 | 89.7264 | 91.3228 | 92.9354 | 93.4278 | 94.0368 | 92.9642 | 91.0474 | 88.9715 | 85.8278 | 82.7035 | 80.5682 | 79.0313 | 0.099199 | 0.088997 | 0.078956 | 0.059408 | 0.064936 | 0.084173 | 0.097865 | 0.11369 | 0.11928 | 0.11993 | 0.12108 | 0.12669 | 0.13526 | 0.14753 | 0.1553 | 0.16285 | 0.16678 | 0.15342 | 0.13802 | 0.10396 | 0.091169 | 0.079899 | 0.064754 | 0.058983
Portfolio Adjusted1-in-10AllOrange County2017August Monthly Peak | Portfolio Adjusted | 1-in-10 | All | Orange County | 2017 | August Monthly Peak | 8 | 5.3694 | 5.1316 | 4.9797 | 4.9455 | 5.2038 | 5.9898 | 6.7235 | 7.6782 | 8.9271 | 10.0176 | 10.9328 | 11.4064 | 11.6712 | 11.8203 | 11.7966 | 11.4203 | 10.7503 | 9.7224 | 8.6201 | 8.2282 | 7.9926 | 7.2328 | 6.5075 | 5.9027 | -0.027921 | -0.030116 | -0.021029 | -0.022604 | -0.025117 | -0.022324 | -0.031924 | -0.022128 | -0.017327 | -0.016984 | -0.026864 | -0.026101 | -0.012943 | 0.03437 | 0.29665 | 0.29617 | 0.27961 | 0.25398 | 0.049294 | 0.0014159 | -0.011604 | -0.011295 | -0.0089857 | -0.013605 | 77.6806 | 76.7242 | 75.8837 | 75.2117 | 74.67 | 74.0577 | 73.7126 | 73.9531 | 76.7975 | 80.9593 | 85.3091 | 89.7355 | 93.1536 | 95.7658 | 97.0895 | 97.3712 | 97.1069 | 95.7297 | 94.4294 | 91.717 | 87.7437 | 84.4189 | 82.0874 | 80.4665 | 0.10307 | 0.092367 | 0.081801 | 0.060973 | 0.066824 | 0.087259 | 0.10114 | 0.11804 | 0.12386 | 0.12418 | 0.12524 | 0.13088 | 0.13955 | 0.15187 | 0.15956 | 0.16676 | 0.1705 | 0.15675 | 0.14118 | 0.1067 | 0.093494 | 0.082048 | 0.066564 | 0.060863
Portfolio Adjusted1-in-10AllOrange County2017September Monthly Peak | Portfolio Adjusted | 1-in-10 | All | Orange County | 2017 | September Monthly Peak | 9 | 5.3739 | 5.1507 | 4.99 | 4.9751 | 5.2399 | 6.0966 | 7.0346 | 7.846 | 9.175 | 10.3088 | 11.2259 | 11.6684 | 11.9132 | 12.0911 | 12.0641 | 11.653 | 10.9352 | 9.8413 | 8.7747 | 8.6 | 7.9978 | 7.242 | 6.5305 | 5.9296 | -0.033919 | -0.035863 | -0.025141 | -0.025399 | -0.028049 | -0.026211 | -0.037289 | -0.025576 | -0.01988 | -0.01859 | -0.029597 | -0.029291 | -0.016255 | 0.03235 | 0.30219 | 0.30169 | 0.28339 | 0.25826 | 0.053096 | 0.0010672 | -0.013056 | -0.013147 | -0.011265 | -0.015685 | 80.0435 | 78.8085 | 77.7225 | 77.1467 | 76.2024 | 75.4682 | 75.1141 | 75.1892 | 77.4449 | 81.8145 | 86.6038 | 91.6464 | 95.5154 | 97.8977 | 98.9546 | 98.8717 | 98.3788 | 97.3691 | 95.5987 | 92.6861 | 89.0565 | 85.6984 | 83.2312 | 81.4265 | 0.104 | 0.093431 | 0.082406 | 0.061407 | 0.067347 | 0.088576 | 0.1025 | 0.1197 | 0.12572 | 0.12584 | 0.12653 | 0.13209 | 0.14068 | 0.15297 | 0.16047 | 0.16731 | 0.17098 | 0.15724 | 0.14215 | 0.10777 | 0.094025 | 0.082621 | 0.067002 | 0.061332
Portfolio Adjusted1-in-10AllOrange County2017October Monthly Peak | Portfolio Adjusted | 1-in-10 | All | Orange County | 2017 | October Monthly Peak | 10 | 4.7117 | 4.5351 | 4.414 | 4.4162 | 4.6468 | 5.3653 | 6.2785 | 6.8243 | 7.7596 | 8.6343 | 9.3873 | 9.8571 | 10.1687 | 10.3675 | 10.366 | 10.0288 | 9.3714 | 8.4983 | 7.9239 | 7.5811 | 7.0169 | 6.3855 | 5.7672 | 5.2344 | -0.0067886 | -0.0096339 | -0.006199 | -0.011675 | -0.013581 | -0.0095502 | -0.016059 | -0.011692 | -0.010146 | -0.01244 | -0.018672 | -0.016762 | -0.0036216 | 0.03941 | 0.26769 | 0.26393 | 0.24921 | 0.22385 | 0.0379 | 0.0023236 | -0.0066166 | -0.0050095 | -0.0017501 | -0.0061384 | 74.9083 | 74.4335 | 73.9235 | 72.6024 | 71.7823 | 71.2047 | 70.6711 | 70.3707 | 71.4511 | 74.8083 | 78.9956 | 83.4652 | 87.0666 | 89.7652 | 91.1342 | 91.5855 | 90.9057 | 89.1541 | 86.6845 | 83.4006 | 80.0989 | 77.8832 | 76.3566 | 74.9761 | 0.087743 | 0.079221 | 0.071322 | 0.056229 | 0.061606 | 0.079829 | 0.095971 | 0.11153 | 0.11784 | 0.11875 | 0.12023 | 0.12608 | 0.13487 | 0.14728 | 0.15511 | 0.16262 | 0.16633 | 0.15296 | 0.13687 | 0.10269 | 0.089729 | 0.077624 | 0.062909 | 0.056542
Portfolio Adjusted1-in-10AllOrange County2017November Monthly Peak | Portfolio Adjusted | 1-in-10 | All | Orange County | 2017 | November Monthly Peak | 11 | 4.4799 | 4.3529 | 4.2669 | 4.2638 | 4.4963 | 5.186 | 5.7747 | 6.2676 | 6.9978 | 7.5984 | 8.0366 | 8.291 | 8.4382 | 8.5216 | 8.4239 | 8.0459 | 7.6258 | 7.5895 | 7.0127 | 6.6035 | 6.2357 | 5.7484 | 5.2289 | 4.8126 | 0.028844 | 0.023996 | 0.018558 | 0.0042623 | 0.0029242 | 0.010914 | 0.0093346 | 0.0046616 | 0.00055987 | -0.0070988 | -0.0082943 | -0.003382 | 0.012321 | 0.055024 | 0.24234 | 0.2324 | 0.22528 | 0.20458 | 0.023797 | 0.0044925 | 0.00059721 | 0.0048848 | 0.010827 | 0.0053863 | 62.9103 | 61.8956 | 61.2491 | 60.1329 | 59.0111 | 58.1917 | 58.2673 | 58.7037 | 60.94 | 65.0701 | 70.0796 | 74.2759 | 76.9125 | 78.5464 | 79.4822 | 79.444 | 78.2971 | 75.9065 | 73.2601 | 70.8349 | 68.8133 | 67.1031 | 65.5325 | 64.7848 | 0.092798 | 0.083792 | 0.074703 | 0.057403 | 0.062852 | 0.081439 | 0.096547 | 0.11192 | 0.1177 | 0.11858 | 0.11984 | 0.12559 | 0.1343 | 0.14669 | 0.15441 | 0.16191 | 0.16569 | 0.15264 | 0.1368 | 0.10273 | 0.089905 | 0.07815 | 0.063317 | 0.057096
Portfolio Adjusted1-in-10AllOrange County2017December Monthly Peak | Portfolio Adjusted | 1-in-10 | All | Orange County | 2017 | December Monthly Peak | 12 | 4.5972 | 4.4633 | 4.399 | 4.4306 | 4.7012 | 5.4341 | 6.3182 | 6.6751 | 7.2315 | 7.5731 | 7.6893 | 7.5632 | 7.3734 | 7.1897 | 6.9867 | 6.6178 | 6.4945 | 6.7472 | 6.3903 | 6.191 | 5.9206 | 5.5836 | 5.2046 | 4.8698 | 0.029574 | 0.024417 | 0.019031 | 0.0044183 | 0.0030384 | 0.011322 | 0.0098673 | 0.004878 | 0.00058165 | -0.007101 | -0.0080399 | -0.0031749 | 0.011278 | 0.049315 | 0.20787 | 0.19837 | 0.19745 | 0.18491 | 0.022316 | 0.0042995 | 0.00057725 | 0.0047825 | 0.010764 | 0.0053944 | 43.326 | 42.7022 | 42.0049 | 41.8267 | 41.3098 | 40.5061 | 40.5772 | 40.6436 | 41.5496 | 43.4608 | 45.7256 | 47.6632 | 48.697 | 49.0847 | 49.4904 | 49.6976 | 49.1532 | 47.8686 | 46.1747 | 45.253 | 44.4767 | 43.6578 | 43.0403 | 42.5395 | 0.094771 | 0.085129 | 0.076228 | 0.058613 | 0.064241 | 0.083313 | 0.098871 | 0.11437 | 0.1199 | 0.11988 | 0.12068 | 0.12598 | 0.13442 | 0.14676 | 0.15475 | 0.1627 | 0.1667 | 0.15345 | 0.13728 | 0.10318 | 0.090416 | 0.078544 | 0.063843 | 0.057624
Portfolio Adjusted1-in-10AllOrange County2017Typical Event Day | Portfolio Adjusted | 1-in-10 | All | Orange County | 2017 | Typical Event Day | 8 | 5.3042 | 5.0723 | 4.9251 | 4.8942 | 5.1512 | 5.9232 | 6.6404 | 7.5487 | 8.7349 | 9.7746 | 10.6458 | 11.1005 | 11.3619 | 11.5127 | 11.4918 | 11.1308 | 10.4859 | 9.4863 | 8.4264 | 8.0548 | 7.8471 | 7.1166 | 6.4074 | 5.8189 | -0.020327 | -0.022958 | -0.015778 | -0.01916 | -0.02154 | -0.017953 | -0.026501 | -0.018546 | -0.014902 | -0.015681 | -0.024381 | -0.023015 | -0.009424 | 0.037471 | 0.29254 | 0.29122 | 0.27581 | 0.24843 | 0.045988 | 0.001855 | -0.0099961 | -0.0091477 | -0.0063012 | -0.011091 | 76.4113 | 75.2978 | 74.2476 | 73.4626 | 72.597 | 71.9334 | 71.6776 | 72.1278 | 74.9279 | 79.414 | 84.1065 | 88.5252 | 91.7016 | 93.8954 | 95.2752 | 95.5928 | 95.64 | 94.6226 | 93.0393 | 90.563 | 86.8945 | 83.4353 | 81.0647 | 79.3382 | 0.10088 | 0.090456 | 0.080195 | 0.060055 | 0.065809 | 0.085772 | 0.099688 | 0.11615 | 0.12191 | 0.12235 | 0.12347 | 0.12908 | 0.13769 | 0.14996 | 0.15765 | 0.1649 | 0.16863 | 0.15499 | 0.13943 | 0.1053 | 0.092295 | 0.080901 | 0.065626 | 0.059916
Portfolio Adjusted1-in-10AllOrange County2018January Monthly Peak | Portfolio Adjusted | 1-in-10 | All | Orange County | 2018 | January Monthly Peak | 1 | 4.6509 | 4.5112 | 4.429 | 4.4716 | 4.7651 | 5.5363 | 6.5889 | 7.0501 | 7.6766 | 7.97 | 8.0671 | 7.9024 | 7.6959 | 7.507 | 7.2954 | 6.8987 | 6.625 | 6.8617 | 6.5435 | 6.3577 | 6.0612 | 5.7552 | 5.3362 | 4.9999 | 0.0305 | 0.024999 | 0.019536 | 0.00453 | 0.0031368 | 0.01194 | 0.010591 | 0.0053071 | 0.00063466 | -0.0077177 | -0.008731 | -0.0034581 | 0.012333 | 0.053888 | 0.22135 | 0.2106 | 0.20634 | 0.19164 | 0.023963 | 0.004642 | 0.00062068 | 0.0051372 | 0.011529 | 0.0057396 | 41.0788 | 41.011 | 40.2679 | 39.6048 | 39.1086 | 38.7208 | 38.339 | 38.0853 | 38.7204 | 41.174 | 43.3468 | 45.3525 | 46.841 | 47.8665 | 48.8853 | 49.1896 | 48.6797 | 47.4282 | 45.7024 | 44.8958 | 44.1554 | 43.9698 | 43.6491 | 43.1851 | 0.09793 | 0.087557 | 0.078592 | 0.060566 | 0.066542 | 0.087058 | 0.10356 | 0.12033 | 0.12592 | 0.12551 | 0.12614 | 0.13165 | 0.14041 | 0.15312 | 0.1613 | 0.16935 | 0.17341 | 0.15963 | 0.14307 | 0.1077 | 0.094322 | 0.082121 | 0.066738 | 0.060262
Portfolio Adjusted1-in-10AllOrange County2018February Monthly Peak | Portfolio Adjusted | 1-in-10 | All | Orange County | 2018 | February Monthly Peak | 2 | 4.4794 | 4.3501 | 4.2692 | 4.3174 | 4.5794 | 5.2655 | 6.148 | 6.5617 | 7.1501 | 7.4965 | 7.7029 | 7.696 | 7.6649 | 7.6122 | 7.4811 | 7.1134 | 6.7554 | 6.7547 | 6.6174 | 6.3396 | 6.0267 | 5.6345 | 5.1842 | 4.8287 | 0.028965 | 0.023877 | 0.018644 | 0.0043418 | 0.003 | 0.011322 | 0.00993 | 0.0049354 | 0.00058726 | -0.0072121 | -0.0082456 | -0.0033077 | 0.011897 | 0.052495 | 0.22202 | 0.21241 | 0.20655 | 0.18786 | 0.0232 | 0.0044537 | 0.00059488 | 0.0049249 | 0.011026 | 0.0054984 | 47.4454 | 47.0845 | 46.701 | 46.1111 | 45.6276 | 45.3019 | 44.6869 | 45.1845 | 46.2251 | 49.6112 | 52.5919 | 55.7553 | 57.6785 | 58.6615 | 59.3166 | 59.5608 | 58.3065 | 57.3029 | 55.5248 | 53.643 | 52.4379 | 51.1311 | 50.0681 | 48.6406 | 0.093077 | 0.08353 | 0.074925 | 0.057795 | 0.063452 | 0.082735 | 0.098145 | 0.11376 | 0.11902 | 0.11897 | 0.11979 | 0.12526 | 0.13376 | 0.146 | 0.15379 | 0.16144 | 0.16526 | 0.15219 | 0.13641 | 0.10263 | 0.089886 | 0.078321 | 0.063612 | 0.057484
Portfolio Adjusted1-in-10AllOrange County2018March Monthly Peak | Portfolio Adjusted | 1-in-10 | All | Orange County | 2018 | March Monthly Peak | 3 | 4.5335 | 4.3689 | 4.2635 | 4.2815 | 4.5143 | 5.1716 | 5.9207 | 6.3672 | 7.0067 | 7.5498 | 7.9933 | 8.2045 | 8.366 | 8.51 | 8.4848 | 8.1984 | 7.7132 | 7.1347 | 6.6993 | 6.7419 | 6.4073 | 5.9052 | 5.3397 | 4.9107 | 0.029441 | 0.024281 | 0.018881 | 0.0043762 | 0.0029754 | 0.011171 | 0.0095063 | 0.004772 | 0.00057316 | -0.0072231 | -0.0084646 | -0.003451 | 0.012619 | 0.05686 | 0.24733 | 0.23966 | 0.23098 | 0.19723 | 0.023855 | 0.0046391 | 0.00062297 | 0.0051246 | 0.011324 | 0.0056128 | 60.4012 | 58.9953 | 58.042 | 57.7085 | 56.5479 | 55.5771 | 55.0459 | 55.8123 | 59.1821 | 63.6519 | 68.4491 | 72.895 | 76.0647 | 77.6957 | 78.3672 | 79.0357 | 78.8548 | 77.7561 | 75.223 | 71.7706 | 68.7934 | 65.9224 | 63.6691 | 61.94 | 0.094012 | 0.084366 | 0.075389 | 0.05782 | 0.063112 | 0.082087 | 0.096756 | 0.11238 | 0.11802 | 0.11864 | 0.11989 | 0.12562 | 0.13436 | 0.14685 | 0.15455 | 0.16201 | 0.16571 | 0.15228 | 0.13646 | 0.10298 | 0.090273 | 0.078837 | 0.06385 | 0.057721
Portfolio Adjusted1-in-10AllOrange County2018April Monthly Peak | Portfolio Adjusted | 1-in-10 | All | Orange County | 2018 | April Monthly Peak | 4 | 7.2665 | 6.9832 | 6.7997 | 6.8209 | 7.2615 | 8.5766 | 9.8155 | 10.8943 | 12.1353 | 13.0684 | 13.9025 | 14.3766 | 14.6833 | 14.9309 | 14.782 | 14.1393 | 13.2156 | 12.0873 | 11.0135 | 10.9127 | 10.4896 | 9.64 | 8.737 | 8.0287 | 0.010787 | 0.0017764 | 0.0036931 | -0.017244 | -0.021397 | -0.00793 | -0.019963 | -0.016249 | -0.016887 | -0.02721 | -0.039069 | -0.031682 | 0.0041281 | 0.11567 | 0.50137 | 0.49204 | 0.46914 | 0.40763 | 0.084139 | 0.0078068 | -0.011275 | -0.0049154 | 0.0058219 | -0.0064193 | 71.363 | 69.5768 | 67.9907 | 66.3611 | 65.3834 | 64.7235 | 64.1673 | 64.2585 | 67.3037 | 72.8366 | 78.7532 | 84.1751 | 87.8187 | 89.8022 | 90.4313 | 90.8902 | 90.8622 | 90.0181 | 88.3677 | 84.7107 | 79.7625 | 75.8424 | 73.2464 | 71.236 | 0.1899 | 0.16886 | 0.14543 | 0.093044 | 0.1017 | 0.13982 | 0.14131 | 0.16936 | 0.16954 | 0.16314 | 0.15956 | 0.16582 | 0.17463 | 0.18602 | 0.19003 | 0.19081 | 0.1934 | 0.1823 | 0.17405 | 0.13709 | 0.12009 | 0.11441 | 0.093229 | 0.090994
Portfolio Adjusted1-in-10AllOrange County2018May Monthly Peak | Portfolio Adjusted | 1-in-10 | All | Orange County | 2018 | May Monthly Peak | 5 | 7.5456 | 7.2537 | 7.0338 | 7.0452 | 7.5492 | 8.875 | 10.0168 | 11.4166 | 12.8767 | 13.9827 | 14.886 | 15.3791 | 15.625 | 15.7783 | 15.5857 | 14.8603 | 13.9112 | 12.7238 | 11.5724 | 11.1849 | 10.9854 | 10.0583 | 9.1178 | 8.3899 | -0.011489 | -0.019524 | -0.011845 | -0.028069 | -0.032886 | -0.021286 | -0.036631 | -0.027443 | -0.024667 | -0.032145 | -0.047784 | -0.042016 | -0.0063437 | 0.10887 | 0.51751 | 0.50919 | 0.484 | 0.42769 | 0.09632 | 0.0065934 | -0.016506 | -0.011648 | -0.0021913 | -0.014284 | 71.9614 | 70.6155 | 68.999 | 68.2626 | 67.6197 | 66.751 | 66.3558 | 66.7623 | 70.7573 | 76.9961 | 82.4208 | 86.6843 | 89.2769 | 91.1693 | 92.5766 | 93.4238 | 93.486 | 92.2531 | 90.1405 | 87.4006 | 83.9582 | 80.1708 | 77.3304 | 75.2175 | 0.19725 | 0.17543 | 0.15021 | 0.095598 | 0.10515 | 0.14454 | 0.14492 | 0.1751 | 0.17575 | 0.16916 | 0.16475 | 0.17104 | 0.17944 | 0.19002 | 0.19371 | 0.19351 | 0.19606 | 0.18514 | 0.17781 | 0.13946 | 0.12304 | 0.11769 | 0.096031 | 0.094367
Portfolio Adjusted1-in-10AllOrange County2018June Monthly Peak | Portfolio Adjusted | 1-in-10 | All | Orange County | 2018 | June Monthly Peak | 6 | 7.9478 | 7.6416 | 7.3962 | 7.4158 | 7.9175 | 9.1808 | 10.3274 | 11.6874 | 13.0694 | 14.1611 | 15.1196 | 15.6368 | 15.8862 | 16.0303 | 15.9029 | 15.3173 | 14.4106 | 13.2255 | 12.0704 | 11.4832 | 11.2691 | 10.4513 | 9.465 | 8.7283 | -0.01385 | -0.022354 | -0.01373 | -0.030647 | -0.035619 | -0.02311 | -0.038845 | -0.028477 | -0.025136 | -0.032238 | -0.048064 | -0.042284 | -0.006973 | 0.10626 | 0.51884 | 0.51722 | 0.49549 | 0.44048 | 0.099783 | 0.0066539 | -0.0172 | -0.0125 | -0.0028415 | -0.01542 | 72.8848 | 71.5829 | 70.2685 | 69.2029 | 67.9607 | 67.1256 | 66.9959 | 68.1218 | 71.3014 | 76.0713 | 81.171 | 85.4944 | 88.451 | 90.643 | 92.1743 | 92.7554 | 93.0922 | 92.4821 | 91.1347 | 88.9289 | 85.0002 | 80.9634 | 78.4112 | 76.4649 | 0.2094 | 0.18648 | 0.15921 | 0.10061 | 0.11023 | 0.14981 | 0.14813 | 0.17682 | 0.17605 | 0.16901 | 0.16472 | 0.17065 | 0.17861 | 0.18879 | 0.19292 | 0.19411 | 0.19751 | 0.18706 | 0.18082 | 0.14158 | 0.12481 | 0.12059 | 0.098524 | 0.097542
Portfolio Adjusted1-in-10AllOrange County2018July Monthly Peak | Portfolio Adjusted | 1-in-10 | All | Orange County | 2018 | July Monthly Peak | 7 | 8.3156 | 7.9715 | 7.7284 | 7.7242 | 8.2492 | 9.5986 | 10.8445 | 12.2358 | 13.6293 | 14.7666 | 15.6885 | 16.1345 | 16.3293 | 16.4573 | 16.3217 | 15.762 | 14.943 | 13.7516 | 12.5508 | 11.8975 | 11.6721 | 10.8268 | 9.8345 | 9.063 | -0.035528 | -0.043045 | -0.028898 | -0.041286 | -0.046742 | -0.035811 | -0.054317 | -0.038326 | -0.031469 | -0.035525 | -0.054011 | -0.049614 | -0.015939 | 0.096548 | 0.51959 | 0.52218 | 0.50215 | 0.45431 | 0.10942 | 0.0055153 | -0.02173 | -0.018577 | -0.010297 | -0.022575 | 75.0977 | 74.1286 | 73.1627 | 72.3301 | 71.5928 | 71.1168 | 70.9199 | 71.2735 | 74.1977 | 78.8493 | 83.3914 | 87.2911 | 89.7708 | 91.3715 | 92.9876 | 93.4796 | 94.0851 | 93.0109 | 91.0959 | 89.0222 | 85.8772 | 82.7464 | 80.6065 | 79.0665 | 0.21846 | 0.19419 | 0.16624 | 0.10422 | 0.11428 | 0.15536 | 0.15208 | 0.18104 | 0.17902 | 0.17132 | 0.16622 | 0.17157 | 0.17924 | 0.18941 | 0.19348 | 0.19464 | 0.19857 | 0.18865 | 0.18329 | 0.14394 | 0.12674 | 0.12293 | 0.10049 | 0.099909
Portfolio Adjusted1-in-10AllOrange County2018August Monthly Peak | Portfolio Adjusted | 1-in-10 | All | Orange County | 2018 | August Monthly Peak | 8 | 8.4978 | 8.1439 | 7.8993 | 7.8701 | 8.4162 | 9.9244 | 11.3638 | 12.8237 | 14.478 | 15.7564 | 16.8931 | 17.3909 | 17.612 | 17.7047 | 17.5141 | 16.7833 | 15.7374 | 14.3168 | 12.9652 | 12.5001 | 12.1276 | 11.1165 | 10.1069 | 9.3166 | -0.070448 | -0.075988 | -0.05306 | -0.057034 | -0.063375 | -0.056328 | -0.080548 | -0.055832 | -0.043718 | -0.042854 | -0.067783 | -0.065857 | -0.032657 | 0.086722 | 0.54556 | 0.5479 | 0.51702 | 0.47228 | 0.12438 | 0.0035727 | -0.029278 | -0.028499 | -0.022672 | -0.034329 | 77.7162 | 76.7546 | 75.9109 | 75.2346 | 74.6917 | 74.0788 | 73.732 | 73.9716 | 76.8214 | 80.9859 | 85.3435 | 89.7784 | 93.2029 | 95.8209 | 97.1494 | 97.4327 | 97.1639 | 95.7839 | 94.4823 | 91.7704 | 87.7976 | 84.4686 | 82.1333 | 80.5097 | 0.22847 | 0.20289 | 0.1736 | 0.10801 | 0.11905 | 0.16367 | 0.16122 | 0.19367 | 0.1927 | 0.18396 | 0.17868 | 0.18397 | 0.19178 | 0.20169 | 0.20504 | 0.20404 | 0.20676 | 0.19571 | 0.19036 | 0.15082 | 0.13244 | 0.12828 | 0.10509 | 0.10489
Portfolio Adjusted1-in-10AllOrange County2018September Monthly Peak | Portfolio Adjusted | 1-in-10 | All | Orange County | 2018 | September Monthly Peak | 9 | 8.4909 | 8.1633 | 7.8964 | 7.9098 | 8.4679 | 10.0969 | 11.8223 | 13.1457 | 14.9597 | 16.3095 | 17.4238 | 17.879 | 18.0719 | 18.2096 | 17.9945 | 17.1793 | 16.0593 | 14.5468 | 13.2701 | 13.0474 | 12.2161 | 11.179 | 10.1699 | 9.3673 | -0.085582 | -0.090488 | -0.063434 | -0.064086 | -0.070773 | -0.066134 | -0.094086 | -0.064532 | -0.050161 | -0.046904 | -0.074678 | -0.073906 | -0.041015 | 0.081623 | 0.5561 | 0.55834 | 0.52388 | 0.48172 | 0.13397 | 0.0026928 | -0.032942 | -0.033172 | -0.028424 | -0.039575 | 80.0798 | 78.8432 | 77.7559 | 77.1783 | 76.2306 | 75.4932 | 75.1375 | 75.2119 | 77.4675 | 81.8396 | 86.637 | 91.6854 | 95.5577 | 97.9399 | 98.9986 | 98.9133 | 98.4198 | 97.413 | 95.6426 | 92.7283 | 89.0979 | 85.7403 | 83.2698 | 81.4636 | 0.23126 | 0.20609 | 0.17554 | 0.10976 | 0.12113 | 0.16835 | 0.16702 | 0.2005 | 0.20075 | 0.19156 | 0.18495 | 0.19 | 0.19764 | 0.20773 | 0.21041 | 0.20798 | 0.21036 | 0.19919 | 0.1957 | 0.15619 | 0.13533 | 0.13098 | 0.10715 | 0.10683
Portfolio Adjusted1-in-10AllOrange County2018October Monthly Peak | Portfolio Adjusted | 1-in-10 | All | Orange County | 2018 | October Monthly Peak | 10 | 7.2656 | 7.0083 | 6.8242 | 6.8624 | 7.3422 | 8.703 | 10.3103 | 11.2998 | 12.5806 | 13.591 | 14.5185 | 15.0744 | 15.384 | 15.5499 | 15.3856 | 14.6979 | 13.6974 | 12.6096 | 11.7765 | 11.2887 | 10.5476 | 9.6764 | 8.8228 | 8.1079 | -0.017129 | -0.024308 | -0.015641 | -0.029458 | -0.034268 | -0.024097 | -0.040519 | -0.0295 | -0.025599 | -0.031388 | -0.047113 | -0.042294 | -0.0091378 | 0.099438 | 0.49751 | 0.4904 | 0.46433 | 0.41919 | 0.095628 | 0.0058628 | -0.016695 | -0.01264 | -0.0044157 | -0.015488 | 74.9373 | 74.4629 | 73.9547 | 72.6279 | 71.8054 | 71.2258 | 70.6873 | 70.3855 | 71.4654 | 74.8232 | 79.0143 | 83.4898 | 87.0955 | 89.8025 | 91.176 | 91.6292 | 90.9515 | 89.2025 | 86.7358 | 83.454 | 80.1453 | 77.9226 | 76.3929 | 75.0082 | 0.18422 | 0.16465 | 0.14216 | 0.091667 | 0.10118 | 0.13924 | 0.14285 | 0.17082 | 0.17107 | 0.16408 | 0.16018 | 0.16648 | 0.17488 | 0.18538 | 0.1894 | 0.18986 | 0.19254 | 0.18312 | 0.1752 | 0.13622 | 0.11844 | 0.11212 | 0.091806 | 0.089791
Portfolio Adjusted1-in-10AllOrange County2018November Monthly Peak | Portfolio Adjusted | 1-in-10 | All | Orange County | 2018 | November Monthly Peak | 11 | 7.0794 | 6.8753 | 6.7079 | 6.7091 | 7.1809 | 8.472 | 9.6745 | 10.5393 | 11.5301 | 12.266 | 12.8247 | 13.1412 | 13.2803 | 13.3425 | 13.0688 | 12.3708 | 11.6569 | 11.4829 | 10.6875 | 10.1499 | 9.6489 | 8.9619 | 8.2024 | 7.6061 | 0.072778 | 0.060545 | 0.046825 | 0.010754 | 0.0073782 | 0.027537 | 0.023553 | 0.011762 | 0.0014126 | -0.017911 | -0.020928 | -0.0085333 | 0.031088 | 0.13883 | 0.47706 | 0.45597 | 0.44351 | 0.3895 | 0.060045 | 0.011335 | 0.0015068 | 0.012325 | 0.027318 | 0.013591 | 62.9266 | 61.9122 | 61.2676 | 60.1523 | 59.0281 | 58.2051 | 58.2844 | 58.7196 | 60.9531 | 65.0817 | 70.0973 | 74.3001 | 76.9417 | 78.5762 | 79.5132 | 79.476 | 78.3308 | 75.9405 | 73.2908 | 70.8651 | 68.8416 | 67.1293 | 65.5591 | 64.8126 | 0.19966 | 0.17875 | 0.15312 | 0.096651 | 0.10644 | 0.1456 | 0.14629 | 0.17354 | 0.17181 | 0.16473 | 0.15985 | 0.16575 | 0.17396 | 0.18453 | 0.18811 | 0.18868 | 0.19176 | 0.18379 | 0.17674 | 0.13773 | 0.12047 | 0.11528 | 0.094255 | 0.092504
Portfolio Adjusted1-in-10AllOrange County2018December Monthly Peak | Portfolio Adjusted | 1-in-10 | All | Orange County | 2018 | December Monthly Peak | 12 | 7.2572 | 7.0244 | 6.8968 | 6.9602 | 7.4847 | 8.8358 | 10.4285 | 11.1347 | 11.9326 | 12.2342 | 12.3241 | 12.1127 | 11.8052 | 11.5122 | 11.1364 | 10.4825 | 10.1448 | 10.3375 | 9.8335 | 9.5811 | 9.2157 | 8.7246 | 8.1549 | 7.6611 | 0.074567 | 0.061565 | 0.047984 | 0.01114 | 0.0076609 | 0.028548 | 0.024879 | 0.012299 | 0.0014666 | -0.017904 | -0.020272 | -0.0080052 | 0.028437 | 0.12434 | 0.41726 | 0.3978 | 0.39483 | 0.35535 | 0.056266 | 0.010841 | 0.0014555 | 0.012058 | 0.027139 | 0.013601 | 43.3428 | 42.719 | 42.0222 | 41.8486 | 41.3328 | 40.5297 | 40.5983 | 40.6622 | 41.5667 | 43.4794 | 45.7454 | 47.6851 | 48.7181 | 49.1091 | 49.5181 | 49.7295 | 49.185 | 47.9003 | 46.2036 | 45.2802 | 44.5035 | 43.6834 | 43.0656 | 42.5633 | 0.2044 | 0.1817 | 0.15673 | 0.099615 | 0.10992 | 0.15032 | 0.15254 | 0.17979 | 0.17682 | 0.16555 | 0.15811 | 0.16143 | 0.16776 | 0.17713 | 0.18133 | 0.18344 | 0.18745 | 0.17961 | 0.17237 | 0.13523 | 0.11889 | 0.11411 | 0.094215 | 0.092839
Portfolio Adjusted1-in-10AllOrange County2018Typical Event Day | Portfolio Adjusted | 1-in-10 | All | Orange County | 2018 | Typical Event Day | 8 | 8.3991 | 8.0533 | 7.8146 | 7.791 | 8.3328 | 9.8129 | 11.2188 | 12.6082 | 14.175 | 15.3943 | 16.4779 | 16.9573 | 17.176 | 17.2753 | 17.0915 | 16.3895 | 15.3796 | 14.0011 | 12.6962 | 12.2547 | 11.9188 | 10.9499 | 9.9607 | 9.1911 | -0.051287 | -0.057926 | -0.039811 | -0.048343 | -0.05435 | -0.045298 | -0.066867 | -0.046795 | -0.0376 | -0.039565 | -0.061517 | -0.058071 | -0.023778 | 0.094545 | 0.54101 | 0.54107 | 0.51262 | 0.46295 | 0.11604 | 0.0046805 | -0.025222 | -0.023081 | -0.015899 | -0.027984 | 76.4446 | 75.3273 | 74.2745 | 73.4865 | 72.6189 | 71.9536 | 71.6963 | 72.1447 | 74.947 | 79.4365 | 84.1357 | 88.5623 | 91.7456 | 93.9438 | 95.3275 | 95.6452 | 95.6903 | 94.6725 | 93.0889 | 90.6124 | 86.9432 | 83.4797 | 81.1052 | 79.3762 | 0.22276 | 0.19791 | 0.16939 | 0.10566 | 0.11645 | 0.15976 | 0.1575 | 0.18861 | 0.18744 | 0.17907 | 0.17404 | 0.17929 | 0.18704 | 0.19701 | 0.20054 | 0.20004 | 0.20284 | 0.1919 | 0.1862 | 0.14736 | 0.12952 | 0.12538 | 0.10271 | 0.10242
Portfolio Adjusted1-in-10AllOrange County2019January Monthly Peak | Portfolio Adjusted | 1-in-10 | All | Orange County | 2019 | January Monthly Peak | 1 | 7.3964 | 7.1346 | 6.9952 | 7.0668 | 7.6408 | 9.1281 | 11.005 | 11.9068 | 12.811 | 13.0419 | 13.1068 | 12.8654 | 12.5504 | 12.2383 | 11.8266 | 11.097 | 10.5543 | 10.6941 | 10.2482 | 10.0255 | 9.6111 | 9.1347 | 8.5019 | 7.9739 | 0.076901 | 0.063033 | 0.049259 | 0.011422 | 0.0079091 | 0.030106 | 0.026704 | 0.013381 | 0.0016002 | -0.019459 | -0.022014 | -0.0087191 | 0.031096 | 0.13587 | 0.44974 | 0.42702 | 0.4185 | 0.37333 | 0.06042 | 0.011704 | 0.001565 | 0.012953 | 0.02907 | 0.014472 | 41.1026 | 41.0347 | 40.2921 | 39.6296 | 39.1331 | 38.7453 | 38.3656 | 38.1113 | 38.7454 | 41.1959 | 43.3684 | 45.3756 | 46.8625 | 47.8889 | 48.908 | 49.2121 | 48.7012 | 47.4488 | 45.7213 | 44.9165 | 44.1779 | 43.9943 | 43.6743 | 43.2113 | 0.21088 | 0.18621 | 0.16105 | 0.1024 | 0.11361 | 0.1581 | 0.16215 | 0.19314 | 0.18978 | 0.17664 | 0.16815 | 0.17172 | 0.17845 | 0.18787 | 0.19168 | 0.19298 | 0.19658 | 0.18821 | 0.18181 | 0.14333 | 0.12575 | 0.1211 | 0.09986 | 0.098161
Portfolio Adjusted1-in-10AllOrange County2019February Monthly Peak | Portfolio Adjusted | 1-in-10 | All | Orange County | 2019 | February Monthly Peak | 2 | 7.0853 | 6.8548 | 6.7171 | 6.804 | 7.3292 | 8.6708 | 10.2892 | 11.0781 | 11.9 | 12.235 | 12.4605 | 12.4401 | 12.3424 | 12.2143 | 11.9065 | 11.2358 | 10.61 | 10.5048 | 10.1977 | 9.8531 | 9.4241 | 8.8717 | 8.2097 | 7.6768 | 0.073032 | 0.060202 | 0.047008 | 0.010947 | 0.0075642 | 0.028546 | 0.025037 | 0.012444 | 0.0014807 | -0.018184 | -0.02079 | -0.0083401 | 0.029997 | 0.13236 | 0.44535 | 0.42519 | 0.41489 | 0.36568 | 0.058497 | 0.01123 | 0.0014999 | 0.012418 | 0.027801 | 0.013864 | 47.4579 | 47.1003 | 46.719 | 46.1309 | 45.6467 | 45.3195 | 44.7046 | 45.2075 | 46.2446 | 49.6333 | 52.6153 | 55.783 | 57.7085 | 58.69 | 59.3465 | 59.5905 | 58.3331 | 57.3293 | 55.5506 | 53.667 | 52.4642 | 51.1572 | 50.0929 | 48.6623 | 0.2003 | 0.1778 | 0.15366 | 0.098001 | 0.10855 | 0.15001 | 0.15268 | 0.18072 | 0.17721 | 0.16622 | 0.15927 | 0.16376 | 0.17088 | 0.18056 | 0.18432 | 0.18553 | 0.18885 | 0.18095 | 0.17445 | 0.13701 | 0.12015 | 0.11584 | 0.095364 | 0.093893
Portfolio Adjusted1-in-10AllOrange County2019March Monthly Peak | Portfolio Adjusted | 1-in-10 | All | Orange County | 2019 | March Monthly Peak | 3 | 7.1827 | 6.9173 | 6.7439 | 6.7895 | 7.2421 | 8.5321 | 9.8844 | 10.7336 | 11.6418 | 12.2947 | 12.8753 | 13.1501 | 13.3221 | 13.4887 | 13.3012 | 12.7218 | 11.914 | 11.056 | 10.3829 | 10.3984 | 9.9628 | 9.2727 | 8.4466 | 7.8185 | 0.074233 | 0.061223 | 0.047605 | 0.011034 | 0.007502 | 0.028167 | 0.023969 | 0.012032 | 0.0014451 | -0.018212 | -0.021343 | -0.0087013 | 0.031818 | 0.14336 | 0.49065 | 0.47344 | 0.45833 | 0.38323 | 0.060147 | 0.011697 | 0.0015707 | 0.012921 | 0.028551 | 0.014152 | 60.4271 | 59.019 | 58.0601 | 57.7249 | 56.5591 | 55.5899 | 55.0591 | 55.8271 | 59.1998 | 63.6727 | 68.4736 | 72.925 | 76.0972 | 77.7287 | 78.4013 | 79.0702 | 78.892 | 77.7964 | 75.2603 | 71.8048 | 68.826 | 65.9499 | 63.6929 | 61.9599 | 0.20333 | 0.18056 | 0.15538 | 0.098535 | 0.10776 | 0.14826 | 0.1479 | 0.17618 | 0.17415 | 0.16612 | 0.1613 | 0.16719 | 0.1757 | 0.18698 | 0.19064 | 0.19128 | 0.19403 | 0.18377 | 0.17655 | 0.13993 | 0.1231 | 0.11883 | 0.097003 | 0.095288
Portfolio Adjusted1-in-10AllOrange County2019April Monthly Peak | Portfolio Adjusted | 1-in-10 | All | Orange County | 2019 | April Monthly Peak | 4 | 7.2665 | 6.9832 | 6.7997 | 6.8209 | 7.2615 | 8.5766 | 9.8155 | 10.8943 | 12.1353 | 13.0684 | 13.9025 | 14.3766 | 14.6833 | 14.9309 | 14.782 | 14.1393 | 13.2156 | 12.0873 | 11.0135 | 10.9127 | 10.4896 | 9.64 | 8.737 | 8.0287 | 0.010787 | 0.0017764 | 0.0036931 | -0.017244 | -0.021397 | -0.00793 | -0.019963 | -0.016249 | -0.016887 | -0.02721 | -0.039069 | -0.031682 | 0.0041281 | 0.11567 | 0.50137 | 0.49204 | 0.46914 | 0.40763 | 0.084139 | 0.0078068 | -0.011275 | -0.0049154 | 0.0058219 | -0.0064193 | 71.363 | 69.5768 | 67.9907 | 66.3611 | 65.3834 | 64.7235 | 64.1673 | 64.2585 | 67.3037 | 72.8366 | 78.7532 | 84.1751 | 87.8187 | 89.8022 | 90.4313 | 90.8902 | 90.8622 | 90.0181 | 88.3677 | 84.7108 | 79.7625 | 75.8424 | 73.2464 | 71.236 | 0.1899 | 0.16886 | 0.14543 | 0.093044 | 0.1017 | 0.13982 | 0.14131 | 0.16936 | 0.16954 | 0.16314 | 0.15956 | 0.16582 | 0.17463 | 0.18602 | 0.19003 | 0.19081 | 0.1934 | 0.1823 | 0.17405 | 0.13709 | 0.12009 | 0.11441 | 0.093229 | 0.090994
Portfolio Adjusted1-in-10AllOrange County2019May Monthly Peak | Portfolio Adjusted | 1-in-10 | All | Orange County | 2019 | May Monthly Peak | 5 | 7.5456 | 7.2537 | 7.0338 | 7.0452 | 7.5492 | 8.875 | 10.0168 | 11.4166 | 12.8767 | 13.9827 | 14.886 | 15.3791 | 15.625 | 15.7783 | 15.5857 | 14.8603 | 13.9112 | 12.7238 | 11.5724 | 11.1849 | 10.9854 | 10.0583 | 9.1178 | 8.3899 | -0.011489 | -0.019524 | -0.011845 | -0.028069 | -0.032886 | -0.021286 | -0.036631 | -0.027443 | -0.024667 | -0.032145 | -0.047784 | -0.042016 | -0.0063437 | 0.10887 | 0.51751 | 0.50919 | 0.484 | 0.42769 | 0.09632 | 0.0065934 | -0.016506 | -0.011648 | -0.0021913 | -0.014284 | 71.9614 | 70.6155 | 68.999 | 68.2626 | 67.6197 | 66.751 | 66.3558 | 66.7623 | 70.7573 | 76.9961 | 82.4208 | 86.6843 | 89.2769 | 91.1693 | 92.5766 | 93.4238 | 93.486 | 92.253 | 90.1405 | 87.4006 | 83.9582 | 80.1708 | 77.3304 | 75.2175 | 0.19725 | 0.17543 | 0.15021 | 0.095598 | 0.10515 | 0.14454 | 0.14492 | 0.1751 | 0.17575 | 0.16916 | 0.16475 | 0.17104 | 0.17944 | 0.19002 | 0.19371 | 0.19351 | 0.19606 | 0.18514 | 0.17781 | 0.13946 | 0.12304 | 0.11769 | 0.096031 | 0.094367
Portfolio Adjusted1-in-10AllOrange County2019June Monthly Peak | Portfolio Adjusted | 1-in-10 | All | Orange County | 2019 | June Monthly Peak | 6 | 7.9478 | 7.6416 | 7.3962 | 7.4158 | 7.9175 | 9.1808 | 10.3274 | 11.6874 | 13.0694 | 14.1611 | 15.1196 | 15.6368 | 15.8862 | 16.0303 | 15.9029 | 15.3173 | 14.4106 | 13.2255 | 12.0704 | 11.4832 | 11.2691 | 10.4513 | 9.465 | 8.7283 | -0.01385 | -0.022354 | -0.01373 | -0.030647 | -0.035619 | -0.02311 | -0.038845 | -0.028477 | -0.025136 | -0.032238 | -0.048064 | -0.042284 | -0.006973 | 0.10626 | 0.51884 | 0.51722 | 0.49549 | 0.44048 | 0.099783 | 0.0066539 | -0.0172 | -0.0125 | -0.0028415 | -0.01542 | 72.8848 | 71.5829 | 70.2685 | 69.2029 | 67.9607 | 67.1256 | 66.9959 | 68.1218 | 71.3014 | 76.0713 | 81.171 | 85.4944 | 88.451 | 90.643 | 92.1743 | 92.7554 | 93.0922 | 92.4821 | 91.1347 | 88.9289 | 85.0002 | 80.9634 | 78.4112 | 76.4649 | 0.2094 | 0.18648 | 0.15921 | 0.10061 | 0.11023 | 0.14981 | 0.14813 | 0.17682 | 0.17605 | 0.16901 | 0.16472 | 0.17065 | 0.17861 | 0.18879 | 0.19292 | 0.19411 | 0.19751 | 0.18706 | 0.18082 | 0.14158 | 0.12481 | 0.12059 | 0.098524 | 0.097542
Portfolio Adjusted1-in-10AllOrange County2019July Monthly Peak | Portfolio Adjusted | 1-in-10 | All | Orange County | 2019 | July Monthly Peak | 7 | 8.3156 | 7.9715 | 7.7284 | 7.7242 | 8.2492 | 9.5986 | 10.8445 | 12.2358 | 13.6293 | 14.7666 | 15.6885 | 16.1345 | 16.3293 | 16.4573 | 16.3217 | 15.762 | 14.943 | 13.7516 | 12.5508 | 11.8975 | 11.6721 | 10.8268 | 9.8345 | 9.063 | -0.035528 | -0.043045 | -0.028898 | -0.041286 | -0.046742 | -0.035811 | -0.054317 | -0.038326 | -0.031469 | -0.035525 | -0.054011 | -0.049614 | -0.015939 | 0.096548 | 0.51959 | 0.52218 | 0.50215 | 0.45431 | 0.10942 | 0.0055153 | -0.02173 | -0.018577 | -0.010297 | -0.022575 | 75.0977 | 74.1286 | 73.1627 | 72.3301 | 71.5928 | 71.1168 | 70.9199 | 71.2735 | 74.1977 | 78.8493 | 83.3914 | 87.2911 | 89.7708 | 91.3716 | 92.9876 | 93.4796 | 94.0851 | 93.0109 | 91.0959 | 89.0222 | 85.8772 | 82.7464 | 80.6065 | 79.0665 | 0.21846 | 0.19419 | 0.16624 | 0.10422 | 0.11428 | 0.15536 | 0.15208 | 0.18104 | 0.17902 | 0.17132 | 0.16622 | 0.17157 | 0.17924 | 0.18941 | 0.19348 | 0.19464 | 0.19857 | 0.18865 | 0.18329 | 0.14394 | 0.12674 | 0.12293 | 0.10049 | 0.099909
Portfolio Adjusted1-in-10AllOrange County2019August Monthly Peak | Portfolio Adjusted | 1-in-10 | All | Orange County | 2019 | August Monthly Peak | 8 | 8.4978 | 8.1439 | 7.8993 | 7.8701 | 8.4162 | 9.9244 | 11.3638 | 12.8237 | 14.478 | 15.7564 | 16.8931 | 17.3909 | 17.612 | 17.7047 | 17.5141 | 16.7833 | 15.7374 | 14.3168 | 12.9652 | 12.5001 | 12.1276 | 11.1165 | 10.1069 | 9.3166 | -0.070448 | -0.075988 | -0.05306 | -0.057034 | -0.063375 | -0.056328 | -0.080548 | -0.055832 | -0.043718 | -0.042854 | -0.067783 | -0.065857 | -0.032657 | 0.086722 | 0.54556 | 0.5479 | 0.51702 | 0.47228 | 0.12438 | 0.0035727 | -0.029278 | -0.028499 | -0.022672 | -0.034329 | 77.7162 | 76.7546 | 75.9109 | 75.2346 | 74.6917 | 74.0788 | 73.732 | 73.9716 | 76.8214 | 80.9859 | 85.3435 | 89.7784 | 93.2029 | 95.8209 | 97.1494 | 97.4327 | 97.1639 | 95.7839 | 94.4823 | 91.7704 | 87.7976 | 84.4686 | 82.1333 | 80.5097 | 0.22847 | 0.20289 | 0.1736 | 0.10801 | 0.11905 | 0.16367 | 0.16122 | 0.19367 | 0.1927 | 0.18396 | 0.17868 | 0.18397 | 0.19178 | 0.20169 | 0.20504 | 0.20404 | 0.20676 | 0.19571 | 0.19036 | 0.15082 | 0.13244 | 0.12828 | 0.10509 | 0.10489
Portfolio Adjusted1-in-10AllOrange County2019September Monthly Peak | Portfolio Adjusted | 1-in-10 | All | Orange County | 2019 | September Monthly Peak | 9 | 8.4909 | 8.1633 | 7.8964 | 7.9098 | 8.4679 | 10.0969 | 11.8223 | 13.1457 | 14.9597 | 16.3095 | 17.4238 | 17.879 | 18.0719 | 18.2096 | 17.9945 | 17.1793 | 16.0593 | 14.5468 | 13.2701 | 13.0474 | 12.2161 | 11.179 | 10.1699 | 9.3673 | -0.085582 | -0.090488 | -0.063434 | -0.064086 | -0.070773 | -0.066134 | -0.094086 | -0.064532 | -0.050161 | -0.046904 | -0.074678 | -0.073906 | -0.041015 | 0.081624 | 0.5561 | 0.55834 | 0.52388 | 0.48172 | 0.13397 | 0.0026928 | -0.032942 | -0.033172 | -0.028424 | -0.039575 | 80.0798 | 78.8432 | 77.7559 | 77.1783 | 76.2306 | 75.4932 | 75.1375 | 75.2119 | 77.4675 | 81.8396 | 86.637 | 91.6854 | 95.5577 | 97.9399 | 98.9986 | 98.9133 | 98.4198 | 97.4131 | 95.6426 | 92.7283 | 89.0979 | 85.7403 | 83.2698 | 81.4637 | 0.23126 | 0.20609 | 0.17554 | 0.10976 | 0.12113 | 0.16835 | 0.16702 | 0.2005 | 0.20075 | 0.19156 | 0.18495 | 0.19 | 0.19764 | 0.20773 | 0.21041 | 0.20798 | 0.21036 | 0.19919 | 0.1957 | 0.15619 | 0.13533 | 0.13098 | 0.10715 | 0.10683
Portfolio Adjusted1-in-10AllOrange County2019October Monthly Peak | Portfolio Adjusted | 1-in-10 | All | Orange County | 2019 | October Monthly Peak | 10 | 7.2656 | 7.0083 | 6.8242 | 6.8624 | 7.3422 | 8.703 | 10.3103 | 11.2998 | 12.5806 | 13.591 | 14.5185 | 15.0744 | 15.384 | 15.5499 | 15.3856 | 14.6979 | 13.6974 | 12.6096 | 11.7765 | 11.2887 | 10.5476 | 9.6764 | 8.8228 | 8.1079 | -0.017129 | -0.024308 | -0.015641 | -0.029458 | -0.034268 | -0.024097 | -0.040519 | -0.0295 | -0.025599 | -0.031388 | -0.047113 | -0.042294 | -0.0091378 | 0.099438 | 0.49751 | 0.4904 | 0.46433 | 0.41919 | 0.095628 | 0.0058628 | -0.016695 | -0.01264 | -0.0044157 | -0.015488 | 74.9373 | 74.4629 | 73.9547 | 72.6279 | 71.8054 | 71.2258 | 70.6873 | 70.3855 | 71.4654 | 74.8232 | 79.0143 | 83.4898 | 87.0955 | 89.8025 | 91.176 | 91.6292 | 90.9515 | 89.2025 | 86.7358 | 83.454 | 80.1453 | 77.9226 | 76.3929 | 75.0082 | 0.18422 | 0.16465 | 0.14216 | 0.091667 | 0.10118 | 0.13924 | 0.14285 | 0.17082 | 0.17107 | 0.16408 | 0.16018 | 0.16648 | 0.17488 | 0.18538 | 0.1894 | 0.18986 | 0.19254 | 0.18312 | 0.1752 | 0.13622 | 0.11844 | 0.11212 | 0.091806 | 0.089791
Portfolio Adjusted1-in-10AllOrange County2019November Monthly Peak | Portfolio Adjusted | 1-in-10 | All | Orange County | 2019 | November Monthly Peak | 11 | 7.0794 | 6.8753 | 6.7079 | 6.7091 | 7.1809 | 8.472 | 9.6745 | 10.5393 | 11.5301 | 12.266 | 12.8247 | 13.1412 | 13.2803 | 13.3425 | 13.0688 | 12.3708 | 11.6569 | 11.483 | 10.6875 | 10.1499 | 9.6489 | 8.9619 | 8.2024 | 7.6061 | 0.072778 | 0.060545 | 0.046825 | 0.010754 | 0.0073782 | 0.027537 | 0.023553 | 0.011762 | 0.0014126 | -0.017911 | -0.020928 | -0.0085333 | 0.031088 | 0.13883 | 0.47706 | 0.45597 | 0.44351 | 0.3895 | 0.060045 | 0.011335 | 0.0015068 | 0.012325 | 0.027318 | 0.013591 | 62.9266 | 61.9122 | 61.2676 | 60.1523 | 59.0281 | 58.2051 | 58.2844 | 58.7196 | 60.9531 | 65.0817 | 70.0973 | 74.3001 | 76.9417 | 78.5762 | 79.5132 | 79.476 | 78.3309 | 75.9405 | 73.2908 | 70.8651 | 68.8416 | 67.1293 | 65.5591 | 64.8126 | 0.19966 | 0.17875 | 0.15312 | 0.096651 | 0.10644 | 0.1456 | 0.14629 | 0.17354 | 0.17181 | 0.16473 | 0.15985 | 0.16575 | 0.17396 | 0.18453 | 0.18811 | 0.18868 | 0.19176 | 0.18379 | 0.17674 | 0.13773 | 0.12047 | 0.11528 | 0.094255 | 0.092504
Portfolio Adjusted1-in-10AllOrange County2019December Monthly Peak | Portfolio Adjusted | 1-in-10 | All | Orange County | 2019 | December Monthly Peak | 12 | 7.2572 | 7.0244 | 6.8968 | 6.9602 | 7.4847 | 8.8358 | 10.4285 | 11.1347 | 11.9326 | 12.2342 | 12.3241 | 12.1127 | 11.8052 | 11.5122 | 11.1364 | 10.4825 | 10.1448 | 10.3375 | 9.8335 | 9.5811 | 9.2157 | 8.7246 | 8.1549 | 7.6611 | 0.074567 | 0.061565 | 0.047984 | 0.01114 | 0.0076609 | 0.028548 | 0.024879 | 0.012299 | 0.0014666 | -0.017904 | -0.020272 | -0.0080052 | 0.028437 | 0.12434 | 0.41726 | 0.3978 | 0.39483 | 0.35535 | 0.056266 | 0.010841 | 0.0014555 | 0.012058 | 0.027139 | 0.013601 | 43.3428 | 42.719 | 42.0222 | 41.8486 | 41.3328 | 40.5297 | 40.5983 | 40.6622 | 41.5667 | 43.4794 | 45.7454 | 47.6851 | 48.7181 | 49.1091 | 49.5181 | 49.7295 | 49.185 | 47.9003 | 46.2036 | 45.2802 | 44.5035 | 43.6834 | 43.0656 | 42.5633 | 0.2044 | 0.1817 | 0.15673 | 0.099615 | 0.10992 | 0.15032 | 0.15254 | 0.17979 | 0.17682 | 0.16555 | 0.15811 | 0.16143 | 0.16776 | 0.17713 | 0.18133 | 0.18344 | 0.18745 | 0.17961 | 0.17237 | 0.13523 | 0.11889 | 0.11411 | 0.094215 | 0.092839
Portfolio Adjusted1-in-10AllOrange County2019Typical Event Day | Portfolio Adjusted | 1-in-10 | All | Orange County | 2019 | Typical Event Day | 8 | 8.3991 | 8.0533 | 7.8146 | 7.791 | 8.3328 | 9.8129 | 11.2188 | 12.6082 | 14.175 | 15.3943 | 16.4779 | 16.9573 | 17.176 | 17.2753 | 17.0915 | 16.3895 | 15.3796 | 14.0011 | 12.6962 | 12.2547 | 11.9188 | 10.9499 | 9.9607 | 9.1911 | -0.051287 | -0.057926 | -0.039811 | -0.048343 | -0.05435 | -0.045298 | -0.066867 | -0.046795 | -0.0376 | -0.039565 | -0.061517 | -0.058071 | -0.023778 | 0.094545 | 0.54101 | 0.54107 | 0.51262 | 0.46295 | 0.11604 | 0.0046805 | -0.025222 | -0.023081 | -0.015899 | -0.027984 | 76.4446 | 75.3273 | 74.2745 | 73.4865 | 72.6189 | 71.9536 | 71.6963 | 72.1447 | 74.947 | 79.4365 | 84.1357 | 88.5623 | 91.7456 | 93.9438 | 95.3275 | 95.6452 | 95.6903 | 94.6725 | 93.0889 | 90.6124 | 86.9432 | 83.4797 | 81.1052 | 79.3762 | 0.22276 | 0.19791 | 0.16939 | 0.10566 | 0.11645 | 0.15976 | 0.1575 | 0.18861 | 0.18744 | 0.17907 | 0.17404 | 0.17929 | 0.18704 | 0.19701 | 0.20054 | 0.20004 | 0.20284 | 0.1919 | 0.1862 | 0.14736 | 0.12952 | 0.12538 | 0.10271 | 0.10242
Portfolio Adjusted1-in-10AllOrange County2020January Monthly Peak | Portfolio Adjusted | 1-in-10 | All | Orange County | 2020 | January Monthly Peak | 1 | 7.3964 | 7.1346 | 6.9952 | 7.0668 | 7.6408 | 9.1281 | 11.005 | 11.9068 | 12.811 | 13.0419 | 13.1068 | 12.8654 | 12.5504 | 12.2383 | 11.8266 | 11.097 | 10.5543 | 10.6941 | 10.2482 | 10.0255 | 9.6111 | 9.1347 | 8.5019 | 7.9739 | 0.076901 | 0.063033 | 0.049259 | 0.011422 | 0.0079091 | 0.030106 | 0.026704 | 0.013381 | 0.0016002 | -0.019459 | -0.022014 | -0.0087191 | 0.031096 | 0.13587 | 0.44974 | 0.42702 | 0.4185 | 0.37333 | 0.06042 | 0.011704 | 0.001565 | 0.012953 | 0.02907 | 0.014472 | 41.1026 | 41.0347 | 40.2921 | 39.6296 | 39.1331 | 38.7453 | 38.3656 | 38.1113 | 38.7454 | 41.1959 | 43.3684 | 45.3756 | 46.8625 | 47.8889 | 48.908 | 49.2121 | 48.7012 | 47.4487 | 45.7213 | 44.9165 | 44.1779 | 43.9943 | 43.6743 | 43.2113 | 0.21088 | 0.18621 | 0.16105 | 0.1024 | 0.11361 | 0.1581 | 0.16215 | 0.19314 | 0.18978 | 0.17664 | 0.16815 | 0.17172 | 0.17845 | 0.18787 | 0.19168 | 0.19298 | 0.19658 | 0.18821 | 0.18181 | 0.14333 | 0.12575 | 0.1211 | 0.099859 | 0.098161
Portfolio Adjusted1-in-10AllOrange County2020February Monthly Peak | Portfolio Adjusted | 1-in-10 | All | Orange County | 2020 | February Monthly Peak | 2 | 7.0853 | 6.8548 | 6.7171 | 6.804 | 7.3292 | 8.6708 | 10.2892 | 11.0781 | 11.9 | 12.235 | 12.4605 | 12.4401 | 12.3424 | 12.2143 | 11.9065 | 11.2358 | 10.61 | 10.5048 | 10.1977 | 9.8531 | 9.4241 | 8.8717 | 8.2097 | 7.6768 | 0.073032 | 0.060202 | 0.047008 | 0.010947 | 0.0075642 | 0.028546 | 0.025037 | 0.012444 | 0.0014807 | -0.018184 | -0.02079 | -0.0083401 | 0.029997 | 0.13236 | 0.44535 | 0.42519 | 0.41489 | 0.36568 | 0.058497 | 0.01123 | 0.0014999 | 0.012418 | 0.027801 | 0.013864 | 47.4579 | 47.1003 | 46.719 | 46.1309 | 45.6467 | 45.3195 | 44.7046 | 45.2075 | 46.2446 | 49.6333 | 52.6153 | 55.783 | 57.7085 | 58.6901 | 59.3465 | 59.5905 | 58.3331 | 57.3293 | 55.5506 | 53.667 | 52.4642 | 51.1572 | 50.0929 | 48.6623 | 0.2003 | 0.1778 | 0.15366 | 0.098001 | 0.10855 | 0.15001 | 0.15268 | 0.18072 | 0.17721 | 0.16622 | 0.15927 | 0.16376 | 0.17088 | 0.18056 | 0.18432 | 0.18553 | 0.18885 | 0.18095 | 0.17445 | 0.13701 | 0.12015 | 0.11584 | 0.095364 | 0.093893
Portfolio Adjusted1-in-10AllOrange County2020March Monthly Peak | Portfolio Adjusted | 1-in-10 | All | Orange County | 2020 | March Monthly Peak | 3 | 7.1827 | 6.9173 | 6.7439 | 6.7895 | 7.2421 | 8.5321 | 9.8844 | 10.7336 | 11.6418 | 12.2947 | 12.8753 | 13.1501 | 13.3221 | 13.4887 | 13.3012 | 12.7218 | 11.914 | 11.056 | 10.3829 | 10.3984 | 9.9628 | 9.2727 | 8.4466 | 7.8185 | 0.074233 | 0.061223 | 0.047605 | 0.011034 | 0.007502 | 0.028167 | 0.023969 | 0.012032 | 0.0014451 | -0.018212 | -0.021343 | -0.0087013 | 0.031818 | 0.14336 | 0.49065 | 0.47344 | 0.45833 | 0.38323 | 0.060147 | 0.011697 | 0.0015707 | 0.012921 | 0.028551 | 0.014152 | 60.4271 | 59.019 | 58.0601 | 57.7249 | 56.5591 | 55.5899 | 55.0591 | 55.8271 | 59.1998 | 63.6727 | 68.4736 | 72.925 | 76.0972 | 77.7287 | 78.4013 | 79.0702 | 78.892 | 77.7964 | 75.2603 | 71.8048 | 68.826 | 65.9499 | 63.6929 | 61.9599 | 0.20333 | 0.18056 | 0.15538 | 0.098535 | 0.10776 | 0.14826 | 0.1479 | 0.17618 | 0.17415 | 0.16612 | 0.1613 | 0.16719 | 0.1757 | 0.18698 | 0.19064 | 0.19128 | 0.19403 | 0.18377 | 0.17655 | 0.13993 | 0.1231 | 0.11883 | 0.097003 | 0.095288
Portfolio Adjusted1-in-10AllOrange County2020April Monthly Peak | Portfolio Adjusted | 1-in-10 | All | Orange County | 2020 | April Monthly Peak | 4 | 7.2665 | 6.9832 | 6.7997 | 6.8209 | 7.2615 | 8.5766 | 9.8155 | 10.8943 | 12.1353 | 13.0684 | 13.9025 | 14.3766 | 14.6833 | 14.9309 | 14.782 | 14.1393 | 13.2156 | 12.0873 | 11.0135 | 10.9127 | 10.4896 | 9.64 | 8.737 | 8.0287 | 0.010787 | 0.0017764 | 0.0036931 | -0.017244 | -0.021397 | -0.00793 | -0.019963 | -0.016249 | -0.016887 | -0.02721 | -0.039069 | -0.031682 | 0.0041281 | 0.11567 | 0.50137 | 0.49204 | 0.46914 | 0.40763 | 0.084139 | 0.0078068 | -0.011275 | -0.0049154 | 0.0058219 | -0.0064193 | 71.363 | 69.5768 | 67.9907 | 66.3611 | 65.3834 | 64.7235 | 64.1673 | 64.2585 | 67.3037 | 72.8366 | 78.7532 | 84.1751 | 87.8187 | 89.8022 | 90.4313 | 90.8902 | 90.8622 | 90.0181 | 88.3677 | 84.7108 | 79.7625 | 75.8424 | 73.2464 | 71.236 | 0.1899 | 0.16886 | 0.14543 | 0.093044 | 0.1017 | 0.13982 | 0.14131 | 0.16936 | 0.16954 | 0.16314 | 0.15956 | 0.16582 | 0.17463 | 0.18602 | 0.19003 | 0.19081 | 0.1934 | 0.1823 | 0.17405 | 0.13709 | 0.12009 | 0.11441 | 0.093229 | 0.090994
Portfolio Adjusted1-in-10AllOrange County2020May Monthly Peak | Portfolio Adjusted | 1-in-10 | All | Orange County | 2020 | May Monthly Peak | 5 | 7.5456 | 7.2537 | 7.0338 | 7.0452 | 7.5492 | 8.875 | 10.0168 | 11.4166 | 12.8767 | 13.9827 | 14.886 | 15.3791 | 15.625 | 15.7783 | 15.5857 | 14.8603 | 13.9112 | 12.7238 | 11.5724 | 11.1849 | 10.9854 | 10.0583 | 9.1178 | 8.3899 | -0.011489 | -0.019524 | -0.011845 | -0.028069 | -0.032886 | -0.021286 | -0.036631 | -0.027443 | -0.024667 | -0.032145 | -0.047784 | -0.042016 | -0.0063437 | 0.10887 | 0.51751 | 0.50919 | 0.484 | 0.42769 | 0.09632 | 0.0065934 | -0.016506 | -0.011648 | -0.0021913 | -0.014284 | 71.9614 | 70.6155 | 68.999 | 68.2626 | 67.6197 | 66.751 | 66.3558 | 66.7623 | 70.7573 | 76.9961 | 82.4208 | 86.6843 | 89.2769 | 91.1693 | 92.5766 | 93.4238 | 93.486 | 92.253 | 90.1405 | 87.4006 | 83.9582 | 80.1708 | 77.3304 | 75.2175 | 0.19725 | 0.17543 | 0.15021 | 0.095598 | 0.10515 | 0.14454 | 0.14492 | 0.1751 | 0.17575 | 0.16916 | 0.16475 | 0.17104 | 0.17944 | 0.19002 | 0.19371 | 0.19351 | 0.19606 | 0.18514 | 0.17781 | 0.13946 | 0.12304 | 0.11769 | 0.096031 | 0.094367
Portfolio Adjusted1-in-10AllOrange County2020June Monthly Peak | Portfolio Adjusted | 1-in-10 | All | Orange County | 2020 | June Monthly Peak | 6 | 7.9478 | 7.6416 | 7.3962 | 7.4158 | 7.9175 | 9.1808 | 10.3274 | 11.6874 | 13.0694 | 14.1611 | 15.1196 | 15.6368 | 15.8862 | 16.0303 | 15.9029 | 15.3173 | 14.4106 | 13.2255 | 12.0704 | 11.4832 | 11.2691 | 10.4513 | 9.465 | 8.7283 | -0.01385 | -0.022354 | -0.01373 | -0.030647 | -0.035619 | -0.02311 | -0.038845 | -0.028477 | -0.025136 | -0.032238 | -0.048064 | -0.042284 | -0.006973 | 0.10626 | 0.51884 | 0.51722 | 0.49549 | 0.44048 | 0.099783 | 0.0066539 | -0.0172 | -0.0125 | -0.0028415 | -0.01542 | 72.8848 | 71.5829 | 70.2685 | 69.2029 | 67.9607 | 67.1256 | 66.9959 | 68.1218 | 71.3014 | 76.0713 | 81.171 | 85.4944 | 88.451 | 90.643 | 92.1743 | 92.7554 | 93.0922 | 92.4821 | 91.1347 | 88.9289 | 85.0002 | 80.9634 | 78.4112 | 76.4649 | 0.2094 | 0.18648 | 0.15921 | 0.10061 | 0.11023 | 0.14981 | 0.14813 | 0.17682 | 0.17605 | 0.16901 | 0.16472 | 0.17065 | 0.17861 | 0.18879 | 0.19292 | 0.19411 | 0.19751 | 0.18706 | 0.18082 | 0.14158 | 0.12481 | 0.12059 | 0.098524 | 0.097542
Portfolio Adjusted1-in-10AllOrange County2020July Monthly Peak | Portfolio Adjusted | 1-in-10 | All | Orange County | 2020 | July Monthly Peak | 7 | 8.3156 | 7.9715 | 7.7284 | 7.7242 | 8.2492 | 9.5986 | 10.8445 | 12.2358 | 13.6293 | 14.7666 | 15.6885 | 16.1345 | 16.3293 | 16.4573 | 16.3217 | 15.762 | 14.943 | 13.7516 | 12.5508 | 11.8975 | 11.6721 | 10.8268 | 9.8345 | 9.063 | -0.035528 | -0.043045 | -0.028898 | -0.041286 | -0.046742 | -0.035811 | -0.054317 | -0.038326 | -0.031469 | -0.035525 | -0.054011 | -0.049614 | -0.015939 | 0.096548 | 0.51959 | 0.52218 | 0.50215 | 0.45431 | 0.10942 | 0.0055153 | -0.02173 | -0.018577 | -0.010297 | -0.022575 | 75.0977 | 74.1286 | 73.1627 | 72.3301 | 71.5928 | 71.1168 | 70.9199 | 71.2735 | 74.1977 | 78.8493 | 83.3914 | 87.2911 | 89.7708 | 91.3715 | 92.9876 | 93.4796 | 94.0851 | 93.0109 | 91.0959 | 89.0222 | 85.8772 | 82.7464 | 80.6065 | 79.0665 | 0.21846 | 0.19419 | 0.16624 | 0.10422 | 0.11428 | 0.15536 | 0.15208 | 0.18104 | 0.17902 | 0.17132 | 0.16622 | 0.17157 | 0.17924 | 0.18941 | 0.19348 | 0.19464 | 0.19857 | 0.18865 | 0.18329 | 0.14394 | 0.12674 | 0.12293 | 0.10049 | 0.099909
Portfolio Adjusted1-in-10AllOrange County2020August Monthly Peak | Portfolio Adjusted | 1-in-10 | All | Orange County | 2020 | August Monthly Peak | 8 | 8.4978 | 8.1439 | 7.8993 | 7.8701 | 8.4162 | 9.9244 | 11.3638 | 12.8237 | 14.478 | 15.7564 | 16.8931 | 17.3909 | 17.612 | 17.7047 | 17.5141 | 16.7833 | 15.7374 | 14.3168 | 12.9652 | 12.5001 | 12.1276 | 11.1165 | 10.1069 | 9.3166 | -0.070448 | -0.075988 | -0.05306 | -0.057034 | -0.063375 | -0.056328 | -0.080548 | -0.055832 | -0.043718 | -0.042854 | -0.067783 | -0.065857 | -0.032657 | 0.086722 | 0.54556 | 0.5479 | 0.51702 | 0.47228 | 0.12438 | 0.0035727 | -0.029278 | -0.028499 | -0.022672 | -0.034329 | 77.7162 | 76.7546 | 75.9109 | 75.2346 | 74.6917 | 74.0788 | 73.732 | 73.9716 | 76.8214 | 80.9859 | 85.3435 | 89.7784 | 93.2029 | 95.8209 | 97.1494 | 97.4327 | 97.1639 | 95.7839 | 94.4823 | 91.7704 | 87.7976 | 84.4686 | 82.1333 | 80.5097 | 0.22847 | 0.20289 | 0.1736 | 0.10801 | 0.11905 | 0.16367 | 0.16122 | 0.19367 | 0.1927 | 0.18396 | 0.17868 | 0.18397 | 0.19178 | 0.20169 | 0.20504 | 0.20404 | 0.20676 | 0.19571 | 0.19036 | 0.15082 | 0.13244 | 0.12828 | 0.10509 | 0.10489
Portfolio Adjusted1-in-10AllOrange County2020September Monthly Peak | Portfolio Adjusted | 1-in-10 | All | Orange County | 2020 | September Monthly Peak | 9 | 8.4909 | 8.1633 | 7.8964 | 7.9098 | 8.4679 | 10.0969 | 11.8223 | 13.1457 | 14.9597 | 16.3095 | 17.4238 | 17.879 | 18.0719 | 18.2096 | 17.9945 | 17.1793 | 16.0593 | 14.5468 | 13.2701 | 13.0474 | 12.2161 | 11.179 | 10.1699 | 9.3673 | -0.085582 | -0.090488 | -0.063434 | -0.064086 | -0.070773 | -0.066134 | -0.094086 | -0.064532 | -0.050161 | -0.046904 | -0.074678 | -0.073906 | -0.041015 | 0.081623 | 0.5561 | 0.55834 | 0.52388 | 0.48172 | 0.13397 | 0.0026928 | -0.032942 | -0.033172 | -0.028424 | -0.039575 | 80.0798 | 78.8432 | 77.7559 | 77.1783 | 76.2306 | 75.4932 | 75.1375 | 75.2119 | 77.4675 | 81.8396 | 86.637 | 91.6854 | 95.5577 | 97.9399 | 98.9986 | 98.9133 | 98.4198 | 97.4131 | 95.6425 | 92.7283 | 89.0979 | 85.7403 | 83.2698 | 81.4637 | 0.23126 | 0.20609 | 0.17554 | 0.10976 | 0.12113 | 0.16835 | 0.16702 | 0.2005 | 0.20075 | 0.19156 | 0.18495 | 0.19 | 0.19764 | 0.20773 | 0.21041 | 0.20798 | 0.21036 | 0.19919 | 0.1957 | 0.15619 | 0.13533 | 0.13098 | 0.10715 | 0.10683
Portfolio Adjusted1-in-10AllOrange County2020October Monthly Peak | Portfolio Adjusted | 1-in-10 | All | Orange County | 2020 | October Monthly Peak | 10 | 7.2656 | 7.0083 | 6.8242 | 6.8624 | 7.3422 | 8.703 | 10.3103 | 11.2998 | 12.5806 | 13.591 | 14.5185 | 15.0744 | 15.384 | 15.5499 | 15.3856 | 14.6979 | 13.6974 | 12.6096 | 11.7765 | 11.2887 | 10.5476 | 9.6764 | 8.8228 | 8.1079 | -0.017129 | -0.024308 | -0.015641 | -0.029458 | -0.034268 | -0.024097 | -0.040519 | -0.0295 | -0.025599 | -0.031388 | -0.047113 | -0.042294 | -0.0091378 | 0.099438 | 0.49751 | 0.4904 | 0.46433 | 0.41919 | 0.095628 | 0.0058628 | -0.016695 | -0.01264 | -0.0044157 | -0.015488 | 74.9373 | 74.4629 | 73.9547 | 72.6279 | 71.8054 | 71.2258 | 70.6873 | 70.3855 | 71.4654 | 74.8232 | 79.0143 | 83.4898 | 87.0955 | 89.8025 | 91.176 | 91.6292 | 90.9515 | 89.2025 | 86.7358 | 83.454 | 80.1453 | 77.9226 | 76.3929 | 75.0082 | 0.18422 | 0.16465 | 0.14216 | 0.091667 | 0.10118 | 0.13924 | 0.14285 | 0.17082 | 0.17107 | 0.16408 | 0.16018 | 0.16648 | 0.17488 | 0.18538 | 0.1894 | 0.18986 | 0.19254 | 0.18312 | 0.1752 | 0.13622 | 0.11844 | 0.11212 | 0.091806 | 0.089791
Portfolio Adjusted1-in-10AllOrange County2020November Monthly Peak | Portfolio Adjusted | 1-in-10 | All | Orange County | 2020 | November Monthly Peak | 11 | 7.0794 | 6.8753 | 6.7079 | 6.7091 | 7.1809 | 8.472 | 9.6745 | 10.5393 | 11.5301 | 12.266 | 12.8247 | 13.1412 | 13.2803 | 13.3425 | 13.0688 | 12.3708 | 11.6569 | 11.483 | 10.6875 | 10.1499 | 9.6489 | 8.9619 | 8.2024 | 7.6061 | 0.072778 | 0.060545 | 0.046825 | 0.010754 | 0.0073782 | 0.027537 | 0.023553 | 0.011762 | 0.0014126 | -0.017911 | -0.020928 | -0.0085333 | 0.031088 | 0.13883 | 0.47706 | 0.45597 | 0.44351 | 0.3895 | 0.060045 | 0.011335 | 0.0015068 | 0.012325 | 0.027318 | 0.013591 | 62.9266 | 61.9122 | 61.2676 | 60.1523 | 59.0281 | 58.2051 | 58.2844 | 58.7196 | 60.9531 | 65.0817 | 70.0973 | 74.3001 | 76.9417 | 78.5762 | 79.5132 | 79.476 | 78.3308 | 75.9405 | 73.2908 | 70.8651 | 68.8416 | 67.1293 | 65.5591 | 64.8126 | 0.19966 | 0.17875 | 0.15312 | 0.096651 | 0.10644 | 0.1456 | 0.14629 | 0.17354 | 0.17181 | 0.16473 | 0.15985 | 0.16575 | 0.17396 | 0.18453 | 0.18811 | 0.18868 | 0.19176 | 0.18379 | 0.17674 | 0.13773 | 0.12047 | 0.11528 | 0.094255 | 0.092504
Portfolio Adjusted1-in-10AllOrange County2020December Monthly Peak | Portfolio Adjusted | 1-in-10 | All | Orange County | 2020 | December Monthly Peak | 12 | 7.2572 | 7.0244 | 6.8968 | 6.9602 | 7.4847 | 8.8358 | 10.4285 | 11.1347 | 11.9326 | 12.2342 | 12.3241 | 12.1127 | 11.8052 | 11.5122 | 11.1364 | 10.4825 | 10.1448 | 10.3375 | 9.8335 | 9.5811 | 9.2157 | 8.7246 | 8.1549 | 7.6611 | 0.074567 | 0.061565 | 0.047984 | 0.01114 | 0.0076609 | 0.028548 | 0.024879 | 0.012299 | 0.0014666 | -0.017904 | -0.020272 | -0.0080052 | 0.028437 | 0.12434 | 0.41726 | 0.3978 | 0.39483 | 0.35535 | 0.056266 | 0.010841 | 0.0014555 | 0.012058 | 0.027139 | 0.013601 | 43.3428 | 42.719 | 42.0222 | 41.8486 | 41.3328 | 40.5297 | 40.5983 | 40.6622 | 41.5667 | 43.4794 | 45.7454 | 47.6851 | 48.7181 | 49.1091 | 49.5181 | 49.7295 | 49.185 | 47.9003 | 46.2036 | 45.2802 | 44.5035 | 43.6834 | 43.0656 | 42.5633 | 0.2044 | 0.1817 | 0.15673 | 0.099615 | 0.10992 | 0.15032 | 0.15254 | 0.17979 | 0.17682 | 0.16555 | 0.15811 | 0.16143 | 0.16776 | 0.17713 | 0.18133 | 0.18344 | 0.18745 | 0.17961 | 0.17237 | 0.13523 | 0.11889 | 0.11411 | 0.094215 | 0.092839
Portfolio Adjusted1-in-10AllOrange County2020Typical Event Day | Portfolio Adjusted | 1-in-10 | All | Orange County | 2020 | Typical Event Day | 8 | 8.3991 | 8.0533 | 7.8146 | 7.791 | 8.3328 | 9.8129 | 11.2188 | 12.6082 | 14.175 | 15.3943 | 16.4779 | 16.9573 | 17.176 | 17.2753 | 17.0915 | 16.3895 | 15.3796 | 14.0011 | 12.6962 | 12.2547 | 11.9188 | 10.9499 | 9.9607 | 9.1911 | -0.051287 | -0.057926 | -0.039811 | -0.048343 | -0.05435 | -0.045298 | -0.066867 | -0.046795 | -0.0376 | -0.039565 | -0.061517 | -0.058071 | -0.023778 | 0.094545 | 0.54101 | 0.54107 | 0.51262 | 0.46295 | 0.11604 | 0.0046805 | -0.025222 | -0.023081 | -0.015899 | -0.027984 | 76.4446 | 75.3273 | 74.2745 | 73.4865 | 72.6189 | 71.9536 | 71.6963 | 72.1447 | 74.947 | 79.4365 | 84.1357 | 88.5623 | 91.7456 | 93.9438 | 95.3275 | 95.6452 | 95.6903 | 94.6725 | 93.0889 | 90.6124 | 86.9432 | 83.4797 | 81.1052 | 79.3762 | 0.22276 | 0.19791 | 0.16939 | 0.10566 | 0.11645 | 0.15976 | 0.1575 | 0.18861 | 0.18744 | 0.17907 | 0.17404 | 0.17929 | 0.18704 | 0.19701 | 0.20054 | 0.20004 | 0.20284 | 0.1919 | 0.1862 | 0.14736 | 0.12952 | 0.12538 | 0.10271 | 0.10242
Portfolio Adjusted1-in-10AllOrange County2021January Monthly Peak | Portfolio Adjusted | 1-in-10 | All | Orange County | 2021 | January Monthly Peak | 1 | 7.3964 | 7.1346 | 6.9952 | 7.0668 | 7.6408 | 9.1281 | 11.005 | 11.9068 | 12.811 | 13.0419 | 13.1068 | 12.8654 | 12.5504 | 12.2383 | 11.8266 | 11.097 | 10.5543 | 10.6941 | 10.2482 | 10.0255 | 9.6111 | 9.1347 | 8.5019 | 7.9739 | 0.076901 | 0.063033 | 0.049259 | 0.011422 | 0.0079091 | 0.030106 | 0.026704 | 0.013381 | 0.0016002 | -0.019459 | -0.022014 | -0.0087191 | 0.031096 | 0.13587 | 0.44974 | 0.42702 | 0.4185 | 0.37333 | 0.06042 | 0.011704 | 0.001565 | 0.012953 | 0.02907 | 0.014472 | 41.1026 | 41.0347 | 40.2921 | 39.6296 | 39.1331 | 38.7453 | 38.3656 | 38.1113 | 38.7454 | 41.1959 | 43.3684 | 45.3756 | 46.8625 | 47.8889 | 48.908 | 49.2121 | 48.7012 | 47.4488 | 45.7213 | 44.9165 | 44.1779 | 43.9943 | 43.6743 | 43.2113 | 0.21088 | 0.18621 | 0.16105 | 0.1024 | 0.11361 | 0.1581 | 0.16215 | 0.19314 | 0.18978 | 0.17664 | 0.16815 | 0.17172 | 0.17845 | 0.18787 | 0.19168 | 0.19298 | 0.19658 | 0.18821 | 0.18181 | 0.14333 | 0.12575 | 0.1211 | 0.099859 | 0.098161
Portfolio Adjusted1-in-10AllOrange County2021February Monthly Peak | Portfolio Adjusted | 1-in-10 | All | Orange County | 2021 | February Monthly Peak | 2 | 7.0853 | 6.8548 | 6.7171 | 6.804 | 7.3292 | 8.6708 | 10.2892 | 11.0781 | 11.9 | 12.235 | 12.4605 | 12.4401 | 12.3424 | 12.2143 | 11.9065 | 11.2358 | 10.61 | 10.5048 | 10.1977 | 9.8531 | 9.4241 | 8.8717 | 8.2097 | 7.6768 | 0.073032 | 0.060202 | 0.047008 | 0.010947 | 0.0075642 | 0.028546 | 0.025037 | 0.012444 | 0.0014807 | -0.018184 | -0.02079 | -0.0083401 | 0.029997 | 0.13236 | 0.44535 | 0.42519 | 0.41489 | 0.36568 | 0.058497 | 0.01123 | 0.0014999 | 0.012418 | 0.027801 | 0.013864 | 47.4579 | 47.1003 | 46.719 | 46.1309 | 45.6467 | 45.3195 | 44.7046 | 45.2075 | 46.2446 | 49.6333 | 52.6153 | 55.783 | 57.7085 | 58.69 | 59.3465 | 59.5905 | 58.3331 | 57.3293 | 55.5506 | 53.667 | 52.4642 | 51.1572 | 50.0929 | 48.6623 | 0.2003 | 0.1778 | 0.15366 | 0.098001 | 0.10855 | 0.15001 | 0.15268 | 0.18072 | 0.17721 | 0.16622 | 0.15927 | 0.16376 | 0.17088 | 0.18056 | 0.18432 | 0.18553 | 0.18885 | 0.18095 | 0.17445 | 0.13701 | 0.12015 | 0.11584 | 0.095364 | 0.093893
Portfolio Adjusted1-in-10AllOrange County2021March Monthly Peak | Portfolio Adjusted | 1-in-10 | All | Orange County | 2021 | March Monthly Peak | 3 | 7.1827 | 6.9173 | 6.7439 | 6.7895 | 7.2421 | 8.5321 | 9.8844 | 10.7336 | 11.6418 | 12.2947 | 12.8753 | 13.1501 | 13.3221 | 13.4887 | 13.3012 | 12.7218 | 11.914 | 11.056 | 10.3829 | 10.3984 | 9.9628 | 9.2727 | 8.4466 | 7.8185 | 0.074233 | 0.061223 | 0.047605 | 0.011034 | 0.007502 | 0.028167 | 0.023969 | 0.012032 | 0.0014451 | -0.018212 | -0.021343 | -0.0087013 | 0.031818 | 0.14336 | 0.49065 | 0.47344 | 0.45833 | 0.38323 | 0.060147 | 0.011697 | 0.0015707 | 0.012921 | 0.028551 | 0.014152 | 60.4271 | 59.019 | 58.0601 | 57.7249 | 56.5591 | 55.5899 | 55.0591 | 55.8271 | 59.1998 | 63.6727 | 68.4736 | 72.925 | 76.0972 | 77.7287 | 78.4013 | 79.0702 | 78.892 | 77.7964 | 75.2603 | 71.8048 | 68.826 | 65.9499 | 63.6929 | 61.9599 | 0.20333 | 0.18056 | 0.15538 | 0.098535 | 0.10776 | 0.14826 | 0.1479 | 0.17618 | 0.17415 | 0.16612 | 0.1613 | 0.16719 | 0.1757 | 0.18698 | 0.19064 | 0.19128 | 0.19403 | 0.18377 | 0.17655 | 0.13993 | 0.1231 | 0.11883 | 0.097003 | 0.095288
Portfolio Adjusted1-in-10AllOrange County2021April Monthly Peak | Portfolio Adjusted | 1-in-10 | All | Orange County | 2021 | April Monthly Peak | 4 | 7.2665 | 6.9832 | 6.7997 | 6.8209 | 7.2615 | 8.5766 | 9.8155 | 10.8943 | 12.1353 | 13.0684 | 13.9025 | 14.3766 | 14.6833 | 14.9309 | 14.782 | 14.1393 | 13.2156 | 12.0873 | 11.0135 | 10.9127 | 10.4896 | 9.64 | 8.737 | 8.0287 | 0.010787 | 0.0017764 | 0.0036931 | -0.017244 | -0.021397 | -0.00793 | -0.019963 | -0.016249 | -0.016887 | -0.02721 | -0.039069 | -0.031682 | 0.0041281 | 0.11567 | 0.50137 | 0.49204 | 0.46914 | 0.40763 | 0.084139 | 0.0078068 | -0.011275 | -0.0049154 | 0.0058219 | -0.0064193 | 71.363 | 69.5768 | 67.9907 | 66.3611 | 65.3834 | 64.7235 | 64.1673 | 64.2585 | 67.3037 | 72.8366 | 78.7532 | 84.1751 | 87.8187 | 89.8022 | 90.4313 | 90.8902 | 90.8622 | 90.0181 | 88.3677 | 84.7108 | 79.7625 | 75.8424 | 73.2464 | 71.236 | 0.1899 | 0.16886 | 0.14543 | 0.093044 | 0.1017 | 0.13982 | 0.14131 | 0.16936 | 0.16954 | 0.16314 | 0.15956 | 0.16582 | 0.17463 | 0.18602 | 0.19003 | 0.19081 | 0.1934 | 0.1823 | 0.17405 | 0.13709 | 0.12009 | 0.11441 | 0.093229 | 0.090994
Portfolio Adjusted1-in-10AllOrange County2021May Monthly Peak | Portfolio Adjusted | 1-in-10 | All | Orange County | 2021 | May Monthly Peak | 5 | 7.5456 | 7.2537 | 7.0338 | 7.0452 | 7.5492 | 8.875 | 10.0168 | 11.4166 | 12.8767 | 13.9827 | 14.886 | 15.3791 | 15.625 | 15.7783 | 15.5857 | 14.8603 | 13.9112 | 12.7238 | 11.5724 | 11.1849 | 10.9854 | 10.0583 | 9.1178 | 8.3899 | -0.011489 | -0.019524 | -0.011845 | -0.028069 | -0.032886 | -0.021286 | -0.036631 | -0.027443 | -0.024667 | -0.032145 | -0.047784 | -0.042016 | -0.0063437 | 0.10887 | 0.51751 | 0.50919 | 0.484 | 0.42769 | 0.09632 | 0.0065934 | -0.016506 | -0.011648 | -0.0021913 | -0.014284 | 71.9614 | 70.6155 | 68.999 | 68.2626 | 67.6197 | 66.751 | 66.3558 | 66.7623 | 70.7573 | 76.9961 | 82.4208 | 86.6843 | 89.2769 | 91.1693 | 92.5766 | 93.4238 | 93.486 | 92.2531 | 90.1405 | 87.4006 | 83.9582 | 80.1708 | 77.3304 | 75.2175 | 0.19725 | 0.17543 | 0.15021 | 0.095598 | 0.10515 | 0.14454 | 0.14492 | 0.1751 | 0.17575 | 0.16916 | 0.16475 | 0.17104 | 0.17944 | 0.19002 | 0.19371 | 0.19351 | 0.19606 | 0.18514 | 0.17781 | 0.13946 | 0.12304 | 0.11769 | 0.096031 | 0.094367
Portfolio Adjusted1-in-10AllOrange County2021June Monthly Peak | Portfolio Adjusted | 1-in-10 | All | Orange County | 2021 | June Monthly Peak | 6 | 7.9478 | 7.6416 | 7.3962 | 7.4158 | 7.9175 | 9.1808 | 10.3274 | 11.6874 | 13.0694 | 14.1611 | 15.1196 | 15.6368 | 15.8862 | 16.0303 | 15.9029 | 15.3173 | 14.4106 | 13.2255 | 12.0704 | 11.4832 | 11.2691 | 10.4513 | 9.465 | 8.7283 | -0.01385 | -0.022354 | -0.01373 | -0.030647 | -0.035619 | -0.02311 | -0.038845 | -0.028477 | -0.025136 | -0.032238 | -0.048064 | -0.042284 | -0.006973 | 0.10626 | 0.51884 | 0.51722 | 0.49549 | 0.44048 | 0.099783 | 0.0066539 | -0.0172 | -0.0125 | -0.0028415 | -0.01542 | 72.8848 | 71.5829 | 70.2685 | 69.2029 | 67.9607 | 67.1256 | 66.9959 | 68.1218 | 71.3014 | 76.0713 | 81.171 | 85.4944 | 88.451 | 90.643 | 92.1743 | 92.7554 | 93.0922 | 92.4821 | 91.1347 | 88.9289 | 85.0002 | 80.9634 | 78.4112 | 76.4649 | 0.2094 | 0.18648 | 0.15921 | 0.10061 | 0.11023 | 0.14981 | 0.14813 | 0.17682 | 0.17605 | 0.16901 | 0.16472 | 0.17065 | 0.17861 | 0.18879 | 0.19292 | 0.19411 | 0.19751 | 0.18706 | 0.18082 | 0.14158 | 0.12481 | 0.12059 | 0.098524 | 0.097542
Portfolio Adjusted1-in-10AllOrange County2021July Monthly Peak | Portfolio Adjusted | 1-in-10 | All | Orange County | 2021 | July Monthly Peak | 7 | 8.3156 | 7.9715 | 7.7284 | 7.7242 | 8.2492 | 9.5986 | 10.8445 | 12.2358 | 13.6293 | 14.7666 | 15.6885 | 16.1345 | 16.3293 | 16.4573 | 16.3217 | 15.762 | 14.943 | 13.7516 | 12.5508 | 11.8975 | 11.6721 | 10.8268 | 9.8345 | 9.063 | -0.035528 | -0.043045 | -0.028898 | -0.041286 | -0.046742 | -0.035811 | -0.054317 | -0.038326 | -0.031469 | -0.035525 | -0.054011 | -0.049614 | -0.015939 | 0.096548 | 0.51959 | 0.52218 | 0.50215 | 0.45431 | 0.10942 | 0.0055153 | -0.02173 | -0.018577 | -0.010297 | -0.022575 | 75.0977 | 74.1286 | 73.1627 | 72.3301 | 71.5928 | 71.1168 | 70.9199 | 71.2735 | 74.1977 | 78.8493 | 83.3914 | 87.2911 | 89.7708 | 91.3716 | 92.9876 | 93.4796 | 94.0851 | 93.0109 | 91.0959 | 89.0222 | 85.8772 | 82.7464 | 80.6065 | 79.0665 | 0.21846 | 0.19419 | 0.16624 | 0.10422 | 0.11428 | 0.15536 | 0.15208 | 0.18104 | 0.17902 | 0.17132 | 0.16622 | 0.17157 | 0.17924 | 0.18941 | 0.19348 | 0.19464 | 0.19857 | 0.18865 | 0.18329 | 0.14394 | 0.12674 | 0.12293 | 0.10049 | 0.099909
Portfolio Adjusted1-in-10AllOrange County2021August Monthly Peak | Portfolio Adjusted | 1-in-10 | All | Orange County | 2021 | August Monthly Peak | 8 | 8.4978 | 8.1439 | 7.8993 | 7.8701 | 8.4162 | 9.9244 | 11.3638 | 12.8237 | 14.478 | 15.7564 | 16.8931 | 17.3909 | 17.612 | 17.7047 | 17.5141 | 16.7833 | 15.7374 | 14.3168 | 12.9652 | 12.5001 | 12.1276 | 11.1165 | 10.1069 | 9.3166 | -0.070448 | -0.075988 | -0.05306 | -0.057034 | -0.063375 | -0.056328 | -0.080548 | -0.055832 | -0.043718 | -0.042854 | -0.067783 | -0.065857 | -0.032657 | 0.086722 | 0.54556 | 0.5479 | 0.51702 | 0.47228 | 0.12438 | 0.0035727 | -0.029278 | -0.028499 | -0.022672 | -0.034329 | 77.7162 | 76.7546 | 75.9109 | 75.2346 | 74.6917 | 74.0788 | 73.732 | 73.9716 | 76.8214 | 80.9859 | 85.3435 | 89.7784 | 93.2029 | 95.8209 | 97.1494 | 97.4327 | 97.1639 | 95.7839 | 94.4823 | 91.7704 | 87.7975 | 84.4686 | 82.1334 | 80.5097 | 0.22847 | 0.20289 | 0.1736 | 0.10801 | 0.11905 | 0.16367 | 0.16122 | 0.19367 | 0.1927 | 0.18396 | 0.17868 | 0.18397 | 0.19178 | 0.20169 | 0.20504 | 0.20404 | 0.20676 | 0.19571 | 0.19036 | 0.15082 | 0.13244 | 0.12828 | 0.10509 | 0.10489
Portfolio Adjusted1-in-10AllOrange County2021September Monthly Peak | Portfolio Adjusted | 1-in-10 | All | Orange County | 2021 | September Monthly Peak | 9 | 8.4909 | 8.1633 | 7.8964 | 7.9098 | 8.4679 | 10.0969 | 11.8223 | 13.1457 | 14.9597 | 16.3095 | 17.4238 | 17.879 | 18.0719 | 18.2096 | 17.9945 | 17.1793 | 16.0593 | 14.5468 | 13.2701 | 13.0474 | 12.2161 | 11.179 | 10.1699 | 9.3673 | -0.085582 | -0.090488 | -0.063434 | -0.064086 | -0.070773 | -0.066134 | -0.094086 | -0.064532 | -0.050161 | -0.046904 | -0.074678 | -0.073906 | -0.041015 | 0.081624 | 0.5561 | 0.55834 | 0.52388 | 0.48172 | 0.13397 | 0.0026928 | -0.032942 | -0.033172 | -0.028424 | -0.039575 | 80.0798 | 78.8432 | 77.7559 | 77.1783 | 76.2306 | 75.4932 | 75.1375 | 75.2119 | 77.4675 | 81.8396 | 86.637 | 91.6854 | 95.5577 | 97.9399 | 98.9986 | 98.9133 | 98.4198 | 97.413 | 95.6426 | 92.7283 | 89.0979 | 85.7403 | 83.2698 | 81.4636 | 0.23126 | 0.20609 | 0.17554 | 0.10976 | 0.12113 | 0.16835 | 0.16702 | 0.2005 | 0.20075 | 0.19156 | 0.18495 | 0.19 | 0.19764 | 0.20773 | 0.21041 | 0.20798 | 0.21036 | 0.19919 | 0.1957 | 0.15619 | 0.13533 | 0.13098 | 0.10715 | 0.10683
Portfolio Adjusted1-in-10AllOrange County2021October Monthly Peak | Portfolio Adjusted | 1-in-10 | All | Orange County | 2021 | October Monthly Peak | 10 | 7.2656 | 7.0083 | 6.8242 | 6.8624 | 7.3422 | 8.703 | 10.3103 | 11.2998 | 12.5806 | 13.591 | 14.5185 | 15.0744 | 15.384 | 15.5499 | 15.3856 | 14.6979 | 13.6974 | 12.6096 | 11.7765 | 11.2887 | 10.5476 | 9.6764 | 8.8228 | 8.1079 | -0.017129 | -0.024308 | -0.015641 | -0.029458 | -0.034268 | -0.024097 | -0.040519 | -0.0295 | -0.025599 | -0.031388 | -0.047113 | -0.042294 | -0.0091378 | 0.099438 | 0.49751 | 0.4904 | 0.46433 | 0.41919 | 0.095628 | 0.0058628 | -0.016695 | -0.01264 | -0.0044157 | -0.015488 | 74.9373 | 74.4629 | 73.9547 | 72.6279 | 71.8054 | 71.2258 | 70.6873 | 70.3855 | 71.4654 | 74.8232 | 79.0143 | 83.4898 | 87.0955 | 89.8025 | 91.176 | 91.6292 | 90.9515 | 89.2025 | 86.7358 | 83.454 | 80.1453 | 77.9226 | 76.3929 | 75.0082 | 0.18422 | 0.16465 | 0.14216 | 0.091667 | 0.10118 | 0.13924 | 0.14285 | 0.17082 | 0.17107 | 0.16408 | 0.16018 | 0.16648 | 0.17488 | 0.18538 | 0.1894 | 0.18986 | 0.19254 | 0.18312 | 0.1752 | 0.13622 | 0.11844 | 0.11212 | 0.091806 | 0.089791
Portfolio Adjusted1-in-10AllOrange County2021November Monthly Peak | Portfolio Adjusted | 1-in-10 | All | Orange County | 2021 | November Monthly Peak | 11 | 7.0794 | 6.8753 | 6.7079 | 6.7091 | 7.1809 | 8.472 | 9.6745 | 10.5393 | 11.5301 | 12.266 | 12.8247 | 13.1412 | 13.2803 | 13.3425 | 13.0688 | 12.3708 | 11.6569 | 11.4829 | 10.6875 | 10.1499 | 9.6489 | 8.9619 | 8.2024 | 7.6061 | 0.072778 | 0.060545 | 0.046825 | 0.010754 | 0.0073782 | 0.027537 | 0.023553 | 0.011762 | 0.0014126 | -0.017911 | -0.020928 | -0.0085333 | 0.031088 | 0.13883 | 0.47706 | 0.45597 | 0.44351 | 0.3895 | 0.060045 | 0.011335 | 0.0015068 | 0.012325 | 0.027318 | 0.013591 | 62.9266 | 61.9122 | 61.2676 | 60.1523 | 59.028 | 58.2051 | 58.2844 | 58.7196 | 60.9531 | 65.0817 | 70.0973 | 74.3001 | 76.9417 | 78.5763 | 79.5132 | 79.476 | 78.3309 | 75.9405 | 73.2908 | 70.8651 | 68.8416 | 67.1293 | 65.5591 | 64.8126 | 0.19966 | 0.17875 | 0.15312 | 0.096651 | 0.10644 | 0.1456 | 0.14629 | 0.17354 | 0.17181 | 0.16473 | 0.15985 | 0.16575 | 0.17396 | 0.18453 | 0.18811 | 0.18868 | 0.19176 | 0.18379 | 0.17674 | 0.13773 | 0.12047 | 0.11528 | 0.094255 | 0.092504
Portfolio Adjusted1-in-10AllOrange County2021December Monthly Peak | Portfolio Adjusted | 1-in-10 | All | Orange County | 2021 | December Monthly Peak | 12 | 7.2572 | 7.0244 | 6.8968 | 6.9602 | 7.4847 | 8.8358 | 10.4285 | 11.1347 | 11.9326 | 12.2342 | 12.3241 | 12.1127 | 11.8052 | 11.5122 | 11.1364 | 10.4825 | 10.1448 | 10.3375 | 9.8335 | 9.5811 | 9.2157 | 8.7246 | 8.1549 | 7.6611 | 0.074567 | 0.061565 | 0.047984 | 0.01114 | 0.0076609 | 0.028548 | 0.024879 | 0.012299 | 0.0014666 | -0.017904 | -0.020272 | -0.0080052 | 0.028437 | 0.12434 | 0.41726 | 0.3978 | 0.39483 | 0.35535 | 0.056266 | 0.010841 | 0.0014555 | 0.012058 | 0.027139 | 0.013601 | 43.3428 | 42.719 | 42.0222 | 41.8486 | 41.3328 | 40.5297 | 40.5983 | 40.6622 | 41.5667 | 43.4794 | 45.7454 | 47.6851 | 48.7181 | 49.1091 | 49.5181 | 49.7295 | 49.185 | 47.9003 | 46.2036 | 45.2802 | 44.5035 | 43.6834 | 43.0656 | 42.5633 | 0.2044 | 0.1817 | 0.15673 | 0.099615 | 0.10992 | 0.15032 | 0.15254 | 0.17979 | 0.17682 | 0.16555 | 0.15811 | 0.16143 | 0.16776 | 0.17713 | 0.18133 | 0.18344 | 0.18745 | 0.17961 | 0.17237 | 0.13523 | 0.11889 | 0.11411 | 0.094215 | 0.092839
Portfolio Adjusted1-in-10AllOrange County2021Typical Event Day | Portfolio Adjusted | 1-in-10 | All | Orange County | 2021 | Typical Event Day | 8 | 8.3991 | 8.0533 | 7.8146 | 7.791 | 8.3328 | 9.8129 | 11.2188 | 12.6082 | 14.175 | 15.3943 | 16.4779 | 16.9573 | 17.176 | 17.2753 | 17.0915 | 16.3895 | 15.3796 | 14.0011 | 12.6962 | 12.2547 | 11.9188 | 10.9499 | 9.9607 | 9.1911 | -0.051287 | -0.057926 | -0.039811 | -0.048343 | -0.05435 | -0.045298 | -0.066867 | -0.046795 | -0.0376 | -0.039565 | -0.061517 | -0.058071 | -0.023778 | 0.094545 | 0.54101 | 0.54107 | 0.51262 | 0.46295 | 0.11604 | 0.0046805 | -0.025222 | -0.023081 | -0.015899 | -0.027984 | 76.4446 | 75.3273 | 74.2745 | 73.4865 | 72.6189 | 71.9536 | 71.6963 | 72.1447 | 74.947 | 79.4365 | 84.1357 | 88.5623 | 91.7456 | 93.9438 | 95.3275 | 95.6452 | 95.6903 | 94.6725 | 93.0889 | 90.6124 | 86.9432 | 83.4797 | 81.1052 | 79.3762 | 0.22276 | 0.19791 | 0.16939 | 0.10566 | 0.11645 | 0.15976 | 0.1575 | 0.18861 | 0.18744 | 0.17907 | 0.17404 | 0.17929 | 0.18704 | 0.19701 | 0.20054 | 0.20004 | 0.20284 | 0.1919 | 0.1862 | 0.14736 | 0.12952 | 0.12538 | 0.10271 | 0.10242
Portfolio Adjusted1-in-10AllOrange County2022January Monthly Peak | Portfolio Adjusted | 1-in-10 | All | Orange County | 2022 | January Monthly Peak | 1 | 7.3964 | 7.1346 | 6.9952 | 7.0668 | 7.6408 | 9.1281 | 11.005 | 11.9068 | 12.811 | 13.0419 | 13.1068 | 12.8654 | 12.5504 | 12.2383 | 11.8266 | 11.097 | 10.5543 | 10.6941 | 10.2482 | 10.0255 | 9.6111 | 9.1347 | 8.5019 | 7.9739 | 0.076901 | 0.063033 | 0.049259 | 0.011422 | 0.0079091 | 0.030106 | 0.026704 | 0.013381 | 0.0016002 | -0.019459 | -0.022014 | -0.0087191 | 0.031096 | 0.13587 | 0.44974 | 0.42702 | 0.4185 | 0.37333 | 0.06042 | 0.011704 | 0.001565 | 0.012953 | 0.02907 | 0.014472 | 41.1026 | 41.0347 | 40.2921 | 39.6296 | 39.1331 | 38.7453 | 38.3656 | 38.1113 | 38.7454 | 41.1959 | 43.3684 | 45.3756 | 46.8625 | 47.8889 | 48.908 | 49.2121 | 48.7012 | 47.4487 | 45.7213 | 44.9165 | 44.1779 | 43.9943 | 43.6743 | 43.2113 | 0.21088 | 0.18621 | 0.16105 | 0.1024 | 0.11361 | 0.1581 | 0.16215 | 0.19314 | 0.18978 | 0.17664 | 0.16815 | 0.17172 | 0.17845 | 0.18787 | 0.19168 | 0.19298 | 0.19658 | 0.18821 | 0.18181 | 0.14333 | 0.12575 | 0.1211 | 0.099859 | 0.098161
Portfolio Adjusted1-in-10AllOrange County2022February Monthly Peak | Portfolio Adjusted | 1-in-10 | All | Orange County | 2022 | February Monthly Peak | 2 | 7.0853 | 6.8548 | 6.7171 | 6.804 | 7.3292 | 8.6708 | 10.2892 | 11.0781 | 11.9 | 12.235 | 12.4605 | 12.4401 | 12.3424 | 12.2143 | 11.9065 | 11.2358 | 10.61 | 10.5048 | 10.1977 | 9.8531 | 9.4241 | 8.8717 | 8.2097 | 7.6768 | 0.073032 | 0.060202 | 0.047008 | 0.010947 | 0.0075642 | 0.028546 | 0.025037 | 0.012444 | 0.0014807 | -0.018184 | -0.02079 | -0.0083401 | 0.029997 | 0.13236 | 0.44535 | 0.42519 | 0.41489 | 0.36568 | 0.058497 | 0.01123 | 0.0014999 | 0.012418 | 0.027801 | 0.013864 | 47.4579 | 47.1003 | 46.719 | 46.1309 | 45.6467 | 45.3195 | 44.7046 | 45.2075 | 46.2446 | 49.6333 | 52.6153 | 55.783 | 57.7085 | 58.69 | 59.3465 | 59.5905 | 58.3331 | 57.3293 | 55.5506 | 53.667 | 52.4642 | 51.1572 | 50.0929 | 48.6623 | 0.2003 | 0.1778 | 0.15366 | 0.098001 | 0.10855 | 0.15001 | 0.15268 | 0.18072 | 0.17721 | 0.16622 | 0.15927 | 0.16376 | 0.17088 | 0.18056 | 0.18432 | 0.18553 | 0.18885 | 0.18095 | 0.17445 | 0.13701 | 0.12015 | 0.11584 | 0.095364 | 0.093893
Portfolio Adjusted1-in-10AllOrange County2022March Monthly Peak | Portfolio Adjusted | 1-in-10 | All | Orange County | 2022 | March Monthly Peak | 3 | 7.1827 | 6.9173 | 6.7439 | 6.7895 | 7.2421 | 8.5321 | 9.8844 | 10.7336 | 11.6418 | 12.2947 | 12.8753 | 13.1501 | 13.3221 | 13.4887 | 13.3012 | 12.7218 | 11.914 | 11.056 | 10.3829 | 10.3984 | 9.9628 | 9.2727 | 8.4466 | 7.8185 | 0.074233 | 0.061223 | 0.047605 | 0.011034 | 0.007502 | 0.028167 | 0.023969 | 0.012032 | 0.0014451 | -0.018212 | -0.021343 | -0.0087013 | 0.031818 | 0.14336 | 0.49065 | 0.47344 | 0.45833 | 0.38323 | 0.060147 | 0.011697 | 0.0015707 | 0.012921 | 0.028551 | 0.014152 | 60.4271 | 59.019 | 58.0601 | 57.7249 | 56.5591 | 55.5899 | 55.0591 | 55.8271 | 59.1998 | 63.6727 | 68.4736 | 72.925 | 76.0972 | 77.7287 | 78.4013 | 79.0702 | 78.892 | 77.7964 | 75.2603 | 71.8048 | 68.826 | 65.9499 | 63.6929 | 61.9599 | 0.20333 | 0.18056 | 0.15538 | 0.098535 | 0.10776 | 0.14826 | 0.1479 | 0.17618 | 0.17415 | 0.16612 | 0.1613 | 0.16719 | 0.1757 | 0.18698 | 0.19064 | 0.19128 | 0.19403 | 0.18377 | 0.17655 | 0.13993 | 0.1231 | 0.11883 | 0.097003 | 0.095288
Portfolio Adjusted1-in-10AllOrange County2022April Monthly Peak | Portfolio Adjusted | 1-in-10 | All | Orange County | 2022 | April Monthly Peak | 4 | 7.2665 | 6.9832 | 6.7997 | 6.8209 | 7.2615 | 8.5766 | 9.8155 | 10.8943 | 12.1353 | 13.0684 | 13.9025 | 14.3766 | 14.6833 | 14.9309 | 14.782 | 14.1393 | 13.2156 | 12.0873 | 11.0135 | 10.9127 | 10.4896 | 9.64 | 8.737 | 8.0287 | 0.010787 | 0.0017764 | 0.0036931 | -0.017244 | -0.021397 | -0.00793 | -0.019963 | -0.016249 | -0.016887 | -0.02721 | -0.039069 | -0.031682 | 0.0041281 | 0.11567 | 0.50137 | 0.49204 | 0.46914 | 0.40763 | 0.084139 | 0.0078068 | -0.011275 | -0.0049154 | 0.0058219 | -0.0064193 | 71.363 | 69.5768 | 67.9907 | 66.3611 | 65.3834 | 64.7235 | 64.1673 | 64.2585 | 67.3037 | 72.8366 | 78.7532 | 84.1751 | 87.8187 | 89.8022 | 90.4313 | 90.8902 | 90.8622 | 90.0181 | 88.3677 | 84.7108 | 79.7625 | 75.8424 | 73.2464 | 71.236 | 0.1899 | 0.16886 | 0.14543 | 0.093044 | 0.1017 | 0.13982 | 0.14131 | 0.16936 | 0.16954 | 0.16314 | 0.15956 | 0.16582 | 0.17463 | 0.18602 | 0.19003 | 0.19081 | 0.1934 | 0.1823 | 0.17405 | 0.13709 | 0.12009 | 0.11441 | 0.093229 | 0.090994
Portfolio Adjusted1-in-10AllOrange County2022May Monthly Peak | Portfolio Adjusted | 1-in-10 | All | Orange County | 2022 | May Monthly Peak | 5 | 7.5456 | 7.2537 | 7.0338 | 7.0452 | 7.5492 | 8.875 | 10.0168 | 11.4166 | 12.8767 | 13.9827 | 14.886 | 15.3791 | 15.625 | 15.7783 | 15.5857 | 14.8603 | 13.9112 | 12.7238 | 11.5724 | 11.1849 | 10.9854 | 10.0583 | 9.1178 | 8.3899 | -0.011489 | -0.019524 | -0.011845 | -0.028069 | -0.032886 | -0.021286 | -0.036631 | -0.027443 | -0.024667 | -0.032145 | -0.047784 | -0.042016 | -0.0063437 | 0.10887 | 0.51751 | 0.50919 | 0.484 | 0.42769 | 0.09632 | 0.0065934 | -0.016506 | -0.011648 | -0.0021913 | -0.014284 | 71.9614 | 70.6155 | 68.999 | 68.2626 | 67.6197 | 66.751 | 66.3558 | 66.7623 | 70.7573 | 76.9961 | 82.4208 | 86.6843 | 89.2769 | 91.1693 | 92.5766 | 93.4238 | 93.486 | 92.253 | 90.1405 | 87.4006 | 83.9582 | 80.1708 | 77.3304 | 75.2175 | 0.19725 | 0.17543 | 0.15021 | 0.095598 | 0.10515 | 0.14454 | 0.14492 | 0.1751 | 0.17575 | 0.16916 | 0.16475 | 0.17104 | 0.17944 | 0.19002 | 0.19371 | 0.19351 | 0.19606 | 0.18514 | 0.17781 | 0.13946 | 0.12304 | 0.11769 | 0.096031 | 0.094367
Portfolio Adjusted1-in-10AllOrange County2022June Monthly Peak | Portfolio Adjusted | 1-in-10 | All | Orange County | 2022 | June Monthly Peak | 6 | 7.9478 | 7.6416 | 7.3962 | 7.4158 | 7.9175 | 9.1808 | 10.3274 | 11.6874 | 13.0694 | 14.1611 | 15.1196 | 15.6368 | 15.8862 | 16.0303 | 15.9029 | 15.3173 | 14.4106 | 13.2255 | 12.0704 | 11.4832 | 11.2691 | 10.4513 | 9.465 | 8.7283 | -0.01385 | -0.022354 | -0.01373 | -0.030647 | -0.035619 | -0.02311 | -0.038845 | -0.028477 | -0.025136 | -0.032238 | -0.048064 | -0.042284 | -0.006973 | 0.10626 | 0.51884 | 0.51722 | 0.49549 | 0.44048 | 0.099783 | 0.0066539 | -0.0172 | -0.0125 | -0.0028415 | -0.01542 | 72.8848 | 71.5829 | 70.2685 | 69.2029 | 67.9607 | 67.1256 | 66.9959 | 68.1218 | 71.3014 | 76.0713 | 81.171 | 85.4944 | 88.451 | 90.643 | 92.1743 | 92.7554 | 93.0922 | 92.4821 | 91.1347 | 88.9289 | 85.0002 | 80.9634 | 78.4112 | 76.4649 | 0.2094 | 0.18648 | 0.15921 | 0.10061 | 0.11023 | 0.14981 | 0.14813 | 0.17682 | 0.17605 | 0.16901 | 0.16472 | 0.17065 | 0.17861 | 0.18879 | 0.19292 | 0.19411 | 0.19751 | 0.18706 | 0.18082 | 0.14158 | 0.12481 | 0.12059 | 0.098524 | 0.097542
Portfolio Adjusted1-in-10AllOrange County2022July Monthly Peak | Portfolio Adjusted | 1-in-10 | All | Orange County | 2022 | July Monthly Peak | 7 | 8.3156 | 7.9715 | 7.7284 | 7.7242 | 8.2492 | 9.5986 | 10.8445 | 12.2358 | 13.6293 | 14.7666 | 15.6885 | 16.1345 | 16.3293 | 16.4573 | 16.3217 | 15.762 | 14.943 | 13.7516 | 12.5508 | 11.8975 | 11.6721 | 10.8268 | 9.8345 | 9.063 | -0.035528 | -0.043045 | -0.028898 | -0.041286 | -0.046742 | -0.035811 | -0.054317 | -0.038326 | -0.031469 | -0.035525 | -0.054011 | -0.049614 | -0.015939 | 0.096548 | 0.51959 | 0.52218 | 0.50215 | 0.45431 | 0.10942 | 0.0055153 | -0.02173 | -0.018577 | -0.010297 | -0.022575 | 75.0977 | 74.1286 | 73.1627 | 72.3301 | 71.5928 | 71.1168 | 70.9199 | 71.2735 | 74.1977 | 78.8493 | 83.3914 | 87.2911 | 89.7708 | 91.3715 | 92.9876 | 93.4796 | 94.0851 | 93.0109 | 91.0959 | 89.0222 | 85.8772 | 82.7464 | 80.6064 | 79.0665 | 0.21846 | 0.19419 | 0.16624 | 0.10422 | 0.11428 | 0.15536 | 0.15208 | 0.18104 | 0.17902 | 0.17132 | 0.16622 | 0.17157 | 0.17924 | 0.18941 | 0.19348 | 0.19464 | 0.19857 | 0.18865 | 0.18329 | 0.14394 | 0.12674 | 0.12293 | 0.10049 | 0.099909
Portfolio Adjusted1-in-10AllOrange County2022August Monthly Peak | Portfolio Adjusted | 1-in-10 | All | Orange County | 2022 | August Monthly Peak | 8 | 8.4978 | 8.1439 | 7.8993 | 7.8701 | 8.4162 | 9.9244 | 11.3638 | 12.8237 | 14.478 | 15.7564 | 16.8931 | 17.3909 | 17.612 | 17.7047 | 17.5141 | 16.7833 | 15.7374 | 14.3168 | 12.9652 | 12.5001 | 12.1276 | 11.1165 | 10.1069 | 9.3166 | -0.070448 | -0.075988 | -0.05306 | -0.057034 | -0.063375 | -0.056328 | -0.080548 | -0.055832 | -0.043718 | -0.042854 | -0.067783 | -0.065857 | -0.032657 | 0.086722 | 0.54556 | 0.5479 | 0.51702 | 0.47228 | 0.12438 | 0.0035727 | -0.029278 | -0.028499 | -0.022672 | -0.034329 | 77.7162 | 76.7546 | 75.9109 | 75.2346 | 74.6917 | 74.0788 | 73.732 | 73.9716 | 76.8214 | 80.9859 | 85.3435 | 89.7784 | 93.2029 | 95.8209 | 97.1494 | 97.4327 | 97.1639 | 95.7839 | 94.4823 | 91.7704 | 87.7976 | 84.4686 | 82.1333 | 80.5097 | 0.22847 | 0.20289 | 0.1736 | 0.10801 | 0.11905 | 0.16367 | 0.16122 | 0.19367 | 0.1927 | 0.18396 | 0.17868 | 0.18397 | 0.19178 | 0.20169 | 0.20504 | 0.20404 | 0.20676 | 0.19571 | 0.19036 | 0.15082 | 0.13244 | 0.12828 | 0.10509 | 0.10489
Portfolio Adjusted1-in-10AllOrange County2022September Monthly Peak | Portfolio Adjusted | 1-in-10 | All | Orange County | 2022 | September Monthly Peak | 9 | 8.4909 | 8.1633 | 7.8964 | 7.9098 | 8.4679 | 10.0969 | 11.8223 | 13.1457 | 14.9597 | 16.3095 | 17.4238 | 17.879 | 18.0719 | 18.2096 | 17.9945 | 17.1793 | 16.0593 | 14.5468 | 13.2701 | 13.0474 | 12.2161 | 11.179 | 10.1699 | 9.3673 | -0.085582 | -0.090488 | -0.063434 | -0.064086 | -0.070773 | -0.066134 | -0.094086 | -0.064532 | -0.050161 | -0.046904 | -0.074678 | -0.073906 | -0.041015 | 0.081624 | 0.5561 | 0.55834 | 0.52388 | 0.48172 | 0.13397 | 0.0026928 | -0.032942 | -0.033172 | -0.028424 | -0.039575 | 80.0798 | 78.8432 | 77.7559 | 77.1783 | 76.2306 | 75.4932 | 75.1375 | 75.2119 | 77.4675 | 81.8396 | 86.637 | 91.6854 | 95.5577 | 97.9399 | 98.9986 | 98.9133 | 98.4198 | 97.4131 | 95.6425 | 92.7283 | 89.0979 | 85.7403 | 83.2698 | 81.4637 | 0.23126 | 0.20609 | 0.17554 | 0.10976 | 0.12113 | 0.16835 | 0.16702 | 0.2005 | 0.20075 | 0.19156 | 0.18495 | 0.19 | 0.19764 | 0.20773 | 0.21041 | 0.20798 | 0.21036 | 0.19919 | 0.1957 | 0.15619 | 0.13533 | 0.13098 | 0.10715 | 0.10683
Portfolio Adjusted1-in-10AllOrange County2022October Monthly Peak | Portfolio Adjusted | 1-in-10 | All | Orange County | 2022 | October Monthly Peak | 10 | 7.2656 | 7.0083 | 6.8242 | 6.8624 | 7.3422 | 8.703 | 10.3103 | 11.2998 | 12.5806 | 13.591 | 14.5185 | 15.0744 | 15.384 | 15.5499 | 15.3856 | 14.6979 | 13.6974 | 12.6096 | 11.7765 | 11.2887 | 10.5476 | 9.6764 | 8.8228 | 8.1079 | -0.017129 | -0.024308 | -0.015641 | -0.029458 | -0.034268 | -0.024097 | -0.040519 | -0.0295 | -0.025599 | -0.031388 | -0.047113 | -0.042294 | -0.0091378 | 0.099438 | 0.49751 | 0.4904 | 0.46433 | 0.41919 | 0.095628 | 0.0058628 | -0.016695 | -0.01264 | -0.0044157 | -0.015488 | 74.9373 | 74.4629 | 73.9547 | 72.6279 | 71.8054 | 71.2258 | 70.6873 | 70.3855 | 71.4654 | 74.8232 | 79.0143 | 83.4898 | 87.0955 | 89.8025 | 91.176 | 91.6292 | 90.9515 | 89.2025 | 86.7358 | 83.454 | 80.1453 | 77.9226 | 76.3929 | 75.0082 | 0.18422 | 0.16465 | 0.14216 | 0.091667 | 0.10118 | 0.13924 | 0.14285 | 0.17082 | 0.17107 | 0.16408 | 0.16018 | 0.16648 | 0.17488 | 0.18538 | 0.1894 | 0.18986 | 0.19254 | 0.18312 | 0.1752 | 0.13622 | 0.11844 | 0.11212 | 0.091806 | 0.089791
Portfolio Adjusted1-in-10AllOrange County2022November Monthly Peak | Portfolio Adjusted | 1-in-10 | All | Orange County | 2022 | November Monthly Peak | 11 | 7.0794 | 6.8753 | 6.7079 | 6.7091 | 7.1809 | 8.472 | 9.6745 | 10.5393 | 11.5301 | 12.266 | 12.8247 | 13.1412 | 13.2803 | 13.3425 | 13.0688 | 12.3708 | 11.6569 | 11.4829 | 10.6875 | 10.1499 | 9.6489 | 8.9619 | 8.2024 | 7.6061 | 0.072778 | 0.060545 | 0.046825 | 0.010754 | 0.0073782 | 0.027537 | 0.023553 | 0.011762 | 0.0014126 | -0.017911 | -0.020928 | -0.0085333 | 0.031088 | 0.13883 | 0.47706 | 0.45597 | 0.44351 | 0.3895 | 0.060045 | 0.011335 | 0.0015068 | 0.012325 | 0.027318 | 0.013591 | 62.9266 | 61.9122 | 61.2676 | 60.1523 | 59.028 | 58.2051 | 58.2844 | 58.7196 | 60.9531 | 65.0817 | 70.0973 | 74.3001 | 76.9417 | 78.5763 | 79.5132 | 79.476 | 78.3309 | 75.9405 | 73.2908 | 70.8651 | 68.8416 | 67.1293 | 65.5591 | 64.8126 | 0.19966 | 0.17875 | 0.15312 | 0.096651 | 0.10644 | 0.1456 | 0.14629 | 0.17354 | 0.17181 | 0.16473 | 0.15985 | 0.16575 | 0.17396 | 0.18453 | 0.18811 | 0.18868 | 0.19176 | 0.18379 | 0.17674 | 0.13773 | 0.12047 | 0.11528 | 0.094255 | 0.092504
Portfolio Adjusted1-in-10AllOrange County2022December Monthly Peak | Portfolio Adjusted | 1-in-10 | All | Orange County | 2022 | December Monthly Peak | 12 | 7.2572 | 7.0244 | 6.8968 | 6.9602 | 7.4847 | 8.8358 | 10.4285 | 11.1347 | 11.9326 | 12.2342 | 12.3241 | 12.1127 | 11.8052 | 11.5122 | 11.1364 | 10.4825 | 10.1448 | 10.3375 | 9.8335 | 9.5811 | 9.2157 | 8.7246 | 8.1549 | 7.6611 | 0.074567 | 0.061565 | 0.047984 | 0.01114 | 0.0076609 | 0.028548 | 0.024879 | 0.012299 | 0.0014666 | -0.017904 | -0.020272 | -0.0080052 | 0.028437 | 0.12434 | 0.41726 | 0.3978 | 0.39483 | 0.35535 | 0.056266 | 0.010841 | 0.0014555 | 0.012058 | 0.027139 | 0.013601 | 43.3428 | 42.719 | 42.0222 | 41.8486 | 41.3328 | 40.5297 | 40.5983 | 40.6622 | 41.5667 | 43.4794 | 45.7454 | 47.6851 | 48.7181 | 49.1091 | 49.5181 | 49.7295 | 49.185 | 47.9003 | 46.2036 | 45.2802 | 44.5035 | 43.6834 | 43.0656 | 42.5633 | 0.2044 | 0.1817 | 0.15673 | 0.099615 | 0.10992 | 0.15032 | 0.15254 | 0.17979 | 0.17682 | 0.16555 | 0.15811 | 0.16143 | 0.16776 | 0.17713 | 0.18133 | 0.18344 | 0.18745 | 0.17961 | 0.17237 | 0.13523 | 0.11889 | 0.11411 | 0.094215 | 0.092839
Portfolio Adjusted1-in-10AllOrange County2022Typical Event Day | Portfolio Adjusted | 1-in-10 | All | Orange County | 2022 | Typical Event Day | 8 | 8.3991 | 8.0533 | 7.8146 | 7.791 | 8.3328 | 9.8129 | 11.2188 | 12.6082 | 14.175 | 15.3943 | 16.4779 | 16.9573 | 17.176 | 17.2753 | 17.0915 | 16.3895 | 15.3796 | 14.0011 | 12.6962 | 12.2547 | 11.9188 | 10.9499 | 9.9607 | 9.1911 | -0.051287 | -0.057926 | -0.039811 | -0.048343 | -0.05435 | -0.045298 | -0.066867 | -0.046795 | -0.0376 | -0.039565 | -0.061517 | -0.058071 | -0.023778 | 0.094545 | 0.54101 | 0.54107 | 0.51262 | 0.46295 | 0.11604 | 0.0046805 | -0.025222 | -0.023081 | -0.015899 | -0.027984 | 76.4446 | 75.3273 | 74.2745 | 73.4865 | 72.6189 | 71.9536 | 71.6963 | 72.1447 | 74.947 | 79.4365 | 84.1357 | 88.5623 | 91.7456 | 93.9438 | 95.3275 | 95.6452 | 95.6903 | 94.6725 | 93.0889 | 90.6124 | 86.9432 | 83.4797 | 81.1052 | 79.3762 | 0.22276 | 0.19791 | 0.16939 | 0.10566 | 0.11645 | 0.15976 | 0.1575 | 0.18861 | 0.18744 | 0.17907 | 0.17404 | 0.17929 | 0.18704 | 0.19701 | 0.20054 | 0.20004 | 0.20284 | 0.1919 | 0.1862 | 0.14736 | 0.12952 | 0.12538 | 0.10271 | 0.10242
Portfolio Adjusted1-in-10AllOrange County2023January Monthly Peak | Portfolio Adjusted | 1-in-10 | All | Orange County | 2023 | January Monthly Peak | 1 | 7.3964 | 7.1346 | 6.9952 | 7.0668 | 7.6408 | 9.1281 | 11.005 | 11.9068 | 12.811 | 13.0419 | 13.1068 | 12.8654 | 12.5504 | 12.2383 | 11.8266 | 11.097 | 10.5543 | 10.6941 | 10.2482 | 10.0255 | 9.6111 | 9.1347 | 8.5019 | 7.9739 | 0.076901 | 0.063033 | 0.049259 | 0.011422 | 0.0079091 | 0.030106 | 0.026704 | 0.013381 | 0.0016002 | -0.019459 | -0.022014 | -0.0087191 | 0.031096 | 0.13587 | 0.44974 | 0.42702 | 0.4185 | 0.37333 | 0.06042 | 0.011704 | 0.001565 | 0.012953 | 0.02907 | 0.014472 | 41.1026 | 41.0347 | 40.2921 | 39.6296 | 39.1331 | 38.7453 | 38.3656 | 38.1113 | 38.7454 | 41.1959 | 43.3684 | 45.3756 | 46.8625 | 47.8889 | 48.908 | 49.2121 | 48.7012 | 47.4488 | 45.7213 | 44.9165 | 44.1779 | 43.9943 | 43.6743 | 43.2113 | 0.21088 | 0.18621 | 0.16105 | 0.1024 | 0.11361 | 0.1581 | 0.16215 | 0.19314 | 0.18978 | 0.17664 | 0.16815 | 0.17172 | 0.17845 | 0.18787 | 0.19168 | 0.19298 | 0.19658 | 0.18821 | 0.18181 | 0.14333 | 0.12575 | 0.1211 | 0.09986 | 0.098161
Portfolio Adjusted1-in-10AllOrange County2023February Monthly Peak | Portfolio Adjusted | 1-in-10 | All | Orange County | 2023 | February Monthly Peak | 2 | 7.0853 | 6.8548 | 6.7171 | 6.804 | 7.3292 | 8.6708 | 10.2892 | 11.0781 | 11.9 | 12.235 | 12.4605 | 12.4401 | 12.3424 | 12.2143 | 11.9065 | 11.2358 | 10.61 | 10.5048 | 10.1977 | 9.8531 | 9.4241 | 8.8717 | 8.2097 | 7.6768 | 0.073032 | 0.060202 | 0.047008 | 0.010947 | 0.0075642 | 0.028546 | 0.025037 | 0.012444 | 0.0014807 | -0.018184 | -0.02079 | -0.0083401 | 0.029997 | 0.13236 | 0.44535 | 0.42519 | 0.41489 | 0.36568 | 0.058497 | 0.01123 | 0.0014999 | 0.012418 | 0.027801 | 0.013864 | 47.4579 | 47.1003 | 46.719 | 46.1309 | 45.6467 | 45.3195 | 44.7046 | 45.2075 | 46.2446 | 49.6333 | 52.6153 | 55.783 | 57.7085 | 58.69 | 59.3465 | 59.5905 | 58.3331 | 57.3293 | 55.5506 | 53.6669 | 52.4642 | 51.1572 | 50.0929 | 48.6623 | 0.2003 | 0.1778 | 0.15366 | 0.098001 | 0.10855 | 0.15001 | 0.15268 | 0.18072 | 0.17721 | 0.16622 | 0.15927 | 0.16376 | 0.17088 | 0.18056 | 0.18432 | 0.18553 | 0.18885 | 0.18095 | 0.17445 | 0.13701 | 0.12015 | 0.11584 | 0.095364 | 0.093893
Portfolio Adjusted1-in-10AllOrange County2023March Monthly Peak | Portfolio Adjusted | 1-in-10 | All | Orange County | 2023 | March Monthly Peak | 3 | 7.1827 | 6.9173 | 6.7439 | 6.7895 | 7.2421 | 8.5321 | 9.8844 | 10.7336 | 11.6418 | 12.2947 | 12.8753 | 13.1501 | 13.3221 | 13.4887 | 13.3012 | 12.7218 | 11.914 | 11.056 | 10.3829 | 10.3984 | 9.9628 | 9.2727 | 8.4466 | 7.8185 | 0.074233 | 0.061223 | 0.047605 | 0.011034 | 0.007502 | 0.028167 | 0.023969 | 0.012032 | 0.0014451 | -0.018212 | -0.021343 | -0.0087013 | 0.031818 | 0.14336 | 0.49065 | 0.47344 | 0.45833 | 0.38323 | 0.060147 | 0.011697 | 0.0015707 | 0.012921 | 0.028551 | 0.014152 | 60.4271 | 59.019 | 58.0601 | 57.7249 | 56.5591 | 55.5899 | 55.0591 | 55.8271 | 59.1998 | 63.6727 | 68.4736 | 72.925 | 76.0972 | 77.7287 | 78.4013 | 79.0702 | 78.892 | 77.7964 | 75.2603 | 71.8048 | 68.826 | 65.9499 | 63.6929 | 61.9599 | 0.20333 | 0.18056 | 0.15538 | 0.098535 | 0.10776 | 0.14826 | 0.1479 | 0.17618 | 0.17415 | 0.16612 | 0.1613 | 0.16719 | 0.1757 | 0.18698 | 0.19064 | 0.19128 | 0.19403 | 0.18377 | 0.17655 | 0.13993 | 0.1231 | 0.11883 | 0.097003 | 0.095288
Portfolio Adjusted1-in-10AllOrange County2023April Monthly Peak | Portfolio Adjusted | 1-in-10 | All | Orange County | 2023 | April Monthly Peak | 4 | 7.2665 | 6.9832 | 6.7997 | 6.8209 | 7.2615 | 8.5766 | 9.8155 | 10.8943 | 12.1353 | 13.0684 | 13.9025 | 14.3766 | 14.6833 | 14.9309 | 14.782 | 14.1393 | 13.2156 | 12.0873 | 11.0135 | 10.9127 | 10.4896 | 9.64 | 8.737 | 8.0287 | 0.010787 | 0.0017764 | 0.0036931 | -0.017244 | -0.021397 | -0.00793 | -0.019963 | -0.016249 | -0.016887 | -0.02721 | -0.039069 | -0.031682 | 0.0041281 | 0.11567 | 0.50137 | 0.49204 | 0.46914 | 0.40763 | 0.084139 | 0.0078068 | -0.011275 | -0.0049154 | 0.0058219 | -0.0064193 | 71.363 | 69.5768 | 67.9907 | 66.3611 | 65.3834 | 64.7235 | 64.1673 | 64.2585 | 67.3037 | 72.8366 | 78.7532 | 84.1751 | 87.8187 | 89.8022 | 90.4313 | 90.8902 | 90.8622 | 90.0181 | 88.3677 | 84.7107 | 79.7625 | 75.8424 | 73.2464 | 71.236 | 0.1899 | 0.16886 | 0.14543 | 0.093044 | 0.1017 | 0.13982 | 0.14131 | 0.16936 | 0.16954 | 0.16314 | 0.15956 | 0.16582 | 0.17463 | 0.18602 | 0.19003 | 0.19081 | 0.1934 | 0.1823 | 0.17405 | 0.13709 | 0.12009 | 0.11441 | 0.093229 | 0.090994
Portfolio Adjusted1-in-10AllOrange County2023May Monthly Peak | Portfolio Adjusted | 1-in-10 | All | Orange County | 2023 | May Monthly Peak | 5 | 7.5456 | 7.2537 | 7.0338 | 7.0452 | 7.5492 | 8.875 | 10.0168 | 11.4166 | 12.8767 | 13.9827 | 14.886 | 15.3791 | 15.625 | 15.7783 | 15.5857 | 14.8603 | 13.9112 | 12.7238 | 11.5724 | 11.1849 | 10.9854 | 10.0583 | 9.1178 | 8.3899 | -0.011489 | -0.019524 | -0.011845 | -0.028069 | -0.032886 | -0.021286 | -0.036631 | -0.027443 | -0.024667 | -0.032145 | -0.047784 | -0.042016 | -0.0063437 | 0.10887 | 0.51751 | 0.50919 | 0.484 | 0.42769 | 0.09632 | 0.0065934 | -0.016506 | -0.011648 | -0.0021913 | -0.014284 | 71.9614 | 70.6155 | 68.999 | 68.2626 | 67.6197 | 66.751 | 66.3558 | 66.7623 | 70.7573 | 76.9961 | 82.4208 | 86.6843 | 89.2769 | 91.1693 | 92.5766 | 93.4238 | 93.486 | 92.253 | 90.1405 | 87.4006 | 83.9582 | 80.1708 | 77.3304 | 75.2175 | 0.19725 | 0.17543 | 0.15021 | 0.095598 | 0.10515 | 0.14454 | 0.14492 | 0.1751 | 0.17575 | 0.16916 | 0.16475 | 0.17104 | 0.17944 | 0.19002 | 0.19371 | 0.19351 | 0.19606 | 0.18514 | 0.17781 | 0.13946 | 0.12304 | 0.11769 | 0.096031 | 0.094367
Portfolio Adjusted1-in-10AllOrange County2023June Monthly Peak | Portfolio Adjusted | 1-in-10 | All | Orange County | 2023 | June Monthly Peak | 6 | 7.9478 | 7.6416 | 7.3962 | 7.4158 | 7.9175 | 9.1808 | 10.3274 | 11.6874 | 13.0694 | 14.1611 | 15.1196 | 15.6368 | 15.8862 | 16.0303 | 15.9029 | 15.3173 | 14.4106 | 13.2255 | 12.0704 | 11.4832 | 11.2691 | 10.4513 | 9.465 | 8.7283 | -0.01385 | -0.022354 | -0.01373 | -0.030647 | -0.035619 | -0.02311 | -0.038845 | -0.028477 | -0.025136 | -0.032238 | -0.048064 | -0.042284 | -0.006973 | 0.10626 | 0.51884 | 0.51722 | 0.49549 | 0.44048 | 0.099783 | 0.0066539 | -0.0172 | -0.0125 | -0.0028415 | -0.01542 | 72.8848 | 71.5829 | 70.2685 | 69.2029 | 67.9607 | 67.1256 | 66.9959 | 68.1218 | 71.3014 | 76.0713 | 81.171 | 85.4944 | 88.451 | 90.643 | 92.1743 | 92.7554 | 93.0922 | 92.4821 | 91.1347 | 88.9289 | 85.0002 | 80.9634 | 78.4112 | 76.4649 | 0.2094 | 0.18648 | 0.15921 | 0.10061 | 0.11023 | 0.14981 | 0.14813 | 0.17682 | 0.17605 | 0.16901 | 0.16472 | 0.17065 | 0.17861 | 0.18879 | 0.19292 | 0.19411 | 0.19751 | 0.18706 | 0.18082 | 0.14158 | 0.12481 | 0.12059 | 0.098524 | 0.097542
Portfolio Adjusted1-in-10AllOrange County2023July Monthly Peak | Portfolio Adjusted | 1-in-10 | All | Orange County | 2023 | July Monthly Peak | 7 | 8.3156 | 7.9715 | 7.7284 | 7.7242 | 8.2492 | 9.5986 | 10.8445 | 12.2358 | 13.6293 | 14.7666 | 15.6885 | 16.1345 | 16.3293 | 16.4573 | 16.3217 | 15.762 | 14.943 | 13.7516 | 12.5508 | 11.8975 | 11.6721 | 10.8268 | 9.8345 | 9.063 | -0.035528 | -0.043045 | -0.028898 | -0.041286 | -0.046742 | -0.035811 | -0.054317 | -0.038326 | -0.031469 | -0.035525 | -0.054011 | -0.049614 | -0.015939 | 0.096548 | 0.51959 | 0.52218 | 0.50215 | 0.45431 | 0.10942 | 0.0055153 | -0.02173 | -0.018577 | -0.010297 | -0.022575 | 75.0977 | 74.1286 | 73.1627 | 72.3301 | 71.5928 | 71.1168 | 70.9199 | 71.2735 | 74.1977 | 78.8493 | 83.3914 | 87.2911 | 89.7708 | 91.3715 | 92.9876 | 93.4796 | 94.0851 | 93.0109 | 91.0959 | 89.0222 | 85.8772 | 82.7464 | 80.6065 | 79.0665 | 0.21846 | 0.19419 | 0.16624 | 0.10422 | 0.11428 | 0.15536 | 0.15208 | 0.18104 | 0.17902 | 0.17132 | 0.16622 | 0.17157 | 0.17924 | 0.18941 | 0.19348 | 0.19464 | 0.19857 | 0.18865 | 0.18329 | 0.14394 | 0.12674 | 0.12293 | 0.10049 | 0.099909
Portfolio Adjusted1-in-10AllOrange County2023August Monthly Peak | Portfolio Adjusted | 1-in-10 | All | Orange County | 2023 | August Monthly Peak | 8 | 8.4978 | 8.1439 | 7.8993 | 7.8701 | 8.4162 | 9.9244 | 11.3638 | 12.8237 | 14.478 | 15.7564 | 16.8931 | 17.3909 | 17.612 | 17.7047 | 17.5141 | 16.7833 | 15.7374 | 14.3168 | 12.9652 | 12.5001 | 12.1276 | 11.1165 | 10.1069 | 9.3166 | -0.070448 | -0.075988 | -0.05306 | -0.057034 | -0.063375 | -0.056328 | -0.080548 | -0.055832 | -0.043718 | -0.042854 | -0.067783 | -0.065857 | -0.032657 | 0.086722 | 0.54556 | 0.5479 | 0.51702 | 0.47228 | 0.12438 | 0.0035727 | -0.029278 | -0.028499 | -0.022672 | -0.034329 | 77.7162 | 76.7546 | 75.9109 | 75.2346 | 74.6917 | 74.0788 | 73.732 | 73.9716 | 76.8214 | 80.9859 | 85.3435 | 89.7784 | 93.2029 | 95.8209 | 97.1494 | 97.4327 | 97.1639 | 95.7839 | 94.4823 | 91.7704 | 87.7976 | 84.4686 | 82.1333 | 80.5097 | 0.22847 | 0.20289 | 0.1736 | 0.10801 | 0.11905 | 0.16367 | 0.16122 | 0.19367 | 0.1927 | 0.18396 | 0.17868 | 0.18397 | 0.19178 | 0.20169 | 0.20504 | 0.20404 | 0.20676 | 0.19571 | 0.19036 | 0.15082 | 0.13244 | 0.12828 | 0.10509 | 0.10489
Portfolio Adjusted1-in-10AllOrange County2023September Monthly Peak | Portfolio Adjusted | 1-in-10 | All | Orange County | 2023 | September Monthly Peak | 9 | 8.4909 | 8.1633 | 7.8964 | 7.9098 | 8.4679 | 10.0969 | 11.8223 | 13.1457 | 14.9597 | 16.3095 | 17.4238 | 17.879 | 18.0719 | 18.2096 | 17.9945 | 17.1793 | 16.0593 | 14.5468 | 13.2701 | 13.0474 | 12.2161 | 11.179 | 10.1699 | 9.3673 | -0.085582 | -0.090488 | -0.063434 | -0.064086 | -0.070773 | -0.066134 | -0.094086 | -0.064532 | -0.050161 | -0.046904 | -0.074678 | -0.073906 | -0.041015 | 0.081624 | 0.5561 | 0.55834 | 0.52388 | 0.48172 | 0.13397 | 0.0026928 | -0.032942 | -0.033172 | -0.028424 | -0.039575 | 80.0798 | 78.8432 | 77.7559 | 77.1783 | 76.2306 | 75.4932 | 75.1375 | 75.2119 | 77.4675 | 81.8396 | 86.637 | 91.6854 | 95.5577 | 97.9399 | 98.9986 | 98.9133 | 98.4198 | 97.413 | 95.6426 | 92.7283 | 89.0979 | 85.7403 | 83.2698 | 81.4636 | 0.23126 | 0.20609 | 0.17554 | 0.10976 | 0.12113 | 0.16835 | 0.16702 | 0.2005 | 0.20075 | 0.19156 | 0.18495 | 0.19 | 0.19764 | 0.20773 | 0.21041 | 0.20798 | 0.21036 | 0.19919 | 0.1957 | 0.15619 | 0.13533 | 0.13098 | 0.10715 | 0.10683
Portfolio Adjusted1-in-10AllOrange County2023October Monthly Peak | Portfolio Adjusted | 1-in-10 | All | Orange County | 2023 | October Monthly Peak | 10 | 7.2656 | 7.0083 | 6.8242 | 6.8624 | 7.3422 | 8.703 | 10.3103 | 11.2998 | 12.5806 | 13.591 | 14.5185 | 15.0744 | 15.384 | 15.5499 | 15.3856 | 14.6979 | 13.6974 | 12.6096 | 11.7765 | 11.2887 | 10.5476 | 9.6764 | 8.8228 | 8.1079 | -0.017129 | -0.024308 | -0.015641 | -0.029458 | -0.034268 | -0.024097 | -0.040519 | -0.0295 | -0.025599 | -0.031388 | -0.047113 | -0.042294 | -0.0091378 | 0.099438 | 0.49751 | 0.4904 | 0.46433 | 0.41919 | 0.095628 | 0.0058628 | -0.016695 | -0.01264 | -0.0044157 | -0.015488 | 74.9373 | 74.4629 | 73.9547 | 72.6279 | 71.8054 | 71.2258 | 70.6873 | 70.3855 | 71.4654 | 74.8232 | 79.0143 | 83.4898 | 87.0955 | 89.8025 | 91.176 | 91.6292 | 90.9515 | 89.2025 | 86.7358 | 83.454 | 80.1453 | 77.9226 | 76.3929 | 75.0082 | 0.18422 | 0.16465 | 0.14216 | 0.091667 | 0.10118 | 0.13924 | 0.14285 | 0.17082 | 0.17107 | 0.16408 | 0.16018 | 0.16648 | 0.17488 | 0.18538 | 0.1894 | 0.18986 | 0.19254 | 0.18312 | 0.1752 | 0.13622 | 0.11844 | 0.11212 | 0.091806 | 0.089791
Portfolio Adjusted1-in-10AllOrange County2023November Monthly Peak | Portfolio Adjusted | 1-in-10 | All | Orange County | 2023 | November Monthly Peak | 11 | 7.0794 | 6.8753 | 6.7079 | 6.7091 | 7.1809 | 8.472 | 9.6745 | 10.5393 | 11.5301 | 12.266 | 12.8247 | 13.1412 | 13.2803 | 13.3425 | 13.0688 | 12.3708 | 11.6569 | 11.4829 | 10.6875 | 10.1499 | 9.6489 | 8.9619 | 8.2024 | 7.6061 | 0.072778 | 0.060545 | 0.046825 | 0.010754 | 0.0073782 | 0.027537 | 0.023553 | 0.011762 | 0.0014126 | -0.017911 | -0.020928 | -0.0085333 | 0.031088 | 0.13883 | 0.47706 | 0.45597 | 0.44351 | 0.3895 | 0.060045 | 0.011335 | 0.0015068 | 0.012325 | 0.027318 | 0.013591 | 62.9266 | 61.9122 | 61.2676 | 60.1523 | 59.028 | 58.2051 | 58.2844 | 58.7196 | 60.9531 | 65.0817 | 70.0973 | 74.3001 | 76.9417 | 78.5762 | 79.5132 | 79.476 | 78.3309 | 75.9405 | 73.2908 | 70.8651 | 68.8416 | 67.1293 | 65.5591 | 64.8126 | 0.19966 | 0.17875 | 0.15312 | 0.096651 | 0.10644 | 0.1456 | 0.14629 | 0.17354 | 0.17181 | 0.16473 | 0.15985 | 0.16575 | 0.17396 | 0.18453 | 0.18811 | 0.18868 | 0.19176 | 0.18379 | 0.17674 | 0.13773 | 0.12047 | 0.11528 | 0.094255 | 0.092504
Portfolio Adjusted1-in-10AllOrange County2023December Monthly Peak | Portfolio Adjusted | 1-in-10 | All | Orange County | 2023 | December Monthly Peak | 12 | 7.2572 | 7.0244 | 6.8968 | 6.9602 | 7.4847 | 8.8358 | 10.4285 | 11.1347 | 11.9326 | 12.2342 | 12.3241 | 12.1127 | 11.8052 | 11.5122 | 11.1364 | 10.4825 | 10.1448 | 10.3375 | 9.8335 | 9.5811 | 9.2157 | 8.7246 | 8.1549 | 7.6611 | 0.074567 | 0.061565 | 0.047984 | 0.01114 | 0.0076609 | 0.028548 | 0.024879 | 0.012299 | 0.0014666 | -0.017904 | -0.020272 | -0.0080052 | 0.028437 | 0.12434 | 0.41726 | 0.3978 | 0.39483 | 0.35535 | 0.056266 | 0.010841 | 0.0014555 | 0.012058 | 0.027139 | 0.013601 | 43.3428 | 42.719 | 42.0222 | 41.8486 | 41.3328 | 40.5297 | 40.5983 | 40.6622 | 41.5667 | 43.4794 | 45.7454 | 47.6851 | 48.7181 | 49.1091 | 49.5181 | 49.7295 | 49.185 | 47.9003 | 46.2036 | 45.2802 | 44.5035 | 43.6834 | 43.0656 | 42.5633 | 0.2044 | 0.1817 | 0.15673 | 0.099615 | 0.10992 | 0.15032 | 0.15254 | 0.17979 | 0.17682 | 0.16555 | 0.15811 | 0.16143 | 0.16776 | 0.17713 | 0.18133 | 0.18344 | 0.18745 | 0.17961 | 0.17237 | 0.13523 | 0.11889 | 0.11411 | 0.094215 | 0.092839
Portfolio Adjusted1-in-10AllOrange County2023Typical Event Day | Portfolio Adjusted | 1-in-10 | All | Orange County | 2023 | Typical Event Day | 8 | 8.3991 | 8.0533 | 7.8146 | 7.791 | 8.3328 | 9.8129 | 11.2188 | 12.6082 | 14.175 | 15.3943 | 16.4779 | 16.9573 | 17.176 | 17.2753 | 17.0915 | 16.3895 | 15.3796 | 14.0011 | 12.6962 | 12.2547 | 11.9188 | 10.9499 | 9.9607 | 9.1911 | -0.051287 | -0.057926 | -0.039811 | -0.048343 | -0.05435 | -0.045298 | -0.066867 | -0.046795 | -0.0376 | -0.039565 | -0.061517 | -0.058071 | -0.023778 | 0.094545 | 0.54101 | 0.54107 | 0.51262 | 0.46295 | 0.11604 | 0.0046805 | -0.025222 | -0.023081 | -0.015899 | -0.027984 | 76.4446 | 75.3273 | 74.2745 | 73.4865 | 72.6189 | 71.9536 | 71.6963 | 72.1447 | 74.947 | 79.4365 | 84.1357 | 88.5623 | 91.7456 | 93.9438 | 95.3275 | 95.6452 | 95.6903 | 94.6725 | 93.0889 | 90.6124 | 86.9432 | 83.4797 | 81.1052 | 79.3762 | 0.22276 | 0.19791 | 0.16939 | 0.10566 | 0.11645 | 0.15976 | 0.1575 | 0.18861 | 0.18744 | 0.17907 | 0.17404 | 0.17929 | 0.18704 | 0.19701 | 0.20054 | 0.20004 | 0.20284 | 0.1919 | 0.1862 | 0.14736 | 0.12952 | 0.12538 | 0.10271 | 0.10242
Portfolio Adjusted1-in-10AllOrange County2024January Monthly Peak | Portfolio Adjusted | 1-in-10 | All | Orange County | 2024 | January Monthly Peak | 1 | 7.3964 | 7.1346 | 6.9952 | 7.0668 | 7.6408 | 9.1281 | 11.005 | 11.9068 | 12.811 | 13.0419 | 13.1068 | 12.8654 | 12.5504 | 12.2383 | 11.8266 | 11.097 | 10.5543 | 10.6941 | 10.2482 | 10.0255 | 9.6111 | 9.1347 | 8.5019 | 7.9739 | 0.076901 | 0.063033 | 0.049259 | 0.011422 | 0.0079091 | 0.030106 | 0.026704 | 0.013381 | 0.0016002 | -0.019459 | -0.022014 | -0.0087191 | 0.031096 | 0.13587 | 0.44974 | 0.42702 | 0.4185 | 0.37333 | 0.06042 | 0.011704 | 0.001565 | 0.012953 | 0.02907 | 0.014472 | 41.1026 | 41.0347 | 40.2921 | 39.6296 | 39.1331 | 38.7453 | 38.3656 | 38.1113 | 38.7454 | 41.1959 | 43.3684 | 45.3756 | 46.8625 | 47.8889 | 48.908 | 49.2121 | 48.7012 | 47.4488 | 45.7213 | 44.9165 | 44.1779 | 43.9943 | 43.6743 | 43.2113 | 0.21088 | 0.18621 | 0.16105 | 0.1024 | 0.11361 | 0.1581 | 0.16215 | 0.19314 | 0.18978 | 0.17664 | 0.16815 | 0.17172 | 0.17845 | 0.18787 | 0.19168 | 0.19298 | 0.19658 | 0.18821 | 0.18181 | 0.14333 | 0.12575 | 0.1211 | 0.099859 | 0.098161
Portfolio Adjusted1-in-10AllOrange County2024February Monthly Peak | Portfolio Adjusted | 1-in-10 | All | Orange County | 2024 | February Monthly Peak | 2 | 7.0853 | 6.8548 | 6.7171 | 6.804 | 7.3292 | 8.6708 | 10.2892 | 11.0781 | 11.9 | 12.235 | 12.4605 | 12.4401 | 12.3424 | 12.2143 | 11.9065 | 11.2358 | 10.61 | 10.5048 | 10.1977 | 9.8531 | 9.4241 | 8.8717 | 8.2097 | 7.6768 | 0.073032 | 0.060202 | 0.047008 | 0.010947 | 0.0075642 | 0.028546 | 0.025037 | 0.012444 | 0.0014807 | -0.018184 | -0.02079 | -0.0083401 | 0.029997 | 0.13236 | 0.44535 | 0.42519 | 0.41489 | 0.36568 | 0.058497 | 0.01123 | 0.0014999 | 0.012418 | 0.027801 | 0.013864 | 47.4579 | 47.1003 | 46.719 | 46.1309 | 45.6467 | 45.3195 | 44.7046 | 45.2075 | 46.2446 | 49.6333 | 52.6153 | 55.783 | 57.7085 | 58.6901 | 59.3465 | 59.5905 | 58.3331 | 57.3293 | 55.5506 | 53.667 | 52.4642 | 51.1572 | 50.0929 | 48.6623 | 0.2003 | 0.1778 | 0.15366 | 0.098001 | 0.10855 | 0.15001 | 0.15268 | 0.18072 | 0.17721 | 0.16622 | 0.15927 | 0.16376 | 0.17088 | 0.18056 | 0.18432 | 0.18553 | 0.18885 | 0.18095 | 0.17445 | 0.13701 | 0.12015 | 0.11584 | 0.095364 | 0.093893
Portfolio Adjusted1-in-10AllOrange County2024March Monthly Peak | Portfolio Adjusted | 1-in-10 | All | Orange County | 2024 | March Monthly Peak | 3 | 7.1827 | 6.9173 | 6.7439 | 6.7895 | 7.2421 | 8.5321 | 9.8844 | 10.7336 | 11.6418 | 12.2947 | 12.8753 | 13.1501 | 13.3221 | 13.4887 | 13.3012 | 12.7218 | 11.914 | 11.056 | 10.3829 | 10.3984 | 9.9628 | 9.2727 | 8.4466 | 7.8185 | 0.074233 | 0.061223 | 0.047605 | 0.011034 | 0.007502 | 0.028167 | 0.023969 | 0.012032 | 0.0014451 | -0.018212 | -0.021343 | -0.0087013 | 0.031818 | 0.14336 | 0.49065 | 0.47344 | 0.45833 | 0.38323 | 0.060147 | 0.011697 | 0.0015707 | 0.012921 | 0.028551 | 0.014152 | 60.4271 | 59.019 | 58.0601 | 57.7249 | 56.5591 | 55.5899 | 55.0591 | 55.8271 | 59.1998 | 63.6727 | 68.4736 | 72.925 | 76.0972 | 77.7287 | 78.4013 | 79.0702 | 78.892 | 77.7964 | 75.2603 | 71.8048 | 68.826 | 65.9499 | 63.6929 | 61.9599 | 0.20333 | 0.18056 | 0.15538 | 0.098535 | 0.10776 | 0.14826 | 0.1479 | 0.17618 | 0.17415 | 0.16612 | 0.1613 | 0.16719 | 0.1757 | 0.18698 | 0.19064 | 0.19128 | 0.19403 | 0.18377 | 0.17655 | 0.13993 | 0.1231 | 0.11883 | 0.097003 | 0.095288
Portfolio Adjusted1-in-10AllOrange County2024April Monthly Peak | Portfolio Adjusted | 1-in-10 | All | Orange County | 2024 | April Monthly Peak | 4 | 7.2665 | 6.9832 | 6.7997 | 6.8209 | 7.2615 | 8.5766 | 9.8155 | 10.8943 | 12.1353 | 13.0684 | 13.9025 | 14.3766 | 14.6833 | 14.9309 | 14.782 | 14.1393 | 13.2156 | 12.0873 | 11.0135 | 10.9127 | 10.4896 | 9.64 | 8.737 | 8.0287 | 0.010787 | 0.0017764 | 0.0036931 | -0.017244 | -0.021397 | -0.00793 | -0.019963 | -0.016249 | -0.016887 | -0.02721 | -0.039069 | -0.031682 | 0.0041281 | 0.11567 | 0.50137 | 0.49204 | 0.46914 | 0.40763 | 0.084139 | 0.0078068 | -0.011275 | -0.0049154 | 0.0058219 | -0.0064193 | 71.363 | 69.5768 | 67.9907 | 66.3611 | 65.3834 | 64.7235 | 64.1673 | 64.2585 | 67.3037 | 72.8366 | 78.7532 | 84.1751 | 87.8187 | 89.8022 | 90.4313 | 90.8902 | 90.8622 | 90.0181 | 88.3677 | 84.7107 | 79.7625 | 75.8424 | 73.2464 | 71.236 | 0.1899 | 0.16886 | 0.14543 | 0.093044 | 0.1017 | 0.13982 | 0.14131 | 0.16936 | 0.16954 | 0.16314 | 0.15956 | 0.16582 | 0.17463 | 0.18602 | 0.19003 | 0.19081 | 0.1934 | 0.1823 | 0.17405 | 0.13709 | 0.12009 | 0.11441 | 0.093229 | 0.090994
Portfolio Adjusted1-in-10AllOrange County2024May Monthly Peak | Portfolio Adjusted | 1-in-10 | All | Orange County | 2024 | May Monthly Peak | 5 | 7.5456 | 7.2537 | 7.0338 | 7.0452 | 7.5492 | 8.875 | 10.0168 | 11.4166 | 12.8767 | 13.9827 | 14.886 | 15.3791 | 15.625 | 15.7783 | 15.5857 | 14.8603 | 13.9112 | 12.7238 | 11.5724 | 11.1849 | 10.9854 | 10.0583 | 9.1178 | 8.3899 | -0.011489 | -0.019524 | -0.011845 | -0.028069 | -0.032886 | -0.021286 | -0.036631 | -0.027443 | -0.024667 | -0.032145 | -0.047784 | -0.042016 | -0.0063437 | 0.10887 | 0.51751 | 0.50919 | 0.484 | 0.42769 | 0.09632 | 0.0065934 | -0.016506 | -0.011648 | -0.0021913 | -0.014284 | 71.9614 | 70.6155 | 68.999 | 68.2626 | 67.6197 | 66.751 | 66.3558 | 66.7623 | 70.7573 | 76.9961 | 82.4208 | 86.6843 | 89.2769 | 91.1693 | 92.5766 | 93.4238 | 93.486 | 92.253 | 90.1405 | 87.4006 | 83.9582 | 80.1708 | 77.3304 | 75.2175 | 0.19725 | 0.17543 | 0.15021 | 0.095598 | 0.10515 | 0.14454 | 0.14492 | 0.1751 | 0.17575 | 0.16916 | 0.16475 | 0.17104 | 0.17944 | 0.19002 | 0.19371 | 0.19351 | 0.19606 | 0.18514 | 0.17781 | 0.13946 | 0.12304 | 0.11769 | 0.096031 | 0.094367
Portfolio Adjusted1-in-10AllOrange County2024June Monthly Peak | Portfolio Adjusted | 1-in-10 | All | Orange County | 2024 | June Monthly Peak | 6 | 7.9478 | 7.6416 | 7.3962 | 7.4158 | 7.9175 | 9.1808 | 10.3274 | 11.6874 | 13.0694 | 14.1611 | 15.1196 | 15.6368 | 15.8862 | 16.0303 | 15.9029 | 15.3173 | 14.4106 | 13.2255 | 12.0704 | 11.4832 | 11.2691 | 10.4513 | 9.465 | 8.7283 | -0.01385 | -0.022354 | -0.01373 | -0.030647 | -0.035619 | -0.02311 | -0.038845 | -0.028477 | -0.025136 | -0.032238 | -0.048064 | -0.042284 | -0.006973 | 0.10626 | 0.51884 | 0.51722 | 0.49549 | 0.44048 | 0.099783 | 0.0066539 | -0.0172 | -0.0125 | -0.0028415 | -0.01542 | 72.8848 | 71.5829 | 70.2685 | 69.2029 | 67.9607 | 67.1256 | 66.9959 | 68.1218 | 71.3014 | 76.0713 | 81.171 | 85.4944 | 88.451 | 90.643 | 92.1743 | 92.7554 | 93.0922 | 92.4821 | 91.1347 | 88.9289 | 85.0002 | 80.9634 | 78.4112 | 76.4649 | 0.2094 | 0.18648 | 0.15921 | 0.10061 | 0.11023 | 0.14981 | 0.14813 | 0.17682 | 0.17605 | 0.16901 | 0.16472 | 0.17065 | 0.17861 | 0.18879 | 0.19292 | 0.19411 | 0.19751 | 0.18706 | 0.18082 | 0.14158 | 0.12481 | 0.12059 | 0.098524 | 0.097542
Portfolio Adjusted1-in-10AllOrange County2024July Monthly Peak | Portfolio Adjusted | 1-in-10 | All | Orange County | 2024 | July Monthly Peak | 7 | 8.3156 | 7.9715 | 7.7284 | 7.7242 | 8.2492 | 9.5986 | 10.8445 | 12.2358 | 13.6293 | 14.7666 | 15.6885 | 16.1345 | 16.3293 | 16.4573 | 16.3217 | 15.762 | 14.943 | 13.7516 | 12.5508 | 11.8975 | 11.6721 | 10.8268 | 9.8345 | 9.063 | -0.035528 | -0.043045 | -0.028898 | -0.041286 | -0.046742 | -0.035811 | -0.054317 | -0.038326 | -0.031469 | -0.035525 | -0.054011 | -0.049614 | -0.015939 | 0.096548 | 0.51959 | 0.52218 | 0.50215 | 0.45431 | 0.10942 | 0.0055153 | -0.02173 | -0.018577 | -0.010297 | -0.022575 | 75.0977 | 74.1286 | 73.1627 | 72.3301 | 71.5928 | 71.1168 | 70.9199 | 71.2735 | 74.1977 | 78.8493 | 83.3914 | 87.2911 | 89.7708 | 91.3716 | 92.9876 | 93.4796 | 94.0851 | 93.0109 | 91.0959 | 89.0222 | 85.8772 | 82.7464 | 80.6064 | 79.0665 | 0.21846 | 0.19419 | 0.16624 | 0.10422 | 0.11428 | 0.15536 | 0.15208 | 0.18104 | 0.17902 | 0.17132 | 0.16622 | 0.17157 | 0.17924 | 0.18941 | 0.19348 | 0.19464 | 0.19857 | 0.18865 | 0.18329 | 0.14394 | 0.12674 | 0.12293 | 0.10049 | 0.099909
Portfolio Adjusted1-in-10AllOrange County2024August Monthly Peak | Portfolio Adjusted | 1-in-10 | All | Orange County | 2024 | August Monthly Peak | 8 | 8.4978 | 8.1439 | 7.8993 | 7.8701 | 8.4162 | 9.9244 | 11.3638 | 12.8237 | 14.478 | 15.7564 | 16.8931 | 17.3909 | 17.612 | 17.7047 | 17.5141 | 16.7833 | 15.7374 | 14.3168 | 12.9652 | 12.5001 | 12.1276 | 11.1165 | 10.1069 | 9.3166 | -0.070448 | -0.075988 | -0.05306 | -0.057034 | -0.063375 | -0.056328 | -0.080548 | -0.055832 | -0.043718 | -0.042854 | -0.067783 | -0.065857 | -0.032657 | 0.086722 | 0.54556 | 0.5479 | 0.51702 | 0.47228 | 0.12438 | 0.0035727 | -0.029278 | -0.028499 | -0.022672 | -0.034329 | 77.7162 | 76.7546 | 75.9109 | 75.2346 | 74.6917 | 74.0788 | 73.732 | 73.9716 | 76.8214 | 80.9859 | 85.3435 | 89.7784 | 93.2029 | 95.8209 | 97.1494 | 97.4327 | 97.1639 | 95.7839 | 94.4823 | 91.7704 | 87.7975 | 84.4686 | 82.1334 | 80.5097 | 0.22847 | 0.20289 | 0.1736 | 0.10801 | 0.11905 | 0.16367 | 0.16122 | 0.19367 | 0.1927 | 0.18396 | 0.17868 | 0.18397 | 0.19178 | 0.20169 | 0.20504 | 0.20404 | 0.20676 | 0.19571 | 0.19036 | 0.15082 | 0.13244 | 0.12828 | 0.10509 | 0.10489
Portfolio Adjusted1-in-10AllOrange County2024September Monthly Peak | Portfolio Adjusted | 1-in-10 | All | Orange County | 2024 | September Monthly Peak | 9 | 8.4909 | 8.1633 | 7.8964 | 7.9098 | 8.4679 | 10.0969 | 11.8223 | 13.1457 | 14.9597 | 16.3095 | 17.4238 | 17.879 | 18.0719 | 18.2096 | 17.9945 | 17.1793 | 16.0593 | 14.5468 | 13.2701 | 13.0474 | 12.2161 | 11.179 | 10.1699 | 9.3673 | -0.085582 | -0.090488 | -0.063434 | -0.064086 | -0.070773 | -0.066134 | -0.094086 | -0.064532 | -0.050161 | -0.046904 | -0.074678 | -0.073906 | -0.041015 | 0.081624 | 0.5561 | 0.55834 | 0.52388 | 0.48172 | 0.13397 | 0.0026928 | -0.032942 | -0.033172 | -0.028424 | -0.039575 | 80.0798 | 78.8432 | 77.7559 | 77.1783 | 76.2306 | 75.4932 | 75.1375 | 75.2119 | 77.4675 | 81.8396 | 86.637 | 91.6854 | 95.5577 | 97.9399 | 98.9986 | 98.9133 | 98.4198 | 97.413 | 95.6426 | 92.7283 | 89.0979 | 85.7403 | 83.2698 | 81.4637 | 0.23126 | 0.20609 | 0.17554 | 0.10976 | 0.12113 | 0.16835 | 0.16702 | 0.2005 | 0.20075 | 0.19156 | 0.18495 | 0.19 | 0.19764 | 0.20773 | 0.21041 | 0.20798 | 0.21036 | 0.19919 | 0.1957 | 0.15619 | 0.13533 | 0.13098 | 0.10715 | 0.10683
Portfolio Adjusted1-in-10AllOrange County2024October Monthly Peak | Portfolio Adjusted | 1-in-10 | All | Orange County | 2024 | October Monthly Peak | 10 | 7.2656 | 7.0083 | 6.8242 | 6.8624 | 7.3422 | 8.703 | 10.3103 | 11.2998 | 12.5806 | 13.591 | 14.5185 | 15.0744 | 15.384 | 15.5499 | 15.3856 | 14.6979 | 13.6974 | 12.6096 | 11.7765 | 11.2887 | 10.5476 | 9.6764 | 8.8228 | 8.1079 | -0.017129 | -0.024308 | -0.015641 | -0.029458 | -0.034268 | -0.024097 | -0.040519 | -0.0295 | -0.025599 | -0.031388 | -0.047113 | -0.042294 | -0.0091378 | 0.099438 | 0.49751 | 0.4904 | 0.46433 | 0.41919 | 0.095628 | 0.0058628 | -0.016695 | -0.01264 | -0.0044157 | -0.015488 | 74.9373 | 74.4629 | 73.9547 | 72.6279 | 71.8054 | 71.2258 | 70.6873 | 70.3855 | 71.4654 | 74.8232 | 79.0143 | 83.4898 | 87.0955 | 89.8025 | 91.176 | 91.6292 | 90.9515 | 89.2025 | 86.7358 | 83.454 | 80.1453 | 77.9226 | 76.3929 | 75.0082 | 0.18422 | 0.16465 | 0.14216 | 0.091667 | 0.10118 | 0.13924 | 0.14285 | 0.17082 | 0.17107 | 0.16408 | 0.16018 | 0.16648 | 0.17488 | 0.18538 | 0.1894 | 0.18986 | 0.19254 | 0.18312 | 0.1752 | 0.13622 | 0.11844 | 0.11212 | 0.091806 | 0.089791
Portfolio Adjusted1-in-10AllOrange County2024November Monthly Peak | Portfolio Adjusted | 1-in-10 | All | Orange County | 2024 | November Monthly Peak | 11 | 7.0794 | 6.8753 | 6.7079 | 6.7091 | 7.1809 | 8.472 | 9.6745 | 10.5393 | 11.5301 | 12.266 | 12.8247 | 13.1412 | 13.2803 | 13.3425 | 13.0688 | 12.3708 | 11.6569 | 11.4829 | 10.6875 | 10.1499 | 9.6489 | 8.9619 | 8.2024 | 7.6061 | 0.072778 | 0.060545 | 0.046825 | 0.010754 | 0.0073782 | 0.027537 | 0.023553 | 0.011762 | 0.0014126 | -0.017911 | -0.020928 | -0.0085333 | 0.031088 | 0.13883 | 0.47706 | 0.45597 | 0.44351 | 0.3895 | 0.060045 | 0.011335 | 0.0015068 | 0.012325 | 0.027318 | 0.013591 | 62.9266 | 61.9122 | 61.2676 | 60.1523 | 59.0281 | 58.2051 | 58.2844 | 58.7196 | 60.9531 | 65.0817 | 70.0973 | 74.3001 | 76.9417 | 78.5762 | 79.5132 | 79.476 | 78.3309 | 75.9405 | 73.2908 | 70.8651 | 68.8416 | 67.1293 | 65.5591 | 64.8126 | 0.19966 | 0.17875 | 0.15312 | 0.096651 | 0.10644 | 0.1456 | 0.14629 | 0.17354 | 0.17181 | 0.16473 | 0.15985 | 0.16575 | 0.17396 | 0.18453 | 0.18811 | 0.18868 | 0.19176 | 0.18379 | 0.17674 | 0.13773 | 0.12047 | 0.11528 | 0.094255 | 0.092504
Portfolio Adjusted1-in-10AllOrange County2024December Monthly Peak | Portfolio Adjusted | 1-in-10 | All | Orange County | 2024 | December Monthly Peak | 12 | 7.2572 | 7.0244 | 6.8968 | 6.9602 | 7.4847 | 8.8358 | 10.4285 | 11.1347 | 11.9326 | 12.2342 | 12.3241 | 12.1127 | 11.8052 | 11.5122 | 11.1364 | 10.4825 | 10.1448 | 10.3375 | 9.8335 | 9.5811 | 9.2157 | 8.7246 | 8.1549 | 7.6611 | 0.074567 | 0.061565 | 0.047984 | 0.01114 | 0.0076609 | 0.028548 | 0.024879 | 0.012299 | 0.0014666 | -0.017904 | -0.020272 | -0.0080052 | 0.028437 | 0.12434 | 0.41726 | 0.3978 | 0.39483 | 0.35535 | 0.056266 | 0.010841 | 0.0014555 | 0.012058 | 0.027139 | 0.013601 | 43.3428 | 42.719 | 42.0222 | 41.8486 | 41.3328 | 40.5297 | 40.5983 | 40.6622 | 41.5667 | 43.4794 | 45.7454 | 47.6851 | 48.7181 | 49.1091 | 49.5181 | 49.7295 | 49.185 | 47.9003 | 46.2036 | 45.2802 | 44.5035 | 43.6834 | 43.0656 | 42.5633 | 0.2044 | 0.1817 | 0.15673 | 0.099615 | 0.10992 | 0.15032 | 0.15254 | 0.17979 | 0.17682 | 0.16555 | 0.15811 | 0.16143 | 0.16776 | 0.17713 | 0.18133 | 0.18344 | 0.18745 | 0.17961 | 0.17237 | 0.13523 | 0.11889 | 0.11411 | 0.094215 | 0.092839
Portfolio Adjusted1-in-10AllOrange County2024Typical Event Day | Portfolio Adjusted | 1-in-10 | All | Orange County | 2024 | Typical Event Day | 8 | 8.3991 | 8.0533 | 7.8146 | 7.791 | 8.3328 | 9.8129 | 11.2188 | 12.6082 | 14.175 | 15.3943 | 16.4779 | 16.9573 | 17.176 | 17.2753 | 17.0915 | 16.3895 | 15.3796 | 14.0011 | 12.6962 | 12.2547 | 11.9188 | 10.9499 | 9.9607 | 9.1911 | -0.051287 | -0.057926 | -0.039811 | -0.048343 | -0.05435 | -0.045298 | -0.066867 | -0.046795 | -0.0376 | -0.039565 | -0.061517 | -0.058071 | -0.023778 | 0.094545 | 0.54101 | 0.54107 | 0.51262 | 0.46295 | 0.11604 | 0.0046805 | -0.025222 | -0.023081 | -0.015899 | -0.027984 | 76.4446 | 75.3273 | 74.2745 | 73.4865 | 72.6189 | 71.9536 | 71.6963 | 72.1447 | 74.947 | 79.4365 | 84.1357 | 88.5623 | 91.7456 | 93.9438 | 95.3275 | 95.6452 | 95.6903 | 94.6725 | 93.0889 | 90.6124 | 86.9432 | 83.4797 | 81.1052 | 79.3762 | 0.22276 | 0.19791 | 0.16939 | 0.10566 | 0.11645 | 0.15976 | 0.1575 | 0.18861 | 0.18744 | 0.17907 | 0.17404 | 0.17929 | 0.18704 | 0.19701 | 0.20054 | 0.20004 | 0.20284 | 0.1919 | 0.1862 | 0.14736 | 0.12952 | 0.12538 | 0.10271 | 0.10242
Portfolio Adjusted1-in-10AllOrange County2025January Monthly Peak | Portfolio Adjusted | 1-in-10 | All | Orange County | 2025 | January Monthly Peak | 1 | 7.3964 | 7.1346 | 6.9952 | 7.0668 | 7.6408 | 9.1281 | 11.005 | 11.9068 | 12.811 | 13.0419 | 13.1068 | 12.8654 | 12.5504 | 12.2383 | 11.8266 | 11.097 | 10.5543 | 10.6941 | 10.2482 | 10.0255 | 9.6111 | 9.1347 | 8.5019 | 7.9739 | 0.076901 | 0.063033 | 0.049259 | 0.011422 | 0.0079091 | 0.030106 | 0.026704 | 0.013381 | 0.0016002 | -0.019459 | -0.022014 | -0.0087191 | 0.031096 | 0.13587 | 0.44974 | 0.42702 | 0.4185 | 0.37333 | 0.06042 | 0.011704 | 0.001565 | 0.012953 | 0.02907 | 0.014472 | 41.1026 | 41.0347 | 40.2921 | 39.6296 | 39.1331 | 38.7453 | 38.3656 | 38.1113 | 38.7454 | 41.1959 | 43.3684 | 45.3756 | 46.8625 | 47.8889 | 48.908 | 49.2121 | 48.7012 | 47.4488 | 45.7213 | 44.9165 | 44.1779 | 43.9943 | 43.6743 | 43.2113 | 0.21088 | 0.18621 | 0.16105 | 0.1024 | 0.11361 | 0.1581 | 0.16215 | 0.19314 | 0.18978 | 0.17664 | 0.16815 | 0.17172 | 0.17845 | 0.18787 | 0.19168 | 0.19298 | 0.19658 | 0.18821 | 0.18181 | 0.14333 | 0.12575 | 0.1211 | 0.099859 | 0.098161
Portfolio Adjusted1-in-10AllOrange County2025February Monthly Peak | Portfolio Adjusted | 1-in-10 | All | Orange County | 2025 | February Monthly Peak | 2 | 7.0853 | 6.8548 | 6.7171 | 6.804 | 7.3292 | 8.6708 | 10.2892 | 11.0781 | 11.9 | 12.235 | 12.4605 | 12.4401 | 12.3424 | 12.2143 | 11.9065 | 11.2358 | 10.61 | 10.5048 | 10.1977 | 9.8531 | 9.4241 | 8.8717 | 8.2097 | 7.6768 | 0.073032 | 0.060202 | 0.047008 | 0.010947 | 0.0075642 | 0.028546 | 0.025037 | 0.012444 | 0.0014807 | -0.018184 | -0.02079 | -0.0083401 | 0.029997 | 0.13236 | 0.44535 | 0.42519 | 0.41489 | 0.36568 | 0.058497 | 0.01123 | 0.0014999 | 0.012418 | 0.027801 | 0.013864 | 47.4579 | 47.1003 | 46.719 | 46.1309 | 45.6467 | 45.3196 | 44.7046 | 45.2075 | 46.2446 | 49.6333 | 52.6153 | 55.783 | 57.7085 | 58.69 | 59.3465 | 59.5905 | 58.3331 | 57.3293 | 55.5506 | 53.667 | 52.4642 | 51.1572 | 50.0929 | 48.6623 | 0.2003 | 0.1778 | 0.15366 | 0.098001 | 0.10855 | 0.15001 | 0.15268 | 0.18072 | 0.17721 | 0.16622 | 0.15927 | 0.16376 | 0.17088 | 0.18056 | 0.18432 | 0.18553 | 0.18885 | 0.18095 | 0.17445 | 0.13701 | 0.12015 | 0.11584 | 0.095364 | 0.093893
Portfolio Adjusted1-in-10AllOrange County2025March Monthly Peak | Portfolio Adjusted | 1-in-10 | All | Orange County | 2025 | March Monthly Peak | 3 | 7.1827 | 6.9173 | 6.7439 | 6.7895 | 7.2421 | 8.5321 | 9.8844 | 10.7336 | 11.6418 | 12.2947 | 12.8753 | 13.1501 | 13.3221 | 13.4887 | 13.3012 | 12.7218 | 11.914 | 11.056 | 10.3829 | 10.3984 | 9.9628 | 9.2727 | 8.4466 | 7.8185 | 0.074233 | 0.061223 | 0.047605 | 0.011034 | 0.007502 | 0.028167 | 0.023969 | 0.012032 | 0.0014451 | -0.018212 | -0.021343 | -0.0087013 | 0.031818 | 0.14336 | 0.49065 | 0.47344 | 0.45833 | 0.38323 | 0.060147 | 0.011697 | 0.0015707 | 0.012921 | 0.028551 | 0.014152 | 60.4271 | 59.019 | 58.0601 | 57.7249 | 56.5591 | 55.5899 | 55.0591 | 55.8271 | 59.1998 | 63.6727 | 68.4736 | 72.925 | 76.0972 | 77.7287 | 78.4013 | 79.0702 | 78.892 | 77.7964 | 75.2603 | 71.8048 | 68.826 | 65.9499 | 63.6929 | 61.9599 | 0.20333 | 0.18056 | 0.15538 | 0.098535 | 0.10776 | 0.14826 | 0.1479 | 0.17618 | 0.17415 | 0.16612 | 0.1613 | 0.16719 | 0.1757 | 0.18698 | 0.19064 | 0.19128 | 0.19403 | 0.18377 | 0.17655 | 0.13993 | 0.1231 | 0.11883 | 0.097003 | 0.095288
Portfolio Adjusted1-in-10AllOrange County2025April Monthly Peak | Portfolio Adjusted | 1-in-10 | All | Orange County | 2025 | April Monthly Peak | 4 | 7.2665 | 6.9832 | 6.7997 | 6.8209 | 7.2615 | 8.5766 | 9.8155 | 10.8943 | 12.1353 | 13.0684 | 13.9025 | 14.3766 | 14.6833 | 14.9309 | 14.782 | 14.1393 | 13.2156 | 12.0873 | 11.0135 | 10.9127 | 10.4896 | 9.64 | 8.737 | 8.0287 | 0.010787 | 0.0017764 | 0.0036931 | -0.017244 | -0.021397 | -0.00793 | -0.019963 | -0.016249 | -0.016887 | -0.02721 | -0.039069 | -0.031682 | 0.0041281 | 0.11567 | 0.50137 | 0.49204 | 0.46914 | 0.40763 | 0.084139 | 0.0078068 | -0.011275 | -0.0049154 | 0.0058219 | -0.0064193 | 71.363 | 69.5768 | 67.9907 | 66.3611 | 65.3834 | 64.7235 | 64.1673 | 64.2585 | 67.3037 | 72.8366 | 78.7532 | 84.1751 | 87.8187 | 89.8022 | 90.4313 | 90.8902 | 90.8622 | 90.0181 | 88.3677 | 84.7108 | 79.7626 | 75.8424 | 73.2464 | 71.236 | 0.1899 | 0.16886 | 0.14543 | 0.093044 | 0.1017 | 0.13982 | 0.14131 | 0.16936 | 0.16954 | 0.16314 | 0.15956 | 0.16582 | 0.17463 | 0.18602 | 0.19003 | 0.19081 | 0.1934 | 0.1823 | 0.17405 | 0.13709 | 0.12009 | 0.11441 | 0.093229 | 0.090994
Portfolio Adjusted1-in-10AllOrange County2025May Monthly Peak | Portfolio Adjusted | 1-in-10 | All | Orange County | 2025 | May Monthly Peak | 5 | 7.5456 | 7.2537 | 7.0338 | 7.0452 | 7.5492 | 8.875 | 10.0168 | 11.4166 | 12.8767 | 13.9827 | 14.886 | 15.3791 | 15.625 | 15.7783 | 15.5857 | 14.8603 | 13.9112 | 12.7238 | 11.5724 | 11.1849 | 10.9854 | 10.0583 | 9.1178 | 8.3899 | -0.011489 | -0.019524 | -0.011845 | -0.028069 | -0.032886 | -0.021286 | -0.036631 | -0.027443 | -0.024667 | -0.032145 | -0.047784 | -0.042016 | -0.0063437 | 0.10887 | 0.51751 | 0.50919 | 0.484 | 0.42769 | 0.09632 | 0.0065934 | -0.016506 | -0.011648 | -0.0021913 | -0.014284 | 71.9614 | 70.6155 | 68.999 | 68.2626 | 67.6197 | 66.751 | 66.3558 | 66.7623 | 70.7573 | 76.9961 | 82.4208 | 86.6843 | 89.2769 | 91.1693 | 92.5766 | 93.4238 | 93.486 | 92.2531 | 90.1405 | 87.4006 | 83.9582 | 80.1708 | 77.3304 | 75.2175 | 0.19725 | 0.17543 | 0.15021 | 0.095598 | 0.10515 | 0.14454 | 0.14492 | 0.1751 | 0.17575 | 0.16916 | 0.16475 | 0.17104 | 0.17944 | 0.19002 | 0.19371 | 0.19351 | 0.19606 | 0.18514 | 0.17781 | 0.13946 | 0.12304 | 0.11769 | 0.096031 | 0.094367
Portfolio Adjusted1-in-10AllOrange County2025June Monthly Peak | Portfolio Adjusted | 1-in-10 | All | Orange County | 2025 | June Monthly Peak | 6 | 7.9478 | 7.6416 | 7.3962 | 7.4158 | 7.9175 | 9.1808 | 10.3274 | 11.6874 | 13.0694 | 14.1611 | 15.1196 | 15.6368 | 15.8862 | 16.0303 | 15.9029 | 15.3173 | 14.4106 | 13.2255 | 12.0704 | 11.4832 | 11.2691 | 10.4513 | 9.465 | 8.7283 | -0.01385 | -0.022354 | -0.01373 | -0.030647 | -0.035619 | -0.02311 | -0.038845 | -0.028477 | -0.025136 | -0.032238 | -0.048064 | -0.042284 | -0.006973 | 0.10626 | 0.51884 | 0.51722 | 0.49549 | 0.44048 | 0.099783 | 0.0066539 | -0.0172 | -0.0125 | -0.0028415 | -0.01542 | 72.8848 | 71.5829 | 70.2685 | 69.2029 | 67.9607 | 67.1256 | 66.9959 | 68.1218 | 71.3014 | 76.0713 | 81.171 | 85.4944 | 88.451 | 90.643 | 92.1743 | 92.7554 | 93.0922 | 92.4821 | 91.1347 | 88.9289 | 85.0002 | 80.9634 | 78.4112 | 76.4649 | 0.2094 | 0.18648 | 0.15921 | 0.10061 | 0.11023 | 0.14981 | 0.14813 | 0.17682 | 0.17605 | 0.16901 | 0.16472 | 0.17065 | 0.17861 | 0.18879 | 0.19292 | 0.19411 | 0.19751 | 0.18706 | 0.18082 | 0.14158 | 0.12481 | 0.12059 | 0.098524 | 0.097542
Portfolio Adjusted1-in-10AllOrange County2025July Monthly Peak | Portfolio Adjusted | 1-in-10 | All | Orange County | 2025 | July Monthly Peak | 7 | 8.3156 | 7.9715 | 7.7284 | 7.7242 | 8.2492 | 9.5986 | 10.8445 | 12.2358 | 13.6293 | 14.7666 | 15.6885 | 16.1345 | 16.3293 | 16.4573 | 16.3217 | 15.762 | 14.943 | 13.7516 | 12.5508 | 11.8975 | 11.6721 | 10.8268 | 9.8345 | 9.063 | -0.035528 | -0.043045 | -0.028898 | -0.041286 | -0.046742 | -0.035811 | -0.054317 | -0.038326 | -0.031469 | -0.035525 | -0.054011 | -0.049614 | -0.015939 | 0.096548 | 0.51959 | 0.52218 | 0.50215 | 0.45431 | 0.10942 | 0.0055153 | -0.02173 | -0.018577 | -0.010297 | -0.022575 | 75.0977 | 74.1286 | 73.1627 | 72.3301 | 71.5928 | 71.1168 | 70.9199 | 71.2735 | 74.1977 | 78.8493 | 83.3914 | 87.2911 | 89.7708 | 91.3715 | 92.9876 | 93.4796 | 94.0851 | 93.0109 | 91.0959 | 89.0222 | 85.8772 | 82.7464 | 80.6064 | 79.0665 | 0.21846 | 0.19419 | 0.16624 | 0.10422 | 0.11428 | 0.15536 | 0.15208 | 0.18104 | 0.17902 | 0.17132 | 0.16622 | 0.17157 | 0.17924 | 0.18941 | 0.19348 | 0.19464 | 0.19857 | 0.18865 | 0.18329 | 0.14394 | 0.12674 | 0.12293 | 0.10049 | 0.099909
Portfolio Adjusted1-in-10AllOrange County2025August Monthly Peak | Portfolio Adjusted | 1-in-10 | All | Orange County | 2025 | August Monthly Peak | 8 | 8.4978 | 8.1439 | 7.8993 | 7.8701 | 8.4162 | 9.9244 | 11.3638 | 12.8237 | 14.478 | 15.7564 | 16.8931 | 17.3909 | 17.612 | 17.7047 | 17.5141 | 16.7833 | 15.7374 | 14.3168 | 12.9652 | 12.5001 | 12.1276 | 11.1165 | 10.1069 | 9.3166 | -0.070448 | -0.075988 | -0.05306 | -0.057034 | -0.063375 | -0.056328 | -0.080548 | -0.055832 | -0.043718 | -0.042854 | -0.067783 | -0.065857 | -0.032657 | 0.086722 | 0.54556 | 0.5479 | 0.51702 | 0.47228 | 0.12438 | 0.0035727 | -0.029278 | -0.028499 | -0.022672 | -0.034329 | 77.7162 | 76.7546 | 75.9109 | 75.2346 | 74.6917 | 74.0788 | 73.732 | 73.9716 | 76.8214 | 80.9859 | 85.3435 | 89.7784 | 93.2029 | 95.8209 | 97.1494 | 97.4327 | 97.1639 | 95.7839 | 94.4823 | 91.7704 | 87.7975 | 84.4686 | 82.1334 | 80.5097 | 0.22847 | 0.20289 | 0.1736 | 0.10801 | 0.11905 | 0.16367 | 0.16122 | 0.19367 | 0.1927 | 0.18396 | 0.17868 | 0.18397 | 0.19178 | 0.20169 | 0.20504 | 0.20404 | 0.20676 | 0.19571 | 0.19036 | 0.15082 | 0.13244 | 0.12828 | 0.10509 | 0.10489
Portfolio Adjusted1-in-10AllOrange County2025September Monthly Peak | Portfolio Adjusted | 1-in-10 | All | Orange County | 2025 | September Monthly Peak | 9 | 8.4909 | 8.1633 | 7.8964 | 7.9098 | 8.4679 | 10.0969 | 11.8223 | 13.1457 | 14.9597 | 16.3095 | 17.4238 | 17.879 | 18.0719 | 18.2096 | 17.9945 | 17.1793 | 16.0593 | 14.5468 | 13.2701 | 13.0474 | 12.2161 | 11.179 | 10.1699 | 9.3673 | -0.085582 | -0.090488 | -0.063434 | -0.064086 | -0.070773 | -0.066134 | -0.094086 | -0.064532 | -0.050161 | -0.046904 | -0.074678 | -0.073906 | -0.041015 | 0.081624 | 0.5561 | 0.55834 | 0.52388 | 0.48172 | 0.13397 | 0.0026928 | -0.032942 | -0.033172 | -0.028424 | -0.039575 | 80.0798 | 78.8432 | 77.7559 | 77.1783 | 76.2306 | 75.4932 | 75.1375 | 75.2119 | 77.4675 | 81.8396 | 86.637 | 91.6854 | 95.5577 | 97.9399 | 98.9986 | 98.9133 | 98.4198 | 97.413 | 95.6426 | 92.7283 | 89.0979 | 85.7403 | 83.2698 | 81.4637 | 0.23126 | 0.20609 | 0.17554 | 0.10976 | 0.12113 | 0.16835 | 0.16702 | 0.2005 | 0.20075 | 0.19156 | 0.18495 | 0.19 | 0.19764 | 0.20773 | 0.21041 | 0.20798 | 0.21036 | 0.19919 | 0.1957 | 0.15619 | 0.13533 | 0.13098 | 0.10715 | 0.10683
Portfolio Adjusted1-in-10AllOrange County2025October Monthly Peak | Portfolio Adjusted | 1-in-10 | All | Orange County | 2025 | October Monthly Peak | 10 | 7.2656 | 7.0083 | 6.8242 | 6.8624 | 7.3422 | 8.703 | 10.3103 | 11.2998 | 12.5806 | 13.591 | 14.5185 | 15.0744 | 15.384 | 15.5499 | 15.3856 | 14.6979 | 13.6974 | 12.6096 | 11.7765 | 11.2887 | 10.5476 | 9.6764 | 8.8228 | 8.1079 | -0.017129 | -0.024308 | -0.015641 | -0.029458 | -0.034268 | -0.024097 | -0.040519 | -0.0295 | -0.025599 | -0.031388 | -0.047113 | -0.042294 | -0.0091378 | 0.099438 | 0.49751 | 0.4904 | 0.46433 | 0.41919 | 0.095628 | 0.0058628 | -0.016695 | -0.01264 | -0.0044157 | -0.015488 | 74.9373 | 74.4629 | 73.9547 | 72.6279 | 71.8054 | 71.2258 | 70.6873 | 70.3855 | 71.4654 | 74.8232 | 79.0143 | 83.4898 | 87.0955 | 89.8025 | 91.176 | 91.6292 | 90.9515 | 89.2025 | 86.7358 | 83.454 | 80.1453 | 77.9226 | 76.3929 | 75.0082 | 0.18422 | 0.16465 | 0.14216 | 0.091667 | 0.10118 | 0.13924 | 0.14285 | 0.17082 | 0.17107 | 0.16408 | 0.16018 | 0.16648 | 0.17488 | 0.18538 | 0.1894 | 0.18986 | 0.19254 | 0.18312 | 0.1752 | 0.13622 | 0.11844 | 0.11212 | 0.091806 | 0.089791
Portfolio Adjusted1-in-10AllOrange County2025November Monthly Peak | Portfolio Adjusted | 1-in-10 | All | Orange County | 2025 | November Monthly Peak | 11 | 7.0794 | 6.8753 | 6.7079 | 6.7091 | 7.1809 | 8.472 | 9.6745 | 10.5393 | 11.5301 | 12.266 | 12.8247 | 13.1412 | 13.2803 | 13.3425 | 13.0688 | 12.3708 | 11.6569 | 11.483 | 10.6875 | 10.1499 | 9.6489 | 8.9619 | 8.2024 | 7.6061 | 0.072778 | 0.060545 | 0.046825 | 0.010754 | 0.0073782 | 0.027537 | 0.023553 | 0.011762 | 0.0014126 | -0.017911 | -0.020928 | -0.0085333 | 0.031088 | 0.13883 | 0.47706 | 0.45597 | 0.44351 | 0.3895 | 0.060045 | 0.011335 | 0.0015068 | 0.012325 | 0.027318 | 0.013591 | 62.9266 | 61.9122 | 61.2676 | 60.1523 | 59.028 | 58.2051 | 58.2844 | 58.7196 | 60.9531 | 65.0817 | 70.0973 | 74.3001 | 76.9417 | 78.5763 | 79.5132 | 79.476 | 78.3309 | 75.9405 | 73.2908 | 70.8651 | 68.8416 | 67.1293 | 65.5591 | 64.8126 | 0.19966 | 0.17875 | 0.15312 | 0.096651 | 0.10644 | 0.1456 | 0.14629 | 0.17354 | 0.17181 | 0.16473 | 0.15985 | 0.16575 | 0.17396 | 0.18453 | 0.18811 | 0.18868 | 0.19176 | 0.18379 | 0.17674 | 0.13773 | 0.12047 | 0.11528 | 0.094255 | 0.092504
Portfolio Adjusted1-in-10AllOrange County2025December Monthly Peak | Portfolio Adjusted | 1-in-10 | All | Orange County | 2025 | December Monthly Peak | 12 | 7.2572 | 7.0244 | 6.8968 | 6.9602 | 7.4847 | 8.8358 | 10.4285 | 11.1347 | 11.9326 | 12.2342 | 12.3241 | 12.1127 | 11.8052 | 11.5122 | 11.1364 | 10.4825 | 10.1448 | 10.3375 | 9.8335 | 9.5811 | 9.2157 | 8.7246 | 8.1549 | 7.6611 | 0.074567 | 0.061565 | 0.047984 | 0.01114 | 0.0076609 | 0.028548 | 0.024879 | 0.012299 | 0.0014666 | -0.017904 | -0.020272 | -0.0080052 | 0.028437 | 0.12434 | 0.41726 | 0.3978 | 0.39483 | 0.35535 | 0.056266 | 0.010841 | 0.0014555 | 0.012058 | 0.027139 | 0.013601 | 43.3428 | 42.719 | 42.0222 | 41.8486 | 41.3328 | 40.5297 | 40.5983 | 40.6622 | 41.5667 | 43.4794 | 45.7454 | 47.6851 | 48.7181 | 49.1091 | 49.5181 | 49.7295 | 49.185 | 47.9003 | 46.2036 | 45.2802 | 44.5035 | 43.6834 | 43.0656 | 42.5633 | 0.2044 | 0.1817 | 0.15673 | 0.099615 | 0.10992 | 0.15032 | 0.15254 | 0.17979 | 0.17682 | 0.16555 | 0.15811 | 0.16143 | 0.16776 | 0.17713 | 0.18133 | 0.18344 | 0.18745 | 0.17961 | 0.17237 | 0.13523 | 0.11889 | 0.11411 | 0.094215 | 0.092839
Portfolio Adjusted1-in-10AllOrange County2025Typical Event Day | Portfolio Adjusted | 1-in-10 | All | Orange County | 2025 | Typical Event Day | 8 | 8.3991 | 8.0533 | 7.8146 | 7.791 | 8.3328 | 9.8129 | 11.2188 | 12.6082 | 14.175 | 15.3943 | 16.4779 | 16.9573 | 17.176 | 17.2753 | 17.0915 | 16.3895 | 15.3796 | 14.0011 | 12.6962 | 12.2547 | 11.9188 | 10.9499 | 9.9607 | 9.1911 | -0.051287 | -0.057926 | -0.039811 | -0.048343 | -0.05435 | -0.045298 | -0.066867 | -0.046795 | -0.0376 | -0.039565 | -0.061517 | -0.058071 | -0.023778 | 0.094545 | 0.54101 | 0.54107 | 0.51262 | 0.46295 | 0.11604 | 0.0046805 | -0.025222 | -0.023081 | -0.015899 | -0.027984 | 76.4446 | 75.3273 | 74.2745 | 73.4865 | 72.6189 | 71.9536 | 71.6963 | 72.1447 | 74.947 | 79.4365 | 84.1357 | 88.5623 | 91.7456 | 93.9438 | 95.3275 | 95.6452 | 95.6903 | 94.6725 | 93.0889 | 90.6124 | 86.9432 | 83.4797 | 81.1052 | 79.3762 | 0.22276 | 0.19791 | 0.16939 | 0.10566 | 0.11645 | 0.15976 | 0.1575 | 0.18861 | 0.18744 | 0.17907 | 0.17404 | 0.17929 | 0.18704 | 0.19701 | 0.20054 | 0.20004 | 0.20284 | 0.1919 | 0.1862 | 0.14736 | 0.12952 | 0.12538 | 0.10271 | 0.10242
Portfolio Adjusted1-in-2AllOrange County2015January Monthly Peak | Portfolio Adjusted | 1-in-2 | All | Orange County | 2015 | January Monthly Peak | 1 | 120.5892 | 115.6807 | 113.1189 | 114.696 | 126.7498 | 157.0851 | 191.6462 | 209.4895 | 220.9302 | 219.7893 | 219.8049 | 218.0108 | 214.2538 | 210.0248 | 201.7478 | 187.6859 | 175.7185 | 171.4712 | 164.6325 | 162.0339 | 156.6823 | 149.226 | 139.5374 | 131.2199 | 1.9915 | 1.6378 | 1.2793 | 0.29743 | 0.2057 | 0.77893 | 0.68632 | 0.34214 | 0.040776 | -0.49853 | -0.56726 | -0.22633 | 0.8111 | 3.5645 | 10.0247 | 9.532 | 9.3384 | 7.9977 | 1.5806 | 0.3046 | 0.040713 | 0.33715 | 0.75563 | 0.37657 | 47.1944 | 46.1046 | 45.4018 | 45.1966 | 44.6103 | 44.3463 | 43.8202 | 43.4735 | 43.5395 | 45.1392 | 48.1989 | 50.9805 | 52.8175 | 54.3049 | 55.2747 | 55.6824 | 55.4496 | 54.0567 | 52.3441 | 50.8871 | 49.8505 | 48.9049 | 48.1023 | 47.2767 | 5.2792 | 4.6617 | 3.9884 | 2.3606 | 2.6284 | 3.7404 | 3.5327 | 4.2498 | 3.9943 | 3.5333 | 3.1971 | 3.2031 | 3.2291 | 3.2336 | 3.1126 | 2.8421 | 2.8515 | 3.0081 | 3.2987 | 2.7471 | 2.4143 | 2.5612 | 2.1325 | 2.217
Portfolio Adjusted1-in-2AllOrange County2015February Monthly Peak | Portfolio Adjusted | 1-in-2 | All | Orange County | 2015 | February Monthly Peak | 2 | 119.3641 | 114.6394 | 112.0806 | 113.7415 | 125.6384 | 155.439 | 189.203 | 206.4931 | 217.573 | 216.915 | 217.4274 | 216.2302 | 212.8818 | 209.0998 | 201.0416 | 187.2305 | 175.2386 | 170.8508 | 163.6646 | 160.7744 | 155.4199 | 148.0155 | 138.3329 | 130.1312 | 1.9713 | 1.6231 | 1.2676 | 0.29495 | 0.2039 | 0.77077 | 0.67757 | 0.33724 | 0.040157 | -0.49201 | -0.56112 | -0.22448 | 0.80591 | 3.5488 | 9.9897 | 9.5089 | 9.3128 | 7.9687 | 1.5713 | 0.30223 | 0.040385 | 0.33441 | 0.74911 | 0.37345 | 48.9704 | 48.7238 | 48.2877 | 47.9576 | 47.2657 | 46.8298 | 46.7194 | 46.775 | 47.2772 | 48.9143 | 50.9686 | 52.809 | 53.6928 | 54.0908 | 54.2585 | 53.8563 | 53.6468 | 53.0037 | 51.8964 | 50.4332 | 49.015 | 48.6361 | 47.6485 | 46.5841 | 5.2256 | 4.6197 | 3.9518 | 2.3409 | 2.6053 | 3.7012 | 3.4876 | 4.189 | 3.9336 | 3.4871 | 3.1625 | 3.1769 | 3.2084 | 3.2193 | 3.1017 | 2.8352 | 2.8437 | 2.9972 | 3.2793 | 2.7257 | 2.3948 | 2.5404 | 2.1141 | 2.1986
Portfolio Adjusted1-in-2AllOrange County2015March Monthly Peak | Portfolio Adjusted | 1-in-2 | All | Orange County | 2015 | March Monthly Peak | 3 | 124.7535 | 119.2028 | 116.2397 | 117.1551 | 127.7242 | 158.0976 | 188.7234 | 207.8507 | 219.9107 | 221.0011 | 223.002 | 221.9731 | 219.9103 | 218.5522 | 210.3802 | 197.0642 | 183.8774 | 173.5609 | 165.6561 | 166.8736 | 163.1362 | 155.4833 | 144 | 134.6043 | 2.0603 | 1.6877 | 1.3146 | 0.30381 | 0.20728 | 0.78395 | 0.67585 | 0.33946 | 0.040588 | -0.50128 | -0.57551 | -0.23044 | 0.83252 | 3.7093 | 10.4537 | 10.0083 | 9.7719 | 8.0952 | 1.5904 | 0.3137 | 0.04239 | 0.35128 | 0.77979 | 0.38629 | 49.0739 | 47.9197 | 46.9241 | 46.3987 | 46.2043 | 45.7063 | 45.1678 | 45.1755 | 47.1742 | 49.6603 | 52.1573 | 54.0102 | 55.2638 | 56.2229 | 56.7744 | 57.0633 | 56.8985 | 56.4905 | 55.1051 | 53.0355 | 51.5304 | 50.2139 | 49.1336 | 48.2892 | 5.4615 | 4.8036 | 4.0984 | 2.4112 | 2.6486 | 3.7645 | 3.4788 | 4.2165 | 3.9759 | 3.5528 | 3.2436 | 3.2613 | 3.3143 | 3.3649 | 3.2458 | 2.9841 | 2.9839 | 3.0447 | 3.3192 | 2.8291 | 2.5137 | 2.6686 | 2.2007 | 2.2742
Portfolio Adjusted1-in-2AllOrange County2015April Monthly Peak | Portfolio Adjusted | 1-in-2 | All | Orange County | 2015 | April Monthly Peak | 4 | 120.2745 | 115.7387 | 112.6461 | 113.8594 | 123.6803 | 151.9933 | 179.0616 | 197.2806 | 209.9294 | 215.5636 | 222.3202 | 225.5057 | 226.2499 | 227.4572 | 220.3631 | 207.16 | 192.4109 | 179.3658 | 168.3604 | 167.0637 | 162.1778 | 153.2778 | 141.2699 | 132.117 | 1.9863 | 1.6386 | 1.274 | 0.29526 | 0.20072 | 0.75368 | 0.64125 | 0.3222 | 0.038746 | -0.48894 | -0.57375 | -0.23411 | 0.85652 | 3.8604 | 10.9497 | 10.5211 | 10.2255 | 8.3659 | 1.6163 | 0.31405 | 0.042141 | 0.3463 | 0.76501 | 0.37915 | 63.6403 | 62.3922 | 60.7683 | 59.6664 | 58.6098 | 57.8384 | 57.4941 | 57.0035 | 59.584 | 64.0155 | 69.0394 | 73.8497 | 77.5062 | 80.3089 | 82.1826 | 83.1504 | 83.3398 | 82.2447 | 80.1909 | 77.2271 | 73.0889 | 69.8099 | 67.214 | 64.7181 | 5.2654 | 4.664 | 3.9717 | 2.3434 | 2.5647 | 3.6192 | 3.3007 | 4.0021 | 3.7954 | 3.4654 | 3.2337 | 3.3132 | 3.4099 | 3.502 | 3.3998 | 3.137 | 3.1224 | 3.1465 | 3.3734 | 2.8323 | 2.499 | 2.6307 | 2.159 | 2.2321
Portfolio Adjusted1-in-2AllOrange County2015May Monthly Peak | Portfolio Adjusted | 1-in-2 | All | Orange County | 2015 | May Monthly Peak | 5 | 124.6532 | 120.0728 | 116.2131 | 117.5183 | 128.6988 | 157.4697 | 184.6668 | 204.9817 | 219.4703 | 226.648 | 233.074 | 236.4653 | 236.1263 | 235.5521 | 228.2582 | 213.6332 | 198.6772 | 185.3289 | 174.5187 | 170.9175 | 168.3401 | 159.1042 | 146.8723 | 138.0184 | 2.0586 | 1.7 | 1.3143 | 0.30475 | 0.20886 | 0.78084 | 0.66132 | 0.33477 | 0.040507 | -0.51408 | -0.6015 | -0.24548 | 0.89391 | 3.9978 | 11.342 | 10.8498 | 10.5585 | 8.644 | 1.6755 | 0.3213 | 0.043742 | 0.35946 | 0.79535 | 0.39609 | 63.5578 | 62.6947 | 61.5761 | 60.3324 | 59.2529 | 58.6178 | 58.4557 | 58.8455 | 60.6614 | 65.1253 | 70.2298 | 74.9782 | 79.5962 | 83.0102 | 84.8683 | 85.7925 | 85.7869 | 83.8265 | 81.3509 | 78.2112 | 73.8822 | 69.8978 | 67.633 | 65.8612 | 5.4571 | 4.8387 | 4.0975 | 2.4187 | 2.6688 | 3.7496 | 3.404 | 4.1583 | 3.9679 | 3.6436 | 3.3901 | 3.4742 | 3.5587 | 3.6266 | 3.5216 | 3.235 | 3.2241 | 3.2512 | 3.4968 | 2.8977 | 2.5939 | 2.7307 | 2.2446 | 2.3318
Portfolio Adjusted1-in-2AllOrange County2015June Monthly Peak | Portfolio Adjusted | 1-in-2 | All | Orange County | 2015 | June Monthly Peak | 6 | 134.8251 | 130.1596 | 125.6971 | 127.0326 | 138.3225 | 166.7954 | 193.4877 | 212.1324 | 226.0543 | 233.5371 | 241.5937 | 244.6219 | 243.4261 | 241.6531 | 235.262 | 223.6565 | 210.131 | 196.3086 | 186.1234 | 180.6883 | 176.8652 | 168.2413 | 155.3853 | 146.8546 | 0.82524 | 0.52421 | 0.45556 | -0.29554 | -0.41651 | 0.045186 | -0.24388 | -0.25033 | -0.34004 | -0.70359 | -0.96997 | -0.71709 | 0.32621 | 3.3991 | 11.1188 | 10.9846 | 10.6889 | 9.1501 | 2.2537 | 0.25215 | -0.22659 | -0.0057248 | 0.34694 | -0.029351 | 69.2274 | 68.113 | 66.9296 | 65.6283 | 64.7209 | 63.7744 | 62.9795 | 63.9369 | 67.1251 | 72.229 | 77.5757 | 82.4296 | 86.0184 | 88.043 | 89.819 | 90.7779 | 91.2468 | 90.3526 | 88.8887 | 85.942 | 81.7104 | 77.2411 | 74.6207 | 72.5845 | 5.5666 | 4.9468 | 4.1797 | 2.4657 | 2.7051 | 3.7457 | 3.3637 | 4.0586 | 3.8544 | 3.5407 | 3.3141 | 3.3896 | 3.46 | 3.5088 | 3.4232 | 3.1941 | 3.2159 | 3.2478 | 3.5171 | 2.889 | 2.5702 | 2.7233 | 2.2396 | 2.34
Portfolio Adjusted1-in-2AllOrange County2015July Monthly Peak | Portfolio Adjusted | 1-in-2 | All | Orange County | 2015 | July Monthly Peak | 7 | 143.0852 | 137.85 | 133.6199 | 134.5279 | 146.6199 | 177.0989 | 205.2701 | 225.5619 | 240.6336 | 248.9232 | 257.0414 | 258.8872 | 257.2112 | 255.4621 | 248.995 | 236.7827 | 223.6454 | 208.8574 | 198.2386 | 192.4897 | 187.2014 | 177.0244 | 163.4337 | 154.5531 | -1.0357 | -1.2397 | -0.83557 | -1.1636 | -1.3148 | -1.019 | -1.5361 | -1.0817 | -0.88428 | -0.98815 | -1.5058 | -1.3889 | -0.46379 | 2.6393 | 10.9907 | 11.12 | 10.7222 | 9.7267 | 3.0395 | 0.14879 | -0.61058 | -0.5278 | -0.30357 | -0.64064 | 76.6849 | 75.7518 | 74.8559 | 73.8612 | 72.9904 | 72.2777 | 71.8128 | 72.7746 | 75.5347 | 79.4868 | 84.2107 | 88.5277 | 91.528 | 93.4187 | 95.0264 | 95.5098 | 94.6862 | 93.2772 | 91.7359 | 89.8178 | 87.0835 | 84.081 | 81.6499 | 79.8227 | 5.8637 | 5.2001 | 4.4102 | 2.5918 | 2.8461 | 3.9475 | 3.542 | 4.2834 | 4.0725 | 3.7459 | 3.4998 | 3.5606 | 3.6288 | 3.6818 | 3.596 | 3.3565 | 3.3973 | 3.4298 | 3.7182 | 3.0548 | 2.7002 | 2.8441 | 2.3381 | 2.4443
Portfolio Adjusted1-in-2AllOrange County2015August Monthly Peak | Portfolio Adjusted | 1-in-2 | All | Orange County | 2015 | August Monthly Peak | 8 | 143.7386 | 138.4395 | 134.2007 | 134.5603 | 147.5631 | 179.8577 | 211.1569 | 233.1129 | 250.8005 | 259.6865 | 269.8528 | 271.4105 | 269.7563 | 267.7052 | 260.4424 | 245.0674 | 228.2815 | 210.5861 | 198.6388 | 195.2203 | 189.4719 | 178.3366 | 165.143 | 156.5204 | -1.1208 | -1.3204 | -0.89471 | -1.1995 | -1.36 | -1.0803 | -1.6351 | -1.1533 | -0.94444 | -1.0413 | -1.6017 | -1.4837 | -0.52192 | 2.7239 | 11.462 | 11.487 | 10.9165 | 9.8069 | 3.0724 | 0.14581 | -0.6337 | -0.55372 | -0.33503 | -0.67466 | 76.9695 | 75.4856 | 74.1544 | 73.3287 | 72.6558 | 71.818 | 71.5057 | 71.4925 | 73.6022 | 79.0405 | 84.5848 | 89.2495 | 92.7261 | 95.2168 | 96.7904 | 97.628 | 97.6466 | 96.4637 | 94.2608 | 90.8522 | 86.4761 | 83.2843 | 81.2058 | 79.4504 | 5.8993 | 5.2301 | 4.4359 | 2.5963 | 2.8687 | 4.0149 | 3.649 | 4.4334 | 4.2509 | 3.9137 | 3.6797 | 3.7384 | 3.8114 | 3.864 | 3.767 | 3.4791 | 3.4729 | 3.4633 | 3.7313 | 3.1028 | 2.737 | 2.8695 | 2.366 | 2.4791
Portfolio Adjusted1-in-2AllOrange County2015September Monthly Peak | Portfolio Adjusted | 1-in-2 | All | Orange County | 2015 | September Monthly Peak | 9 | 140.996 | 136.3904 | 131.6156 | 133.2022 | 146.2651 | 179.9663 | 214.0325 | 234.5612 | 254.2335 | 263.8412 | 272.2591 | 273.2818 | 271.2821 | 270.3115 | 262.3399 | 245.5868 | 228.3055 | 210.2959 | 200.4842 | 198.647 | 188.989 | 177.3588 | 163.8833 | 154.8456 | -0.80765 | -1.0258 | -0.67609 | -1.0569 | -1.2131 | -0.91297 | -1.4511 | -1.029 | -0.87188 | -1.0188 | -1.5382 | -1.3909 | -0.39278 | 2.9068 | 11.6723 | 11.5932 | 11.0211 | 9.7946 | 3.0009 | 0.16753 | -0.5741 | -0.46971 | -0.22864 | -0.5728 | 75.0057 | 73.9082 | 73.0152 | 72.4224 | 71.892 | 71.0615 | 71.1331 | 71.1312 | 72.8065 | 77.1419 | 82.4694 | 87.4631 | 91.6865 | 94.4466 | 96.1309 | 96.8978 | 96.947 | 96.098 | 94.358 | 90.7451 | 86.7626 | 83.6108 | 81.4996 | 80.149 | 5.759 | 5.128 | 4.3297 | 2.5578 | 2.8298 | 3.9981 | 3.681 | 4.4396 | 4.2885 | 3.9573 | 3.6947 | 3.7461 | 3.8146 | 3.8829 | 3.7763 | 3.4698 | 3.4566 | 3.442 | 3.7479 | 3.1421 | 2.717 | 2.8401 | 2.3367 | 2.4409
Portfolio Adjusted1-in-2AllOrange County2015October Monthly Peak | Portfolio Adjusted | 1-in-2 | All | Orange County | 2015 | October Monthly Peak | 10 | 115.9037 | 112.2634 | 109.4814 | 111.3653 | 122.531 | 150.6473 | 181.0992 | 198.6637 | 211.87 | 217.1565 | 223.9183 | 227.7575 | 227.7282 | 226.744 | 219.7621 | 205.3339 | 190.8446 | 182.4084 | 171.223 | 165.1217 | 157.8833 | 148.2563 | 137.6898 | 129.5177 | 1.1235 | 0.84304 | 0.686 | -0.07077 | -0.17379 | 0.28355 | 0.073113 | -0.042334 | -0.19572 | -0.59867 | -0.78863 | -0.51944 | 0.4966 | 3.4159 | 10.5696 | 10.2028 | 9.8572 | 8.5041 | 1.9257 | 0.25792 | -0.11864 | 0.11182 | 0.45805 | 0.11077 | 66.7731 | 65.4771 | 64.4005 | 63.5278 | 62.6629 | 62.0122 | 61.7674 | 61.8978 | 63.3842 | 67.124 | 73.5144 | 79.8972 | 85.7942 | 88.943 | 89.9428 | 90.7165 | 91.0849 | 90.2199 | 87.7058 | 82.7255 | 78.8781 | 75.7724 | 73.2633 | 71.5765 | 4.8604 | 4.3335 | 3.6976 | 2.1955 | 2.4339 | 3.436 | 3.1977 | 3.8604 | 3.6692 | 3.344 | 3.1198 | 3.2054 | 3.2876 | 3.344 | 3.2477 | 2.9784 | 2.9665 | 3.0652 | 3.2863 | 2.6815 | 2.3303 | 2.4374 | 2.0156 | 2.0961
Portfolio Adjusted1-in-2AllOrange County2015November Monthly Peak | Portfolio Adjusted | 1-in-2 | All | Orange County | 2015 | November Monthly Peak | 11 | 121.1935 | 117.5308 | 113.8241 | 114.0334 | 125.0572 | 152.7315 | 180.9744 | 197.7349 | 209.5136 | 215.4292 | 220.4627 | 222.9911 | 222.4447 | 221.3714 | 213.3149 | 198.8434 | 185.6611 | 180.105 | 170.194 | 164.4034 | 158.4017 | 149.393 | 138.25 | 129.8161 | 2.0015 | 1.664 | 1.2873 | 0.29571 | 0.20295 | 0.75735 | 0.6481 | 0.32294 | 0.038669 | -0.48864 | -0.56896 | -0.2315 | 0.84211 | 3.7571 | 10.5995 | 10.0987 | 9.8667 | 8.4004 | 1.6339 | 0.30905 | 0.04116 | 0.33752 | 0.74866 | 0.37255 | 58.9303 | 58.0555 | 57.8551 | 57.4771 | 56.442 | 55.3519 | 55.8141 | 55.3979 | 59.1733 | 63.2346 | 68.1693 | 73.1426 | 76.0751 | 77.7566 | 78.8386 | 78.736 | 76.8083 | 73.6833 | 70.3083 | 67.3852 | 65.4735 | 64.6319 | 63.6084 | 62.9565 | 5.3057 | 4.7363 | 4.0133 | 2.347 | 2.5933 | 3.6367 | 3.336 | 4.0113 | 3.7879 | 3.4632 | 3.2067 | 3.2763 | 3.3525 | 3.4083 | 3.2911 | 3.0111 | 3.0128 | 3.1595 | 3.4101 | 2.7872 | 2.4408 | 2.564 | 2.1128 | 2.1933
Portfolio Adjusted1-in-2AllOrange County2015December Monthly Peak | Portfolio Adjusted | 1-in-2 | All | Orange County | 2015 | December Monthly Peak | 12 | 115.3729 | 111.7183 | 108.9056 | 110.6893 | 121.3582 | 146.7461 | 175.0914 | 188.2985 | 197.8374 | 198.547 | 199.6879 | 198.4441 | 194.8951 | 191.8854 | 185.0937 | 173.3708 | 163.777 | 160.7917 | 152.4932 | 148.7066 | 144.265 | 137.4236 | 128.744 | 121.9711 | 1.9054 | 1.5817 | 1.2317 | 0.28704 | 0.19695 | 0.72767 | 0.62703 | 0.30753 | 0.036514 | -0.45035 | -0.51534 | -0.20601 | 0.73782 | 3.2567 | 9.1972 | 8.805 | 8.7037 | 7.4996 | 1.464 | 0.27955 | 0.037486 | 0.31048 | 0.69718 | 0.35003 | 50.0036 | 49.4176 | 48.6263 | 48.2054 | 47.705 | 47.1155 | 46.7235 | 46.52 | 47.3485 | 50.7282 | 54.4327 | 57.6262 | 60.1801 | 61.5417 | 62.138 | 62.4073 | 62.0957 | 60.1416 | 57.2985 | 54.7644 | 52.8413 | 51.0512 | 49.4623 | 48.0626 | 5.0508 | 4.502 | 3.8399 | 2.2781 | 2.5166 | 3.4942 | 3.2275 | 3.8199 | 3.5768 | 3.1918 | 2.9045 | 2.9156 | 2.9373 | 2.9543 | 2.8557 | 2.6254 | 2.6577 | 2.8207 | 3.0555 | 2.5211 | 2.223 | 2.3586 | 1.9675 | 2.0607
Portfolio Adjusted1-in-2AllOrange County2015Typical Event Day | Portfolio Adjusted | 1-in-2 | All | Orange County | 2015 | Typical Event Day | 8 | 142.1731 | 136.9709 | 132.7925 | 133.2624 | 146.1352 | 177.7889 | 208.3286 | 229.1292 | 245.5875 | 253.9721 | 263.59 | 265.0922 | 263.4315 | 261.5768 | 254.4815 | 239.7507 | 223.5266 | 206.5431 | 194.8889 | 191.6807 | 186.3864 | 175.8961 | 162.9302 | 154.528 | -0.52047 | -0.75418 | -0.47914 | -0.927 | -1.0773 | -0.73615 | -1.2118 | -0.877 | -0.75974 | -0.94311 | -1.414 | -1.2494 | -0.25327 | 2.964 | 11.4456 | 11.3975 | 10.8916 | 9.6211 | 2.8199 | 0.18012 | -0.50907 | -0.3856 | -0.12417 | -0.47728 | 74.4718 | 73.3147 | 72.2388 | 71.3101 | 70.5648 | 69.7329 | 69.3578 | 69.8338 | 72.2671 | 76.9746 | 82.2101 | 86.9175 | 90.4898 | 92.7813 | 94.4417 | 95.2034 | 95.1317 | 94.0479 | 92.3108 | 89.3393 | 85.5081 | 82.0543 | 79.744 | 78.0016 | 5.7907 | 5.1353 | 4.356 | 2.5517 | 2.8193 | 3.9386 | 3.5728 | 4.3245 | 4.1309 | 3.7985 | 3.567 | 3.6236 | 3.6938 | 3.7468 | 3.6528 | 3.3777 | 3.3747 | 3.371 | 3.633 | 3.0234 | 2.672 | 2.8087 | 2.3166 | 2.429
Portfolio Adjusted1-in-2AllOrange County2016January Monthly Peak | Portfolio Adjusted | 1-in-2 | All | Orange County | 2016 | January Monthly Peak | 1 | 120.5892 | 115.6807 | 113.1189 | 114.696 | 126.7498 | 157.0851 | 191.6462 | 209.4895 | 220.9302 | 219.7893 | 219.8049 | 218.0108 | 214.2538 | 210.0248 | 201.7479 | 187.6859 | 175.7185 | 171.4712 | 164.6325 | 162.0339 | 156.6823 | 149.226 | 139.5374 | 131.2199 | 1.9915 | 1.6378 | 1.2793 | 0.29743 | 0.2057 | 0.77893 | 0.68632 | 0.34214 | 0.040776 | -0.49853 | -0.56726 | -0.22633 | 0.8111 | 3.5645 | 10.0247 | 9.532 | 9.3384 | 7.9977 | 1.5806 | 0.3046 | 0.040713 | 0.33715 | 0.75563 | 0.37657 | 47.1944 | 46.1046 | 45.4018 | 45.1966 | 44.6103 | 44.3463 | 43.8202 | 43.4735 | 43.5395 | 45.1392 | 48.1989 | 50.9805 | 52.8175 | 54.3049 | 55.2747 | 55.6824 | 55.4496 | 54.0567 | 52.3441 | 50.8871 | 49.8505 | 48.9049 | 48.1023 | 47.2767 | 5.2792 | 4.6617 | 3.9884 | 2.3606 | 2.6284 | 3.7404 | 3.5327 | 4.2498 | 3.9943 | 3.5333 | 3.1971 | 3.2031 | 3.2291 | 3.2336 | 3.1126 | 2.8421 | 2.8515 | 3.0081 | 3.2987 | 2.7471 | 2.4143 | 2.5612 | 2.1325 | 2.217
Portfolio Adjusted1-in-2AllOrange County2016February Monthly Peak | Portfolio Adjusted | 1-in-2 | All | Orange County | 2016 | February Monthly Peak | 2 | 119.3641 | 114.6394 | 112.0806 | 113.7415 | 125.6384 | 155.439 | 189.203 | 206.4931 | 217.573 | 216.915 | 217.4274 | 216.2302 | 212.8818 | 209.0998 | 201.0416 | 187.2305 | 175.2386 | 170.8508 | 163.6646 | 160.7744 | 155.4199 | 148.0155 | 138.3329 | 130.1311 | 1.9713 | 1.6231 | 1.2676 | 0.29495 | 0.2039 | 0.77077 | 0.67757 | 0.33724 | 0.040157 | -0.49201 | -0.56112 | -0.22448 | 0.80591 | 3.5488 | 9.9897 | 9.5089 | 9.3128 | 7.9687 | 1.5713 | 0.30223 | 0.040385 | 0.33441 | 0.74911 | 0.37345 | 48.9704 | 48.7238 | 48.2877 | 47.9576 | 47.2657 | 46.8298 | 46.7194 | 46.775 | 47.2772 | 48.9143 | 50.9686 | 52.809 | 53.6928 | 54.0908 | 54.2585 | 53.8563 | 53.6468 | 53.0037 | 51.8964 | 50.4332 | 49.015 | 48.6361 | 47.6485 | 46.5841 | 5.2256 | 4.6197 | 3.9518 | 2.3409 | 2.6053 | 3.7012 | 3.4876 | 4.189 | 3.9336 | 3.4871 | 3.1625 | 3.1769 | 3.2084 | 3.2193 | 3.1017 | 2.8352 | 2.8437 | 2.9972 | 3.2793 | 2.7257 | 2.3948 | 2.5404 | 2.1141 | 2.1986
Portfolio Adjusted1-in-2AllOrange County2016March Monthly Peak | Portfolio Adjusted | 1-in-2 | All | Orange County | 2016 | March Monthly Peak | 3 | 124.7535 | 119.2028 | 116.2397 | 117.1551 | 127.7242 | 158.0976 | 188.7234 | 207.8507 | 219.9107 | 221.0011 | 223.002 | 221.9731 | 219.9103 | 218.5522 | 210.3802 | 197.0642 | 183.8774 | 173.5609 | 165.6561 | 166.8736 | 163.1362 | 155.4833 | 144 | 134.6043 | 2.0603 | 1.6877 | 1.3146 | 0.30381 | 0.20728 | 0.78395 | 0.67585 | 0.33946 | 0.040588 | -0.50128 | -0.57551 | -0.23044 | 0.83252 | 3.7093 | 10.4537 | 10.0083 | 9.7719 | 8.0952 | 1.5904 | 0.3137 | 0.04239 | 0.35128 | 0.77979 | 0.38629 | 49.0739 | 47.9197 | 46.9241 | 46.3987 | 46.2043 | 45.7062 | 45.1678 | 45.1755 | 47.1742 | 49.6603 | 52.1573 | 54.0102 | 55.2638 | 56.2229 | 56.7744 | 57.0633 | 56.8985 | 56.4905 | 55.1051 | 53.0355 | 51.5304 | 50.2139 | 49.1336 | 48.2892 | 5.4615 | 4.8036 | 4.0984 | 2.4112 | 2.6486 | 3.7645 | 3.4788 | 4.2165 | 3.9759 | 3.5528 | 3.2436 | 3.2613 | 3.3143 | 3.3649 | 3.2458 | 2.9841 | 2.9839 | 3.0447 | 3.3192 | 2.8291 | 2.5137 | 2.6686 | 2.2007 | 2.2742
Portfolio Adjusted1-in-2AllOrange County2016April Monthly Peak | Portfolio Adjusted | 1-in-2 | All | Orange County | 2016 | April Monthly Peak | 4 | 120.2745 | 115.7387 | 112.6461 | 113.8594 | 123.6803 | 151.9932 | 179.0616 | 197.2806 | 209.9294 | 215.5636 | 222.3202 | 225.5057 | 226.2499 | 227.4572 | 220.3631 | 207.16 | 192.4109 | 179.3658 | 168.3604 | 167.0637 | 162.1778 | 153.2778 | 141.2699 | 132.117 | 1.9863 | 1.6386 | 1.274 | 0.29526 | 0.20072 | 0.75368 | 0.64125 | 0.3222 | 0.038746 | -0.48894 | -0.57375 | -0.23411 | 0.85652 | 3.8604 | 10.9497 | 10.5211 | 10.2255 | 8.3659 | 1.6163 | 0.31405 | 0.042141 | 0.3463 | 0.76501 | 0.37915 | 63.6403 | 62.3922 | 60.7683 | 59.6665 | 58.6098 | 57.8384 | 57.4941 | 57.0035 | 59.584 | 64.0155 | 69.0394 | 73.8497 | 77.5062 | 80.3089 | 82.1826 | 83.1504 | 83.3398 | 82.2447 | 80.1909 | 77.2271 | 73.0889 | 69.8099 | 67.214 | 64.7181 | 5.2654 | 4.664 | 3.9717 | 2.3434 | 2.5647 | 3.6192 | 3.3007 | 4.0021 | 3.7954 | 3.4654 | 3.2337 | 3.3132 | 3.4099 | 3.502 | 3.3998 | 3.137 | 3.1224 | 3.1465 | 3.3734 | 2.8323 | 2.499 | 2.6307 | 2.159 | 2.2321
Portfolio Adjusted1-in-2AllOrange County2016May Monthly Peak | Portfolio Adjusted | 1-in-2 | All | Orange County | 2016 | May Monthly Peak | 5 | 124.6532 | 120.0728 | 116.2131 | 117.5183 | 128.6988 | 157.4697 | 184.6668 | 204.9817 | 219.4703 | 226.648 | 233.074 | 236.4653 | 236.1262 | 235.5521 | 228.2582 | 213.6332 | 198.6772 | 185.3289 | 174.5187 | 170.9175 | 168.3401 | 159.1042 | 146.8723 | 138.0184 | 2.0586 | 1.7 | 1.3143 | 0.30475 | 0.20886 | 0.78084 | 0.66132 | 0.33477 | 0.040507 | -0.51408 | -0.6015 | -0.24548 | 0.89391 | 3.9978 | 11.342 | 10.8498 | 10.5585 | 8.644 | 1.6755 | 0.3213 | 0.043742 | 0.35946 | 0.79535 | 0.39609 | 63.5578 | 62.6947 | 61.5761 | 60.3324 | 59.2529 | 58.6178 | 58.4557 | 58.8455 | 60.6614 | 65.1253 | 70.2298 | 74.9782 | 79.5962 | 83.0102 | 84.8683 | 85.7925 | 85.7869 | 83.8265 | 81.3509 | 78.2112 | 73.8822 | 69.8978 | 67.633 | 65.8612 | 5.4571 | 4.8387 | 4.0975 | 2.4187 | 2.6688 | 3.7496 | 3.404 | 4.1583 | 3.9679 | 3.6436 | 3.3901 | 3.4742 | 3.5587 | 3.6266 | 3.5216 | 3.235 | 3.2241 | 3.2512 | 3.4968 | 2.8977 | 2.5939 | 2.7307 | 2.2446 | 2.3318
Portfolio Adjusted1-in-2AllOrange County2016June Monthly Peak | Portfolio Adjusted | 1-in-2 | All | Orange County | 2016 | June Monthly Peak | 6 | 134.8251 | 130.1596 | 125.6971 | 127.0326 | 138.3225 | 166.7954 | 193.4877 | 212.1324 | 226.0543 | 233.5371 | 241.5937 | 244.6219 | 243.4261 | 241.6531 | 235.262 | 223.6565 | 210.1311 | 196.3086 | 186.1234 | 180.6883 | 176.8652 | 168.2413 | 155.3853 | 146.8546 | 0.82524 | 0.52421 | 0.45556 | -0.29554 | -0.41651 | 0.045186 | -0.24388 | -0.25033 | -0.34004 | -0.70359 | -0.96997 | -0.71709 | 0.32621 | 3.3991 | 11.1188 | 10.9846 | 10.6889 | 9.1501 | 2.2537 | 0.25215 | -0.22659 | -0.0057248 | 0.34694 | -0.029351 | 69.2274 | 68.113 | 66.9296 | 65.6283 | 64.7209 | 63.7744 | 62.9795 | 63.9369 | 67.1251 | 72.229 | 77.5757 | 82.4296 | 86.0184 | 88.043 | 89.819 | 90.7779 | 91.2468 | 90.3526 | 88.8887 | 85.942 | 81.7104 | 77.2411 | 74.6207 | 72.5845 | 5.5666 | 4.9468 | 4.1797 | 2.4657 | 2.7051 | 3.7457 | 3.3637 | 4.0586 | 3.8544 | 3.5407 | 3.3141 | 3.3896 | 3.46 | 3.5088 | 3.4232 | 3.1941 | 3.2159 | 3.2478 | 3.5171 | 2.889 | 2.5702 | 2.7233 | 2.2396 | 2.34
Portfolio Adjusted1-in-2AllOrange County2016July Monthly Peak | Portfolio Adjusted | 1-in-2 | All | Orange County | 2016 | July Monthly Peak | 7 | 143.0852 | 137.85 | 133.6199 | 134.5279 | 146.6199 | 177.0989 | 205.2701 | 225.5619 | 240.6336 | 248.9232 | 257.0414 | 258.8872 | 257.2112 | 255.4621 | 248.995 | 236.7827 | 223.6454 | 208.8574 | 198.2386 | 192.4897 | 187.2014 | 177.0244 | 163.4337 | 154.5531 | -1.0357 | -1.2397 | -0.83557 | -1.1636 | -1.3148 | -1.019 | -1.5361 | -1.0817 | -0.88428 | -0.98815 | -1.5058 | -1.3889 | -0.46379 | 2.6393 | 10.9907 | 11.12 | 10.7222 | 9.7267 | 3.0395 | 0.14879 | -0.61058 | -0.5278 | -0.30357 | -0.64064 | 76.6849 | 75.7518 | 74.8559 | 73.8611 | 72.9904 | 72.2777 | 71.8128 | 72.7746 | 75.5347 | 79.4868 | 84.2107 | 88.5277 | 91.528 | 93.4187 | 95.0264 | 95.5098 | 94.6862 | 93.2772 | 91.7359 | 89.8178 | 87.0835 | 84.081 | 81.6499 | 79.8227 | 5.8637 | 5.2001 | 4.4102 | 2.5918 | 2.8461 | 3.9475 | 3.542 | 4.2834 | 4.0725 | 3.7459 | 3.4998 | 3.5606 | 3.6288 | 3.6818 | 3.596 | 3.3565 | 3.3973 | 3.4298 | 3.7182 | 3.0548 | 2.7002 | 2.8441 | 2.3381 | 2.4443
Portfolio Adjusted1-in-2AllOrange County2016August Monthly Peak | Portfolio Adjusted | 1-in-2 | All | Orange County | 2016 | August Monthly Peak | 8 | 143.7386 | 138.4395 | 134.2007 | 134.5603 | 147.5631 | 179.8577 | 211.1569 | 233.1129 | 250.8005 | 259.6865 | 269.8528 | 271.4105 | 269.7563 | 267.7052 | 260.4424 | 245.0674 | 228.2815 | 210.5861 | 198.6388 | 195.2203 | 189.4719 | 178.3366 | 165.143 | 156.5204 | -1.1208 | -1.3204 | -0.89471 | -1.1995 | -1.36 | -1.0803 | -1.6351 | -1.1533 | -0.94444 | -1.0413 | -1.6017 | -1.4837 | -0.52192 | 2.7239 | 11.462 | 11.487 | 10.9165 | 9.8069 | 3.0724 | 0.14581 | -0.6337 | -0.55372 | -0.33503 | -0.67466 | 76.9695 | 75.4856 | 74.1544 | 73.3287 | 72.6558 | 71.818 | 71.5056 | 71.4925 | 73.6022 | 79.0405 | 84.5848 | 89.2495 | 92.7261 | 95.2168 | 96.7904 | 97.628 | 97.6466 | 96.4637 | 94.2608 | 90.8522 | 86.4761 | 83.2843 | 81.2058 | 79.4504 | 5.8993 | 5.2301 | 4.4359 | 2.5963 | 2.8687 | 4.0149 | 3.649 | 4.4334 | 4.2509 | 3.9137 | 3.6797 | 3.7384 | 3.8114 | 3.864 | 3.767 | 3.4791 | 3.4729 | 3.4633 | 3.7313 | 3.1028 | 2.737 | 2.8695 | 2.366 | 2.4791
Portfolio Adjusted1-in-2AllOrange County2016September Monthly Peak | Portfolio Adjusted | 1-in-2 | All | Orange County | 2016 | September Monthly Peak | 9 | 140.996 | 136.3904 | 131.6156 | 133.2022 | 146.2651 | 179.9663 | 214.0324 | 234.5612 | 254.2335 | 263.8412 | 272.2592 | 273.2818 | 271.2821 | 270.3115 | 262.3398 | 245.5868 | 228.3055 | 210.2959 | 200.4842 | 198.647 | 188.989 | 177.3588 | 163.8833 | 154.8456 | -0.80765 | -1.0258 | -0.67609 | -1.0569 | -1.2131 | -0.91297 | -1.4511 | -1.029 | -0.87188 | -1.0188 | -1.5382 | -1.3909 | -0.39278 | 2.9068 | 11.6723 | 11.5932 | 11.0211 | 9.7946 | 3.0009 | 0.16753 | -0.5741 | -0.46971 | -0.22864 | -0.5728 | 75.0057 | 73.9082 | 73.0152 | 72.4224 | 71.892 | 71.0615 | 71.1331 | 71.1312 | 72.8065 | 77.1419 | 82.4694 | 87.4631 | 91.6865 | 94.4466 | 96.1309 | 96.8978 | 96.947 | 96.098 | 94.358 | 90.7451 | 86.7626 | 83.6108 | 81.4996 | 80.149 | 5.759 | 5.128 | 4.3297 | 2.5578 | 2.8298 | 3.9981 | 3.681 | 4.4396 | 4.2885 | 3.9573 | 3.6947 | 3.7461 | 3.8146 | 3.8829 | 3.7763 | 3.4698 | 3.4566 | 3.442 | 3.7479 | 3.1421 | 2.717 | 2.8401 | 2.3367 | 2.4409
Portfolio Adjusted1-in-2AllOrange County2016October Monthly Peak | Portfolio Adjusted | 1-in-2 | All | Orange County | 2016 | October Monthly Peak | 10 | 115.9037 | 112.2634 | 109.4814 | 111.3653 | 122.531 | 150.6473 | 181.0992 | 198.6637 | 211.87 | 217.1565 | 223.9183 | 227.7575 | 227.7282 | 226.744 | 219.7621 | 205.3339 | 190.8446 | 182.4084 | 171.223 | 165.1217 | 157.8834 | 148.2564 | 137.6898 | 129.5177 | 1.1235 | 0.84304 | 0.686 | -0.07077 | -0.17379 | 0.28355 | 0.073113 | -0.042334 | -0.19572 | -0.59867 | -0.78863 | -0.51944 | 0.4966 | 3.4159 | 10.5696 | 10.2028 | 9.8572 | 8.5041 | 1.9257 | 0.25792 | -0.11864 | 0.11182 | 0.45805 | 0.11077 | 66.7731 | 65.4771 | 64.4005 | 63.5278 | 62.6629 | 62.0122 | 61.7674 | 61.8978 | 63.3842 | 67.124 | 73.5144 | 79.8972 | 85.7942 | 88.943 | 89.9428 | 90.7165 | 91.0849 | 90.2199 | 87.7057 | 82.7255 | 78.8781 | 75.7724 | 73.2633 | 71.5765 | 4.8604 | 4.3335 | 3.6976 | 2.1955 | 2.4339 | 3.436 | 3.1977 | 3.8604 | 3.6692 | 3.344 | 3.1198 | 3.2054 | 3.2876 | 3.344 | 3.2477 | 2.9784 | 2.9665 | 3.0652 | 3.2863 | 2.6815 | 2.3303 | 2.4374 | 2.0156 | 2.0961
Portfolio Adjusted1-in-2AllOrange County2016November Monthly Peak | Portfolio Adjusted | 1-in-2 | All | Orange County | 2016 | November Monthly Peak | 11 | 121.1935 | 117.5308 | 113.8241 | 114.0334 | 125.0572 | 152.7315 | 180.9744 | 197.7349 | 209.5136 | 215.4292 | 220.4627 | 222.9912 | 222.4447 | 221.3714 | 213.3148 | 198.8434 | 185.6611 | 180.105 | 170.194 | 164.4034 | 158.4017 | 149.393 | 138.25 | 129.8161 | 2.0015 | 1.664 | 1.2873 | 0.29571 | 0.20295 | 0.75735 | 0.6481 | 0.32294 | 0.038669 | -0.48864 | -0.56896 | -0.2315 | 0.84211 | 3.7571 | 10.5995 | 10.0987 | 9.8667 | 8.4004 | 1.6339 | 0.30905 | 0.04116 | 0.33752 | 0.74866 | 0.37255 | 58.9303 | 58.0555 | 57.8551 | 57.4771 | 56.442 | 55.3519 | 55.8141 | 55.3979 | 59.1733 | 63.2346 | 68.1693 | 73.1426 | 76.0751 | 77.7566 | 78.8386 | 78.7361 | 76.8083 | 73.6833 | 70.3083 | 67.3852 | 65.4735 | 64.6319 | 63.6084 | 62.9565 | 5.3057 | 4.7363 | 4.0133 | 2.347 | 2.5933 | 3.6367 | 3.336 | 4.0113 | 3.7879 | 3.4632 | 3.2067 | 3.2763 | 3.3525 | 3.4083 | 3.2911 | 3.0111 | 3.0128 | 3.1595 | 3.4101 | 2.7872 | 2.4408 | 2.564 | 2.1128 | 2.1933
Portfolio Adjusted1-in-2AllOrange County2016December Monthly Peak | Portfolio Adjusted | 1-in-2 | All | Orange County | 2016 | December Monthly Peak | 12 | 115.3729 | 111.7183 | 108.9056 | 110.6893 | 121.3582 | 146.7461 | 175.0914 | 188.2985 | 197.8374 | 198.547 | 199.6879 | 198.4441 | 194.8951 | 191.8854 | 185.0937 | 173.3708 | 163.777 | 160.7917 | 152.4932 | 148.7066 | 144.265 | 137.4236 | 128.744 | 121.9711 | 1.9054 | 1.5817 | 1.2317 | 0.28704 | 0.19695 | 0.72767 | 0.62703 | 0.30753 | 0.036514 | -0.45035 | -0.51534 | -0.20601 | 0.73782 | 3.2567 | 9.1972 | 8.805 | 8.7037 | 7.4996 | 1.464 | 0.27955 | 0.037486 | 0.31048 | 0.69718 | 0.35003 | 50.0036 | 49.4176 | 48.6263 | 48.2054 | 47.705 | 47.1155 | 46.7235 | 46.52 | 47.3485 | 50.7282 | 54.4327 | 57.6262 | 60.1801 | 61.5417 | 62.138 | 62.4073 | 62.0957 | 60.1416 | 57.2985 | 54.7644 | 52.8413 | 51.0512 | 49.4623 | 48.0626 | 5.0508 | 4.502 | 3.8399 | 2.2781 | 2.5166 | 3.4942 | 3.2275 | 3.8199 | 3.5768 | 3.1918 | 2.9045 | 2.9156 | 2.9373 | 2.9543 | 2.8557 | 2.6254 | 2.6577 | 2.8207 | 3.0555 | 2.5211 | 2.223 | 2.3586 | 1.9675 | 2.0607
Portfolio Adjusted1-in-2AllOrange County2016Typical Event Day | Portfolio Adjusted | 1-in-2 | All | Orange County | 2016 | Typical Event Day | 8 | 142.1731 | 136.971 | 132.7925 | 133.2624 | 146.1352 | 177.7889 | 208.3286 | 229.1292 | 245.5875 | 253.9721 | 263.59 | 265.0922 | 263.4315 | 261.5768 | 254.4815 | 239.7507 | 223.5266 | 206.5431 | 194.8889 | 191.6807 | 186.3864 | 175.8961 | 162.9302 | 154.528 | -0.52047 | -0.75418 | -0.47914 | -0.927 | -1.0773 | -0.73615 | -1.2118 | -0.877 | -0.75974 | -0.94311 | -1.414 | -1.2494 | -0.25327 | 2.964 | 11.4456 | 11.3975 | 10.8916 | 9.6211 | 2.8199 | 0.18012 | -0.50907 | -0.3856 | -0.12417 | -0.47728 | 74.4718 | 73.3147 | 72.2388 | 71.3101 | 70.5648 | 69.7329 | 69.3578 | 69.8338 | 72.2671 | 76.9746 | 82.2101 | 86.9175 | 90.4898 | 92.7813 | 94.4417 | 95.2034 | 95.1317 | 94.0479 | 92.3108 | 89.3393 | 85.5081 | 82.0543 | 79.744 | 78.0016 | 5.7907 | 5.1353 | 4.356 | 2.5517 | 2.8193 | 3.9386 | 3.5728 | 4.3245 | 4.1309 | 3.7985 | 3.567 | 3.6236 | 3.6938 | 3.7468 | 3.6528 | 3.3777 | 3.3747 | 3.371 | 3.633 | 3.0234 | 2.672 | 2.8087 | 2.3166 | 2.429
Portfolio Adjusted1-in-2AllOrange County2017January Monthly Peak | Portfolio Adjusted | 1-in-2 | All | Orange County | 2017 | January Monthly Peak | 1 | 120.5893 | 115.6807 | 113.1189 | 114.696 | 126.7498 | 157.0851 | 191.6461 | 209.4895 | 220.9302 | 219.7893 | 219.8049 | 218.0108 | 214.2538 | 210.0248 | 201.7478 | 187.6859 | 175.7185 | 171.4712 | 164.6325 | 162.0339 | 156.6823 | 149.226 | 139.5374 | 131.2199 | 1.9915 | 1.6378 | 1.2793 | 0.29743 | 0.2057 | 0.77893 | 0.68632 | 0.34214 | 0.040776 | -0.49853 | -0.56726 | -0.22633 | 0.8111 | 3.5645 | 10.0247 | 9.532 | 9.3384 | 7.9977 | 1.5806 | 0.3046 | 0.040713 | 0.33715 | 0.75563 | 0.37657 | 47.1944 | 46.1046 | 45.4018 | 45.1966 | 44.6103 | 44.3463 | 43.8202 | 43.4735 | 43.5395 | 45.1392 | 48.1989 | 50.9805 | 52.8175 | 54.3049 | 55.2747 | 55.6824 | 55.4496 | 54.0567 | 52.3441 | 50.8871 | 49.8505 | 48.9049 | 48.1023 | 47.2767 | 5.2792 | 4.6617 | 3.9884 | 2.3606 | 2.6284 | 3.7404 | 3.5327 | 4.2498 | 3.9943 | 3.5333 | 3.1971 | 3.2031 | 3.2291 | 3.2336 | 3.1126 | 2.8421 | 2.8515 | 3.0081 | 3.2987 | 2.7471 | 2.4143 | 2.5612 | 2.1325 | 2.217
Portfolio Adjusted1-in-2AllOrange County2017February Monthly Peak | Portfolio Adjusted | 1-in-2 | All | Orange County | 2017 | February Monthly Peak | 2 | 119.3641 | 114.6394 | 112.0806 | 113.7415 | 125.6384 | 155.439 | 189.203 | 206.4931 | 217.573 | 216.915 | 217.4274 | 216.2302 | 212.8818 | 209.0998 | 201.0416 | 187.2305 | 175.2386 | 170.8508 | 163.6646 | 160.7744 | 155.4199 | 148.0155 | 138.3329 | 130.1311 | 1.9713 | 1.6231 | 1.2676 | 0.29495 | 0.2039 | 0.77077 | 0.67757 | 0.33724 | 0.040157 | -0.49201 | -0.56112 | -0.22448 | 0.80591 | 3.5488 | 9.9897 | 9.5089 | 9.3128 | 7.9687 | 1.5713 | 0.30223 | 0.040385 | 0.33441 | 0.74911 | 0.37345 | 48.9704 | 48.7238 | 48.2877 | 47.9576 | 47.2657 | 46.8298 | 46.7194 | 46.775 | 47.2772 | 48.9143 | 50.9686 | 52.809 | 53.6928 | 54.0908 | 54.2585 | 53.8563 | 53.6468 | 53.0037 | 51.8964 | 50.4332 | 49.015 | 48.6361 | 47.6485 | 46.5841 | 5.2256 | 4.6197 | 3.9518 | 2.3409 | 2.6053 | 3.7012 | 3.4876 | 4.189 | 3.9336 | 3.4871 | 3.1625 | 3.1769 | 3.2084 | 3.2193 | 3.1017 | 2.8352 | 2.8437 | 2.9972 | 3.2793 | 2.7257 | 2.3948 | 2.5404 | 2.1141 | 2.1986
Portfolio Adjusted1-in-2AllOrange County2017March Monthly Peak | Portfolio Adjusted | 1-in-2 | All | Orange County | 2017 | March Monthly Peak | 3 | 124.7535 | 119.2028 | 116.2397 | 117.1551 | 127.7242 | 158.0976 | 188.7234 | 207.8507 | 219.9107 | 221.0011 | 223.002 | 221.9731 | 219.9103 | 218.5522 | 210.3802 | 197.0642 | 183.8774 | 173.5609 | 165.6561 | 166.8736 | 163.1362 | 155.4833 | 144 | 134.6043 | 2.0603 | 1.6877 | 1.3146 | 0.30381 | 0.20728 | 0.78395 | 0.67585 | 0.33946 | 0.040588 | -0.50128 | -0.57551 | -0.23044 | 0.83252 | 3.7093 | 10.4537 | 10.0083 | 9.7719 | 8.0952 | 1.5904 | 0.3137 | 0.04239 | 0.35128 | 0.77979 | 0.38629 | 49.0739 | 47.9197 | 46.9241 | 46.3987 | 46.2043 | 45.7062 | 45.1678 | 45.1755 | 47.1742 | 49.6603 | 52.1573 | 54.0102 | 55.2638 | 56.2229 | 56.7744 | 57.0633 | 56.8985 | 56.4905 | 55.1051 | 53.0355 | 51.5304 | 50.2139 | 49.1337 | 48.2892 | 5.4615 | 4.8036 | 4.0984 | 2.4112 | 2.6486 | 3.7645 | 3.4788 | 4.2165 | 3.9759 | 3.5528 | 3.2436 | 3.2613 | 3.3143 | 3.3649 | 3.2458 | 2.9841 | 2.9839 | 3.0447 | 3.3192 | 2.8291 | 2.5137 | 2.6686 | 2.2007 | 2.2742
Portfolio Adjusted1-in-2AllOrange County2017April Monthly Peak | Portfolio Adjusted | 1-in-2 | All | Orange County | 2017 | April Monthly Peak | 4 | 4.4711 | 4.2994 | 4.2022 | 4.2099 | 4.4346 | 5.0822 | 5.6943 | 6.1995 | 6.9164 | 7.5066 | 7.9777 | 8.2551 | 8.4806 | 8.6695 | 8.6695 | 8.3861 | 7.9078 | 7.2299 | 6.5763 | 6.622 | 6.4275 | 5.9098 | 5.3346 | 4.8837 | 0.028565 | 0.023565 | 0.018321 | 0.0042461 | 0.0028865 | 0.010839 | 0.0092218 | 0.0046335 | 0.0005572 | -0.0070314 | -0.008251 | -0.0033667 | 0.012317 | 0.055516 | 0.24792 | 0.2404 | 0.2318 | 0.1968 | 0.023244 | 0.0045164 | 0.00060602 | 0.0049801 | 0.011002 | 0.0054525 | 62.7741 | 61.758 | 60.3905 | 59.3483 | 58.3839 | 57.6405 | 57.3505 | 57.0476 | 59.4581 | 63.6202 | 68.1806 | 72.5465 | 75.9148 | 78.4985 | 80.1599 | 80.9254 | 81.1146 | 80.0907 | 78.1596 | 75.314 | 71.2935 | 68.2745 | 65.9649 | 63.6923 | 0.091997 | 0.082612 | 0.073938 | 0.057086 | 0.062304 | 0.080899 | 0.095789 | 0.11121 | 0.11699 | 0.11775 | 0.11909 | 0.12481 | 0.13354 | 0.14601 | 0.15372 | 0.16122 | 0.16491 | 0.15148 | 0.13561 | 0.10225 | 0.089623 | 0.078107 | 0.063244 | 0.05706
Portfolio Adjusted1-in-2AllOrange County2017May Monthly Peak | Portfolio Adjusted | 1-in-2 | All | Orange County | 2017 | May Monthly Peak | 5 | 4.5801 | 4.407 | 4.294 | 4.2938 | 4.5485 | 5.1735 | 5.6536 | 6.3856 | 7.2216 | 7.9159 | 8.4324 | 8.718 | 8.9095 | 9.0521 | 9.0194 | 8.7063 | 8.2313 | 7.5264 | 6.8177 | 6.6356 | 6.6424 | 6.082 | 5.487 | 5.0236 | 0.029605 | 0.024447 | 0.018901 | 0.0043825 | 0.0030036 | 0.011229 | 0.0095104 | 0.0048143 | 0.00058252 | -0.007393 | -0.0086501 | -0.0035303 | 0.012855 | 0.057492 | 0.25745 | 0.24885 | 0.24042 | 0.20424 | 0.024095 | 0.0046206 | 0.00062905 | 0.0051694 | 0.011438 | 0.0056961 | 62.8511 | 62.1466 | 61.2837 | 60.3229 | 59.4458 | 58.9611 | 58.7941 | 59.2138 | 60.9071 | 64.8633 | 69.4478 | 73.7247 | 77.8207 | 80.7962 | 82.2362 | 83.0846 | 83.0626 | 81.3023 | 78.9171 | 75.8677 | 71.7593 | 68.1864 | 66.2281 | 64.6977 | 0.094303 | 0.084687 | 0.075369 | 0.057762 | 0.063235 | 0.082157 | 0.096595 | 0.11246 | 0.11824 | 0.11894 | 0.12007 | 0.12581 | 0.13444 | 0.14675 | 0.15441 | 0.16175 | 0.16545 | 0.15206 | 0.13636 | 0.1027 | 0.090242 | 0.078863 | 0.063897 | 0.057911
Portfolio Adjusted1-in-2AllOrange County2017June Monthly Peak | Portfolio Adjusted | 1-in-2 | All | Orange County | 2017 | June Monthly Peak | 6 | 4.8912 | 4.6971 | 4.5598 | 4.5595 | 4.8105 | 5.4091 | 5.927 | 6.764 | 7.6891 | 8.503 | 9.1758 | 9.5768 | 9.8356 | 10.0197 | 10.0395 | 9.7573 | 9.2151 | 8.4153 | 7.5726 | 7.156 | 7.1005 | 6.5493 | 5.8768 | 5.3585 | 0.011868 | 0.0075386 | 0.0065513 | -0.0042501 | -0.0059898 | 0.00064981 | -0.0035072 | -0.0036 | -0.0048901 | -0.010118 | -0.013949 | -0.010312 | 0.0046912 | 0.048882 | 0.26967 | 0.26597 | 0.25592 | 0.22361 | 0.032411 | 0.0036261 | -0.0032585 | -8.2328e-05 | 0.0049893 | -0.00042209 | 68.1771 | 67.2308 | 66.2275 | 65.1172 | 64.3415 | 63.5055 | 62.7931 | 63.5701 | 66.5291 | 71.4699 | 76.5412 | 81.0143 | 84.0586 | 85.8098 | 87.3864 | 88.1429 | 88.6673 | 87.8503 | 86.488 | 83.5285 | 79.4265 | 75.2504 | 72.8658 | 71.0484 | 0.095661 | 0.08601 | 0.076341 | 0.058228 | 0.063613 | 0.082191 | 0.096409 | 0.11183 | 0.1176 | 0.11843 | 0.11977 | 0.12548 | 0.13407 | 0.14634 | 0.15415 | 0.16179 | 0.16564 | 0.15224 | 0.13664 | 0.10278 | 0.090215 | 0.078901 | 0.063934 | 0.058037
Portfolio Adjusted1-in-2AllOrange County2017July Monthly Peak | Portfolio Adjusted | 1-in-2 | All | Orange County | 2017 | July Monthly Peak | 7 | 5.2575 | 5.0242 | 4.8716 | 4.8463 | 5.1089 | 5.7984 | 6.4351 | 7.4004 | 8.4864 | 9.4617 | 10.2209 | 10.6346 | 10.8719 | 11.0418 | 11.0494 | 10.7524 | 10.2119 | 9.3276 | 8.3409 | 7.8033 | 7.6918 | 7.0568 | 6.3504 | 5.7625 | -0.014894 | -0.017827 | -0.012016 | -0.016733 | -0.018907 | -0.014655 | -0.02209 | -0.015556 | -0.012717 | -0.01421 | -0.021655 | -0.019973 | -0.0066698 | 0.037955 | 0.28159 | 0.28155 | 0.26988 | 0.24414 | 0.043711 | 0.0021397 | -0.0087807 | -0.0075902 | -0.0043656 | -0.009213 | 75.4747 | 74.5638 | 73.7485 | 72.9554 | 72.2309 | 71.5254 | 71.1657 | 72.0602 | 74.6831 | 78.4337 | 82.6147 | 86.4888 | 89.1762 | 90.8683 | 92.2349 | 92.7485 | 92.1909 | 90.9533 | 89.7017 | 87.8984 | 85.1153 | 82.0577 | 79.6915 | 78.0707 | 0.099342 | 0.08912 | 0.079055 | 0.059451 | 0.064983 | 0.084251 | 0.097922 | 0.11377 | 0.11936 | 0.12 | 0.12114 | 0.12675 | 0.13532 | 0.14758 | 0.15535 | 0.16289 | 0.16681 | 0.15345 | 0.13807 | 0.10401 | 0.091207 | 0.079945 | 0.064792 | 0.059027
Portfolio Adjusted1-in-2AllOrange County2017August Monthly Peak | Portfolio Adjusted | 1-in-2 | All | Orange County | 2017 | August Monthly Peak | 8 | 5.27 | 5.0411 | 4.8965 | 4.8673 | 5.1236 | 5.8884 | 6.5973 | 7.481 | 8.6337 | 9.6457 | 10.4929 | 10.9367 | 11.1958 | 11.3469 | 11.3273 | 10.9744 | 10.3432 | 9.3592 | 8.3224 | 7.9622 | 7.7694 | 7.055 | 6.3545 | 5.7746 | -0.016118 | -0.018989 | -0.012867 | -0.01725 | -0.019558 | -0.015535 | -0.023515 | -0.016585 | -0.013582 | -0.014975 | -0.023033 | -0.021337 | -0.0075057 | 0.039172 | 0.29034 | 0.28856 | 0.27378 | 0.24543 | 0.044184 | 0.0020969 | -0.0091132 | -0.007963 | -0.0048181 | -0.0097021 | 75.6081 | 74.2444 | 73.1239 | 72.4476 | 71.8971 | 71.1232 | 70.835 | 70.819 | 72.8619 | 77.9329 | 83.2063 | 87.7432 | 90.9505 | 93.1213 | 94.4686 | 95.103 | 95.2371 | 94.2843 | 92.1963 | 88.6947 | 84.272 | 81.2765 | 79.3758 | 77.7412 | 0.0999 | 0.0896 | 0.079478 | 0.059652 | 0.065362 | 0.085111 | 0.099047 | 0.11531 | 0.12104 | 0.12152 | 0.12268 | 0.12827 | 0.13686 | 0.14911 | 0.1568 | 0.16408 | 0.16781 | 0.15422 | 0.13866 | 0.10468 | 0.091766 | 0.080393 | 0.065211 | 0.059495
Portfolio Adjusted1-in-2AllOrange County2017September Monthly Peak | Portfolio Adjusted | 1-in-2 | All | Orange County | 2017 | September Monthly Peak | 9 | 5.182 | 4.9761 | 4.8294 | 4.8238 | 5.0849 | 5.9006 | 6.7907 | 7.4642 | 8.6069 | 9.5875 | 10.3721 | 10.7567 | 10.9913 | 11.1735 | 11.1546 | 10.7888 | 10.1466 | 9.1376 | 8.1992 | 8.0862 | 7.5669 | 6.8991 | 6.2356 | 5.6826 | -0.011615 | -0.014752 | -0.0097227 | -0.015199 | -0.017445 | -0.013129 | -0.020868 | -0.014798 | -0.012538 | -0.014652 | -0.022121 | -0.020003 | -0.0056485 | 0.041802 | 0.29003 | 0.28696 | 0.27209 | 0.2417 | 0.043155 | 0.0024092 | -0.0082561 | -0.0067548 | -0.003288 | -0.0082374 | 73.8481 | 72.8962 | 72.0835 | 71.5055 | 70.9661 | 70.2728 | 70.2302 | 70.2918 | 72.1005 | 76.4161 | 81.3958 | 86.1052 | 90.0955 | 92.6256 | 94.1125 | 94.7662 | 94.7668 | 93.8063 | 92.0923 | 88.6504 | 84.826 | 81.8517 | 79.8807 | 78.6492 | 0.097977 | 0.088167 | 0.078038 | 0.059029 | 0.06471 | 0.084597 | 0.09875 | 0.11475 | 0.12063 | 0.12109 | 0.12202 | 0.12752 | 0.13601 | 0.14823 | 0.15579 | 0.16291 | 0.16658 | 0.15307 | 0.13786 | 0.10427 | 0.09107 | 0.079724 | 0.064629 | 0.058875
Portfolio Adjusted1-in-2AllOrange County2017October Monthly Peak | Portfolio Adjusted | 1-in-2 | All | Orange County | 2017 | October Monthly Peak | 10 | 4.5379 | 4.3769 | 4.2707 | 4.2819 | 4.5113 | 5.1963 | 6.0795 | 6.4962 | 7.2438 | 7.9498 | 8.5501 | 8.9353 | 9.213 | 9.3958 | 9.3916 | 9.0953 | 8.5208 | 7.7525 | 7.3231 | 7.0585 | 6.5832 | 6.0482 | 5.4836 | 5.0015 | 0.016157 | 0.012124 | 0.0098652 | -0.0010177 | -0.0024993 | 0.0040776 | 0.0010514 | -0.00060881 | -0.0028146 | -0.0086094 | -0.011341 | -0.00747 | 0.0071416 | 0.049123 | 0.25467 | 0.24815 | 0.23706 | 0.2067 | 0.027693 | 0.0037091 | -0.0017062 | 0.0016081 | 0.0065871 | 0.001593 | 65.7991 | 64.7505 | 63.8815 | 63.0108 | 62.2544 | 61.7054 | 61.4394 | 61.4951 | 62.7174 | 66.4303 | 72.2094 | 78.1578 | 83.7814 | 86.9463 | 87.8035 | 88.4446 | 88.76 | 87.8763 | 85.2178 | 80.3766 | 76.8396 | 74.0664 | 71.8437 | 70.3069 | 0.087213 | 0.078752 | 0.070885 | 0.055794 | 0.06114 | 0.07915 | 0.094942 | 0.11004 | 0.116 | 0.11685 | 0.11828 | 0.12405 | 0.13271 | 0.14502 | 0.15281 | 0.16034 | 0.16406 | 0.1509 | 0.13497 | 0.10126 | 0.088552 | 0.076699 | 0.062177 | 0.055917
Portfolio Adjusted1-in-2AllOrange County2017November Monthly Peak | Portfolio Adjusted | 1-in-2 | All | Orange County | 2017 | November Monthly Peak | 11 | 4.4538 | 4.329 | 4.2472 | 4.2459 | 4.4799 | 5.1672 | 5.7622 | 6.232 | 6.9184 | 7.4691 | 7.8573 | 8.0723 | 8.1937 | 8.2583 | 8.1516 | 7.78 | 7.3848 | 7.3879 | 6.8565 | 6.4777 | 6.1344 | 5.6758 | 5.1727 | 4.7699 | 0.028783 | 0.02393 | 0.018513 | 0.0042526 | 0.0029187 | 0.010891 | 0.0093203 | 0.0046441 | 0.00055609 | -0.007027 | -0.0081821 | -0.0033291 | 0.01211 | 0.054031 | 0.23582 | 0.22607 | 0.21949 | 0.20006 | 0.023498 | 0.0044445 | 0.00059191 | 0.0048539 | 0.010766 | 0.0053575 | 58.6891 | 57.82 | 57.5676 | 57.077 | 56.0393 | 54.9877 | 55.2766 | 55.0713 | 58.5296 | 62.3351 | 67.0412 | 71.6792 | 74.4855 | 76.0988 | 77.129 | 76.9716 | 75.022 | 71.8326 | 68.6043 | 66.0314 | 64.1612 | 63.3183 | 62.4509 | 61.8703 | 0.092635 | 0.08361 | 0.074562 | 0.057318 | 0.062767 | 0.081319 | 0.096434 | 0.11173 | 0.11744 | 0.11826 | 0.11948 | 0.12519 | 0.13387 | 0.14625 | 0.15398 | 0.16153 | 0.16532 | 0.15229 | 0.13644 | 0.10247 | 0.089702 | 0.077975 | 0.063183 | 0.056961
Portfolio Adjusted1-in-2AllOrange County2017December Monthly Peak | Portfolio Adjusted | 1-in-2 | All | Orange County | 2017 | December Monthly Peak | 12 | 4.4472 | 4.3271 | 4.2617 | 4.2979 | 4.5548 | 5.2394 | 6.0186 | 6.289 | 6.7965 | 7.168 | 7.3478 | 7.3429 | 7.2756 | 7.1991 | 7.0555 | 6.7207 | 6.5807 | 6.7527 | 6.3511 | 6.085 | 5.8095 | 5.4537 | 5.0594 | 4.7247 | 0.02827 | 0.023468 | 0.018275 | 0.0042588 | 0.0029222 | 0.010796 | 0.0093034 | 0.0045628 | 0.00054176 | -0.0066818 | -0.0076462 | -0.0030566 | 0.010947 | 0.04832 | 0.2073 | 0.19892 | 0.19762 | 0.18364 | 0.021722 | 0.0041476 | 0.00055619 | 0.0046066 | 0.010344 | 0.0051935 | 49.5076 | 48.8263 | 48.0837 | 47.6111 | 47.1299 | 46.5009 | 46.2312 | 46.0844 | 46.8476 | 50.077 | 53.6687 | 56.643 | 58.9727 | 60.2392 | 60.8691 | 61.1861 | 60.7887 | 58.7477 | 56.054 | 53.7653 | 51.9789 | 50.201 | 48.7186 | 47.4851 | 0.091356 | 0.08239 | 0.073828 | 0.057147 | 0.062576 | 0.080771 | 0.096001 | 0.11077 | 0.11629 | 0.11672 | 0.1178 | 0.12321 | 0.13164 | 0.1439 | 0.15178 | 0.15961 | 0.16352 | 0.15051 | 0.13451 | 0.10098 | 0.088483 | 0.076776 | 0.062356 | 0.056218
Portfolio Adjusted1-in-2AllOrange County2017Typical Event Day | Portfolio Adjusted | 1-in-2 | All | Orange County | 2017 | Typical Event Day | 8 | 5.2022 | 4.9794 | 4.84 | 4.8141 | 5.0694 | 5.8202 | 6.5138 | 7.3483 | 8.4328 | 9.3872 | 10.1837 | 10.6033 | 10.8559 | 11.0063 | 10.9884 | 10.6514 | 10.0485 | 9.0977 | 8.1097 | 7.7739 | 7.6121 | 6.9306 | 6.2483 | 5.6863 | -0.0074848 | -0.010846 | -0.0068905 | -0.013331 | -0.015493 | -0.010587 | -0.017427 | -0.012612 | -0.010926 | -0.013563 | -0.020335 | -0.017968 | -0.0036423 | 0.042626 | 0.28581 | 0.2831 | 0.2696 | 0.23935 | 0.040552 | 0.0025903 | -0.0073209 | -0.0055453 | -0.0017857 | -0.0068637 | 73.277 | 72.2338 | 71.2959 | 70.5064 | 69.8589 | 69.1067 | 68.756 | 69.1853 | 71.5437 | 76.0632 | 80.9395 | 85.3379 | 88.5702 | 90.6063 | 92.0506 | 92.6902 | 92.7155 | 91.7236 | 90.1196 | 87.193 | 83.4099 | 80.1091 | 77.9535 | 76.3774 | 0.098418 | 0.088308 | 0.078397 | 0.059046 | 0.064693 | 0.084109 | 0.098066 | 0.114 | 0.11967 | 0.12022 | 0.12142 | 0.12699 | 0.13554 | 0.14776 | 0.15545 | 0.1628 | 0.16653 | 0.15301 | 0.13745 | 0.10371 | 0.090943 | 0.079612 | 0.064574 | 0.058849
Portfolio Adjusted1-in-2AllOrange County2018January Monthly Peak | Portfolio Adjusted | 1-in-2 | All | Orange County | 2018 | January Monthly Peak | 1 | 4.5345 | 4.4053 | 4.3237 | 4.3701 | 4.6543 | 5.3899 | 6.3687 | 6.7603 | 7.338 | 7.6377 | 7.7654 | 7.6764 | 7.5507 | 7.4335 | 7.2622 | 6.892 | 6.6138 | 6.8039 | 6.4673 | 6.2425 | 5.9497 | 5.6388 | 5.2138 | 4.8818 | 0.029549 | 0.0243 | 0.018982 | 0.004413 | 0.003052 | 0.011557 | 0.010183 | 0.0050763 | 0.000605 | -0.0073967 | -0.0084165 | -0.003358 | 0.012034 | 0.052887 | 0.219 | 0.20911 | 0.20473 | 0.18936 | 0.023451 | 0.0045194 | 0.00060406 | 0.0050023 | 0.011211 | 0.0055873 | 45.9379 | 44.9827 | 44.3706 | 44.1114 | 43.641 | 43.4938 | 43.0111 | 42.7301 | 42.8973 | 44.5754 | 47.6238 | 50.1616 | 51.9165 | 53.3345 | 54.2381 | 54.6211 | 54.3908 | 52.9913 | 51.3208 | 49.8941 | 48.9017 | 48.0115 | 47.2759 | 46.516 | 0.094824 | 0.08496 | 0.076217 | 0.058724 | 0.064493 | 0.084224 | 0.099969 | 0.11599 | 0.12133 | 0.12111 | 0.12184 | 0.12729 | 0.13586 | 0.14823 | 0.15613 | 0.16391 | 0.16782 | 0.15453 | 0.13852 | 0.10425 | 0.091307 | 0.079555 | 0.064633 | 0.058401
Portfolio Adjusted1-in-2AllOrange County2018February Monthly Peak | Portfolio Adjusted | 1-in-2 | All | Orange County | 2018 | February Monthly Peak | 2 | 4.5093 | 4.3771 | 4.2966 | 4.3439 | 4.609 | 5.3053 | 6.2099 | 6.6401 | 7.2362 | 7.5731 | 7.7634 | 7.7295 | 7.6722 | 7.5967 | 7.4531 | 7.0787 | 6.7254 | 6.7431 | 6.6177 | 6.3552 | 6.0447 | 5.6577 | 5.2113 | 4.8564 | 0.029248 | 0.024081 | 0.018807 | 0.0043763 | 0.0030252 | 0.011436 | 0.010053 | 0.0050037 | 0.00059581 | -0.0073 | -0.0083254 | -0.0033306 | 0.011957 | 0.052654 | 0.22181 | 0.21197 | 0.20622 | 0.18789 | 0.023313 | 0.0044842 | 0.00059919 | 0.0049617 | 0.011115 | 0.0055409 | 48.178 | 47.9796 | 47.6041 | 47.2645 | 46.6079 | 46.1936 | 46.1007 | 46.1223 | 46.6553 | 48.2386 | 50.155 | 51.9309 | 52.7183 | 53.0365 | 53.2015 | 52.7531 | 52.5121 | 51.9231 | 50.7417 | 49.3545 | 48.0686 | 47.7028 | 46.827 | 45.6925 | 0.093824 | 0.084126 | 0.07545 | 0.058119 | 0.063821 | 0.083299 | 0.098787 | 0.11457 | 0.11983 | 0.11967 | 0.12042 | 0.12586 | 0.13436 | 0.14662 | 0.15443 | 0.16211 | 0.16596 | 0.15284 | 0.13702 | 0.10312 | 0.090315 | 0.078714 | 0.063942 | 0.057794
Portfolio Adjusted1-in-2AllOrange County2018March Monthly Peak | Portfolio Adjusted | 1-in-2 | All | Orange County | 2018 | March Monthly Peak | 3 | 4.6064 | 4.4348 | 4.3422 | 4.3607 | 4.6115 | 5.3098 | 6.1801 | 6.646 | 7.2082 | 7.5797 | 7.8179 | 7.7976 | 7.7654 | 7.7503 | 7.6419 | 7.3403 | 6.9419 | 6.5543 | 6.292 | 6.4862 | 6.2271 | 5.8249 | 5.3215 | 4.9311 | 0.030569 | 0.02504 | 0.019505 | 0.0045076 | 0.0030755 | 0.011632 | 0.010028 | 0.0050366 | 0.00060221 | -0.0074375 | -0.0085389 | -0.0034191 | 0.012352 | 0.055035 | 0.22943 | 0.22119 | 0.21441 | 0.18567 | 0.023597 | 0.0046544 | 0.00062894 | 0.005212 | 0.01157 | 0.0057314 | 48.2068 | 47.1033 | 46.1288 | 45.6056 | 45.3462 | 44.851 | 44.4547 | 44.542 | 46.5134 | 48.8518 | 51.2062 | 53.0998 | 54.2351 | 55.1192 | 55.5642 | 55.9234 | 55.7261 | 55.1565 | 53.7677 | 51.8214 | 50.4909 | 49.2974 | 48.3055 | 47.4391 | 0.096805 | 0.086429 | 0.077222 | 0.058835 | 0.064306 | 0.084031 | 0.09889 | 0.11498 | 0.12035 | 0.12033 | 0.12115 | 0.1266 | 0.13521 | 0.14766 | 0.15542 | 0.16306 | 0.16688 | 0.15338 | 0.13752 | 0.10394 | 0.091202 | 0.079782 | 0.064695 | 0.058526
Portfolio Adjusted1-in-2AllOrange County2018April Monthly Peak | Portfolio Adjusted | 1-in-2 | All | Orange County | 2018 | April Monthly Peak | 4 | 7.0448 | 6.776 | 6.6123 | 6.6468 | 7.0847 | 8.3472 | 9.5472 | 10.4461 | 11.4281 | 12.1304 | 12.7412 | 13.0832 | 13.3203 | 13.5319 | 13.3741 | 12.8037 | 12.0081 | 11.0554 | 10.1718 | 10.1876 | 9.8889 | 9.1849 | 8.3556 | 7.7114 | 0.072075 | 0.059458 | 0.046227 | 0.010714 | 0.0072832 | 0.027348 | 0.023268 | 0.011691 | 0.0014059 | -0.017741 | -0.020819 | -0.0084946 | 0.031079 | 0.14008 | 0.48576 | 0.46888 | 0.4539 | 0.37835 | 0.058649 | 0.011396 | 0.0015291 | 0.012566 | 0.027759 | 0.013758 | 62.7934 | 61.7721 | 60.3989 | 59.3554 | 58.3889 | 57.6449 | 57.3537 | 57.0466 | 59.4609 | 63.629 | 68.1997 | 72.5755 | 75.9502 | 78.5387 | 80.2049 | 80.9749 | 81.1641 | 80.1385 | 78.2048 | 75.3565 | 71.3334 | 68.3086 | 65.9927 | 63.7151 | 0.19777 | 0.17568 | 0.15125 | 0.096228 | 0.10522 | 0.14461 | 0.14478 | 0.17247 | 0.17089 | 0.16337 | 0.15893 | 0.16485 | 0.17338 | 0.18467 | 0.18848 | 0.18937 | 0.19212 | 0.1817 | 0.17411 | 0.13774 | 0.12111 | 0.11652 | 0.095075 | 0.093207
Portfolio Adjusted1-in-2AllOrange County2018May Monthly Peak | Portfolio Adjusted | 1-in-2 | All | Orange County | 2018 | May Monthly Peak | 5 | 7.2486 | 6.9775 | 6.7813 | 6.8101 | 7.3076 | 8.5581 | 9.632 | 10.7992 | 11.9386 | 12.777 | 13.4248 | 13.7795 | 13.9591 | 14.0858 | 13.8917 | 13.2606 | 12.4638 | 11.4779 | 10.5447 | 10.2866 | 10.2359 | 9.4828 | 8.6291 | 7.9793 | 0.074698 | 0.061684 | 0.047691 | 0.011058 | 0.0075787 | 0.028333 | 0.023996 | 0.012147 | 0.0014698 | -0.018654 | -0.021826 | -0.0089074 | 0.032436 | 0.14506 | 0.50379 | 0.48444 | 0.46972 | 0.39181 | 0.060795 | 0.011658 | 0.0015872 | 0.013043 | 0.028859 | 0.014372 | 62.8669 | 62.1588 | 61.2902 | 60.3231 | 59.4415 | 58.9535 | 58.7866 | 59.2056 | 60.9017 | 64.8692 | 69.4652 | 73.7526 | 77.8601 | 80.8454 | 82.2947 | 83.1448 | 83.1231 | 81.3584 | 78.9712 | 75.9198 | 71.8065 | 68.2244 | 66.2593 | 64.7235 | 0.20451 | 0.18181 | 0.15562 | 0.098668 | 0.10859 | 0.14894 | 0.14794 | 0.17731 | 0.17602 | 0.16846 | 0.16323 | 0.16922 | 0.17734 | 0.18789 | 0.19149 | 0.19163 | 0.19442 | 0.18421 | 0.17736 | 0.13957 | 0.12375 | 0.11954 | 0.097676 | 0.096386
Portfolio Adjusted1-in-2AllOrange County2018June Monthly Peak | Portfolio Adjusted | 1-in-2 | All | Orange County | 2018 | June Monthly Peak | 6 | 7.7789 | 7.4854 | 7.2519 | 7.2813 | 7.7777 | 8.9957 | 10.0954 | 11.3281 | 12.542 | 13.5041 | 14.3411 | 14.8004 | 15.0269 | 15.1675 | 15.0449 | 14.511 | 13.6802 | 12.5911 | 11.5407 | 11.0125 | 10.8734 | 10.1427 | 9.1995 | 8.5031 | 0.029944 | 0.019021 | 0.01653 | -0.010724 | -0.015113 | 0.0016396 | -0.0088492 | -0.0090833 | -0.012339 | -0.02553 | -0.035196 | -0.02602 | 0.011837 | 0.12334 | 0.51078 | 0.50418 | 0.48778 | 0.42199 | 0.081777 | 0.0091493 | -0.0082217 | -0.00020773 | 0.012589 | -0.001065 | 68.2004 | 67.2504 | 66.2431 | 65.1286 | 64.35 | 63.5115 | 62.7972 | 63.5783 | 66.5424 | 71.4868 | 76.5642 | 81.0458 | 84.1022 | 85.8595 | 87.4404 | 88.2015 | 88.7247 | 87.9059 | 86.5414 | 83.5822 | 79.4772 | 75.2947 | 72.9048 | 71.0825 | 0.20838 | 0.18561 | 0.15849 | 0.10022 | 0.1098 | 0.14885 | 0.14679 | 0.17432 | 0.17276 | 0.16564 | 0.16126 | 0.16706 | 0.17487 | 0.18507 | 0.18928 | 0.1909 | 0.19442 | 0.18429 | 0.17802 | 0.13942 | 0.12318 | 0.11937 | 0.09757 | 0.096678
Portfolio Adjusted1-in-2AllOrange County2018July Monthly Peak | Portfolio Adjusted | 1-in-2 | All | Orange County | 2018 | July Monthly Peak | 7 | 8.3205 | 7.9761 | 7.7329 | 7.7283 | 8.2538 | 9.6054 | 10.854 | 12.2488 | 13.6456 | 14.7834 | 15.7062 | 16.1518 | 16.3466 | 16.4737 | 16.3375 | 15.7757 | 14.9552 | 13.7619 | 12.5612 | 11.9078 | 11.6812 | 10.8342 | 9.8414 | 9.0692 | -0.03758 | -0.044981 | -0.030319 | -0.042221 | -0.047706 | -0.036976 | -0.055736 | -0.039251 | -0.032086 | -0.035855 | -0.054638 | -0.050395 | -0.016829 | 0.095766 | 0.51959 | 0.52242 | 0.50217 | 0.45488 | 0.11029 | 0.0053989 | -0.022155 | -0.019151 | -0.011015 | -0.023246 | 75.5015 | 74.5902 | 73.7732 | 72.9755 | 72.2478 | 71.5421 | 71.1801 | 72.0761 | 74.702 | 78.4571 | 82.6502 | 86.5341 | 89.2285 | 90.925 | 92.2969 | 92.8099 | 92.2463 | 91.0049 | 89.7469 | 87.9411 | 85.159 | 82.1027 | 79.735 | 78.1096 | 0.21888 | 0.19455 | 0.16654 | 0.10438 | 0.11446 | 0.15563 | 0.15233 | 0.1814 | 0.17938 | 0.17166 | 0.16654 | 0.17188 | 0.17955 | 0.18971 | 0.19375 | 0.19486 | 0.19879 | 0.18887 | 0.18356 | 0.14417 | 0.12693 | 0.12313 | 0.10065 | 0.10008
Portfolio Adjusted1-in-2AllOrange County2018August Monthly Peak | Portfolio Adjusted | 1-in-2 | All | Orange County | 2018 | August Monthly Peak | 8 | 8.3473 | 8.0058 | 7.7702 | 7.7496 | 8.2892 | 9.7546 | 11.1434 | 12.4955 | 14.0156 | 15.2026 | 16.2569 | 16.7255 | 16.942 | 17.0442 | 16.8637 | 16.1769 | 15.1866 | 13.8312 | 12.552 | 12.1238 | 11.8076 | 10.8615 | 9.8834 | 9.1248 | -0.040669 | -0.047912 | -0.032465 | -0.043524 | -0.049348 | -0.039198 | -0.059331 | -0.041846 | -0.034269 | -0.037783 | -0.058117 | -0.053836 | -0.018938 | 0.098836 | 0.53861 | 0.53743 | 0.5103 | 0.45793 | 0.11148 | 0.0052909 | -0.022994 | -0.020092 | -0.012157 | -0.02448 | 75.6384 | 74.272 | 73.1468 | 72.4672 | 71.914 | 71.1387 | 70.8499 | 70.834 | 72.8783 | 77.9575 | 83.2369 | 87.7767 | 90.9899 | 93.1679 | 94.5202 | 95.1591 | 95.2907 | 94.3328 | 92.2422 | 88.7427 | 84.321 | 81.3211 | 79.4165 | 77.7792 | 0.22018 | 0.19566 | 0.1675 | 0.10461 | 0.11529 | 0.15799 | 0.15581 | 0.18629 | 0.185 | 0.1768 | 0.17187 | 0.17711 | 0.18483 | 0.19484 | 0.19845 | 0.1982 | 0.20104 | 0.19015 | 0.18428 | 0.14577 | 0.12819 | 0.12406 | 0.10163 | 0.1013
Portfolio Adjusted1-in-2AllOrange County2018September Monthly Peak | Portfolio Adjusted | 1-in-2 | All | Orange County | 2018 | September Monthly Peak | 9 | 8.2004 | 7.8967 | 7.6471 | 7.6769 | 8.2225 | 9.7691 | 11.3965 | 12.5112 | 14.0657 | 15.238 | 16.1923 | 16.5911 | 16.776 | 16.9325 | 16.7369 | 16.007 | 14.9949 | 13.6081 | 12.4725 | 12.3212 | 11.5988 | 10.6874 | 9.7391 | 8.9976 | -0.029306 | -0.037221 | -0.024532 | -0.038351 | -0.044018 | -0.033127 | -0.052653 | -0.037339 | -0.031636 | -0.036969 | -0.055814 | -0.05047 | -0.014252 | 0.10547 | 0.54299 | 0.53823 | 0.51098 | 0.45401 | 0.10889 | 0.0060788 | -0.020831 | -0.017043 | -0.0082961 | -0.020784 | 73.8739 | 72.9187 | 72.1042 | 71.5259 | 70.9867 | 70.2903 | 70.2503 | 70.3105 | 72.1162 | 76.4322 | 81.4196 | 86.1354 | 90.1309 | 92.6661 | 94.1574 | 94.8136 | 94.8153 | 93.8572 | 92.1427 | 88.6969 | 84.869 | 81.8908 | 79.9167 | 78.6825 | 0.21514 | 0.19198 | 0.1637 | 0.10321 | 0.11386 | 0.15725 | 0.15647 | 0.18612 | 0.18571 | 0.1776 | 0.17178 | 0.17677 | 0.1843 | 0.19462 | 0.19789 | 0.19709 | 0.19974 | 0.18883 | 0.18408 | 0.14643 | 0.12724 | 0.12289 | 0.10051 | 0.0999
Portfolio Adjusted1-in-2AllOrange County2018October Monthly Peak | Portfolio Adjusted | 1-in-2 | All | Orange County | 2018 | October Monthly Peak | 10 | 7.0129 | 6.7746 | 6.6089 | 6.6617 | 7.1342 | 8.4288 | 9.9692 | 10.7669 | 11.7914 | 12.5992 | 13.3364 | 13.7984 | 14.0693 | 14.2261 | 14.0668 | 13.4565 | 12.5728 | 11.634 | 10.9656 | 10.5713 | 9.9457 | 9.2086 | 8.4217 | 7.7688 | 0.040767 | 0.03059 | 0.024892 | -0.0025679 | -0.0063061 | 0.010289 | 0.0026529 | -0.0015361 | -0.0071017 | -0.021723 | -0.028616 | -0.018848 | 0.018019 | 0.12395 | 0.48391 | 0.46938 | 0.45086 | 0.3911 | 0.069874 | 0.0093585 | -0.004305 | 0.0040574 | 0.01662 | 0.0040193 | 65.8208 | 64.7666 | 63.893 | 63.0223 | 62.2634 | 61.7122 | 61.4467 | 61.5041 | 62.7322 | 66.4457 | 72.2384 | 78.1964 | 83.8261 | 86.9907 | 87.851 | 88.4951 | 88.8117 | 87.9284 | 85.2731 | 80.4288 | 76.8849 | 74.1043 | 71.8753 | 70.3351 | 0.18359 | 0.16414 | 0.14178 | 0.091485 | 0.101 | 0.13856 | 0.14163 | 0.16808 | 0.16712 | 0.15989 | 0.15578 | 0.16189 | 0.17009 | 0.18061 | 0.18473 | 0.18576 | 0.18862 | 0.17968 | 0.17176 | 0.1336 | 0.1165 | 0.11078 | 0.090785 | 0.08891
Portfolio Adjusted1-in-2AllOrange County2018November Monthly Peak | Portfolio Adjusted | 1-in-2 | All | Orange County | 2018 | November Monthly Peak | 11 | 7.0483 | 6.8448 | 6.6824 | 6.6858 | 7.1596 | 8.4466 | 9.6561 | 10.4879 | 11.4209 | 12.0908 | 12.5822 | 12.8486 | 12.9552 | 12.9945 | 12.7112 | 12.0262 | 11.3468 | 11.2263 | 10.4865 | 9.9874 | 9.5184 | 8.8698 | 8.1302 | 7.5489 | 0.072625 | 0.060378 | 0.04671 | 0.01073 | 0.0073642 | 0.02748 | 0.023516 | 0.011718 | 0.0014031 | -0.01773 | -0.020645 | -0.0083999 | 0.030556 | 0.13633 | 0.46614 | 0.44548 | 0.43389 | 0.3823 | 0.059288 | 0.011214 | 0.0014935 | 0.012247 | 0.027165 | 0.013518 | 58.6945 | 57.8253 | 57.574 | 57.0858 | 56.0482 | 54.9958 | 55.2886 | 55.0786 | 58.5439 | 62.3551 | 67.0662 | 71.7117 | 74.5209 | 76.1357 | 77.167 | 77.0109 | 75.0617 | 71.8737 | 68.6422 | 66.0615 | 64.1904 | 63.3475 | 62.4767 | 61.8945 | 0.19925 | 0.17828 | 0.15276 | 0.096458 | 0.10626 | 0.14533 | 0.14609 | 0.17303 | 0.17099 | 0.16368 | 0.1586 | 0.1643 | 0.17236 | 0.18288 | 0.18651 | 0.18732 | 0.19049 | 0.1826 | 0.17553 | 0.13686 | 0.11983 | 0.11476 | 0.093869 | 0.09211
Portfolio Adjusted1-in-2AllOrange County2018December Monthly Peak | Portfolio Adjusted | 1-in-2 | All | Orange County | 2018 | December Monthly Peak | 12 | 6.9888 | 6.7877 | 6.6594 | 6.7357 | 7.2311 | 8.4817 | 9.8926 | 10.4594 | 11.1737 | 11.553 | 11.7548 | 11.7215 | 11.5745 | 11.4308 | 11.1349 | 10.5392 | 10.1825 | 10.2821 | 9.6996 | 9.3528 | 8.9819 | 8.4775 | 7.8933 | 7.4112 | 0.07128 | 0.059171 | 0.046077 | 0.010738 | 0.0073679 | 0.027222 | 0.023457 | 0.011505 | 0.001366 | -0.016847 | -0.019279 | -0.0077069 | 0.027602 | 0.12183 | 0.41328 | 0.39611 | 0.39252 | 0.35127 | 0.054769 | 0.010458 | 0.0014024 | 0.011615 | 0.026081 | 0.013095 | 49.5189 | 48.8399 | 48.0961 | 47.6248 | 47.1431 | 46.5149 | 46.2425 | 46.0943 | 46.859 | 50.0919 | 53.6862 | 56.6655 | 59.0004 | 60.269 | 60.8982 | 61.2141 | 60.8187 | 58.7797 | 56.0825 | 53.7882 | 51.9986 | 50.2205 | 48.7357 | 47.4983 | 0.19573 | 0.17489 | 0.1508 | 0.096386 | 0.10616 | 0.14405 | 0.14556 | 0.17049 | 0.16771 | 0.1585 | 0.15258 | 0.15685 | 0.16373 | 0.17363 | 0.17802 | 0.18033 | 0.18419 | 0.17632 | 0.16846 | 0.13151 | 0.11555 | 0.11065 | 0.091194 | 0.089821
Portfolio Adjusted1-in-2AllOrange County2018Typical Event Day | Portfolio Adjusted | 1-in-2 | All | Orange County | 2018 | Typical Event Day | 8 | 8.2462 | 7.9128 | 7.6836 | 7.6688 | 8.2045 | 9.642 | 10.9989 | 12.2772 | 13.7034 | 14.8228 | 15.8154 | 16.259 | 16.4691 | 16.5749 | 16.3997 | 15.7428 | 14.7928 | 13.4857 | 12.2607 | 11.861 | 11.5852 | 10.6857 | 9.7304 | 8.9941 | -0.018885 | -0.027365 | -0.017386 | -0.033636 | -0.039091 | -0.026711 | -0.04397 | -0.031822 | -0.027567 | -0.034221 | -0.051309 | -0.045335 | -0.00919 | 0.10755 | 0.53383 | 0.5301 | 0.50567 | 0.44785 | 0.10232 | 0.0065357 | -0.018472 | -0.013992 | -0.0045057 | -0.017318 | 73.3036 | 72.2578 | 71.3168 | 70.5243 | 69.8746 | 69.1207 | 68.7694 | 69.1997 | 71.5597 | 76.0834 | 80.9677 | 85.373 | 88.6129 | 90.6546 | 92.1037 | 92.746 | 92.7692 | 91.7752 | 90.1683 | 87.2407 | 83.4566 | 80.1523 | 77.9933 | 76.4135 | 0.21629 | 0.19226 | 0.16464 | 0.10305 | 0.11356 | 0.15531 | 0.15322 | 0.18262 | 0.18106 | 0.1731 | 0.16832 | 0.17352 | 0.18119 | 0.19126 | 0.19502 | 0.1952 | 0.19813 | 0.18735 | 0.18119 | 0.14322 | 0.12608 | 0.12201 | 0.099956 | 0.099561
Portfolio Adjusted1-in-2AllOrange County2019January Monthly Peak | Portfolio Adjusted | 1-in-2 | All | Orange County | 2019 | January Monthly Peak | 1 | 7.1936 | 6.9549 | 6.8165 | 6.898 | 7.4518 | 8.8657 | 10.614 | 11.4054 | 12.232 | 12.4987 | 12.6238 | 12.4957 | 12.2868 | 12.0755 | 11.7184 | 11.0345 | 10.4884 | 10.5768 | 10.0913 | 9.8121 | 9.4035 | 8.9288 | 8.2916 | 7.7766 | 0.074503 | 0.06127 | 0.04786 | 0.011127 | 0.0076953 | 0.02914 | 0.025675 | 0.012799 | 0.0015254 | -0.01865 | -0.021221 | -0.0084668 | 0.030343 | 0.13335 | 0.44368 | 0.42272 | 0.41401 | 0.36827 | 0.059128 | 0.011395 | 0.0015231 | 0.012613 | 0.028268 | 0.014088 | 45.9667 | 45.0084 | 44.3942 | 44.1363 | 43.6632 | 43.5133 | 43.0296 | 42.7471 | 42.912 | 44.5883 | 47.637 | 50.1804 | 51.9372 | 53.3567 | 54.2619 | 54.6454 | 54.415 | 53.0157 | 51.3443 | 49.9168 | 48.9235 | 48.0319 | 47.2948 | 46.5334 | 0.20428 | 0.18093 | 0.15641 | 0.099598 | 0.1104 | 0.15301 | 0.15615 | 0.18527 | 0.18174 | 0.16986 | 0.16226 | 0.16634 | 0.17327 | 0.18279 | 0.18654 | 0.18777 | 0.1912 | 0.18319 | 0.1768 | 0.13911 | 0.12203 | 0.11766 | 0.096936 | 0.095403
Portfolio Adjusted1-in-2AllOrange County2019February Monthly Peak | Portfolio Adjusted | 1-in-2 | All | Orange County | 2019 | February Monthly Peak | 2 | 7.1409 | 6.9035 | 6.7663 | 6.8505 | 7.3821 | 8.7453 | 10.4027 | 11.2193 | 12.0556 | 12.3697 | 12.5674 | 12.5068 | 12.3741 | 12.2137 | 11.8888 | 11.2065 | 10.5865 | 10.5033 | 10.2161 | 9.8934 | 9.4673 | 8.9196 | 8.2615 | 7.7268 | 0.073746 | 0.060719 | 0.047421 | 0.011034 | 0.0076278 | 0.028834 | 0.025348 | 0.012616 | 0.0015023 | -0.018406 | -0.020992 | -0.0083977 | 0.030149 | 0.13276 | 0.44562 | 0.42499 | 0.41488 | 0.36617 | 0.058781 | 0.011306 | 0.0015108 | 0.01251 | 0.028024 | 0.013971 | 48.1962 | 47.9967 | 47.6197 | 47.2804 | 46.6229 | 46.2082 | 46.1148 | 46.1373 | 46.6696 | 48.2541 | 50.1737 | 51.951 | 52.7406 | 53.0606 | 53.2258 | 52.7784 | 52.5381 | 51.9479 | 50.7682 | 49.3792 | 48.0903 | 47.7242 | 46.8458 | 45.7129 | 0.20219 | 0.17928 | 0.15495 | 0.098704 | 0.10937 | 0.15138 | 0.15422 | 0.18276 | 0.1792 | 0.16773 | 0.16044 | 0.1647 | 0.17169 | 0.18125 | 0.18496 | 0.18614 | 0.18951 | 0.18162 | 0.17525 | 0.1378 | 0.12087 | 0.11658 | 0.096015 | 0.09454
Portfolio Adjusted1-in-2AllOrange County2019March Monthly Peak | Portfolio Adjusted | 1-in-2 | All | Orange County | 2019 | March Monthly Peak | 3 | 7.3593 | 7.0645 | 6.9061 | 6.9452 | 7.4323 | 8.8106 | 10.3627 | 11.2562 | 12.0818 | 12.4698 | 12.7484 | 12.705 | 12.6262 | 12.5804 | 12.2872 | 11.6874 | 10.996 | 10.3809 | 9.9434 | 10.1611 | 9.8224 | 9.254 | 8.499 | 7.9022 | 0.077076 | 0.063135 | 0.04918 | 0.011365 | 0.0077544 | 0.029328 | 0.025284 | 0.012699 | 0.0015184 | -0.018753 | -0.02153 | -0.0086207 | 0.031144 | 0.13876 | 0.4637 | 0.44544 | 0.4334 | 0.3669 | 0.059496 | 0.011735 | 0.0015858 | 0.013142 | 0.029172 | 0.014451 | 48.2267 | 47.122 | 46.147 | 45.6237 | 45.3658 | 44.8705 | 44.4711 | 44.5565 | 46.5285 | 48.8703 | 51.228 | 53.1207 | 54.2587 | 55.1445 | 55.5919 | 55.9495 | 55.753 | 55.187 | 53.7983 | 51.8492 | 50.5147 | 49.3184 | 48.3245 | 47.4586 | 0.21077 | 0.18594 | 0.16022 | 0.10109 | 0.11086 | 0.15361 | 0.15404 | 0.18376 | 0.18064 | 0.16981 | 0.16286 | 0.16718 | 0.1747 | 0.18515 | 0.18866 | 0.18967 | 0.19281 | 0.18299 | 0.17651 | 0.14083 | 0.12432 | 0.12061 | 0.098771 | 0.097062
Portfolio Adjusted1-in-2AllOrange County2019April Monthly Peak | Portfolio Adjusted | 1-in-2 | All | Orange County | 2019 | April Monthly Peak | 4 | 7.0448 | 6.776 | 6.6123 | 6.6468 | 7.0847 | 8.3472 | 9.5472 | 10.4461 | 11.4281 | 12.1304 | 12.7412 | 13.0832 | 13.3203 | 13.5319 | 13.3741 | 12.8037 | 12.0081 | 11.0554 | 10.1718 | 10.1876 | 9.8889 | 9.1849 | 8.3556 | 7.7114 | 0.072075 | 0.059458 | 0.046227 | 0.010714 | 0.0072832 | 0.027348 | 0.023268 | 0.011691 | 0.0014059 | -0.017741 | -0.020819 | -0.0084946 | 0.031079 | 0.14008 | 0.48576 | 0.46888 | 0.4539 | 0.37835 | 0.058649 | 0.011396 | 0.0015291 | 0.012566 | 0.027759 | 0.013758 | 62.7934 | 61.7721 | 60.3989 | 59.3554 | 58.3889 | 57.6449 | 57.3537 | 57.0466 | 59.4609 | 63.629 | 68.1997 | 72.5755 | 75.9501 | 78.5387 | 80.2049 | 80.9749 | 81.1641 | 80.1385 | 78.2048 | 75.3565 | 71.3334 | 68.3086 | 65.9927 | 63.7151 | 0.19777 | 0.17568 | 0.15125 | 0.096228 | 0.10522 | 0.14461 | 0.14478 | 0.17247 | 0.17089 | 0.16337 | 0.15893 | 0.16485 | 0.17338 | 0.18467 | 0.18848 | 0.18937 | 0.19212 | 0.1817 | 0.17411 | 0.13774 | 0.12111 | 0.11652 | 0.095075 | 0.093207
Portfolio Adjusted1-in-2AllOrange County2019May Monthly Peak | Portfolio Adjusted | 1-in-2 | All | Orange County | 2019 | May Monthly Peak | 5 | 7.2486 | 6.9775 | 6.7813 | 6.8101 | 7.3076 | 8.5581 | 9.632 | 10.7992 | 11.9386 | 12.777 | 13.4248 | 13.7795 | 13.9591 | 14.0858 | 13.8917 | 13.2606 | 12.4638 | 11.4779 | 10.5447 | 10.2866 | 10.2359 | 9.4828 | 8.6291 | 7.9793 | 0.074698 | 0.061684 | 0.047691 | 0.011058 | 0.0075787 | 0.028333 | 0.023996 | 0.012147 | 0.0014698 | -0.018654 | -0.021826 | -0.0089074 | 0.032436 | 0.14506 | 0.50379 | 0.48444 | 0.46972 | 0.39181 | 0.060795 | 0.011658 | 0.0015872 | 0.013043 | 0.028859 | 0.014372 | 62.8669 | 62.1588 | 61.2902 | 60.3231 | 59.4415 | 58.9535 | 58.7866 | 59.2056 | 60.9016 | 64.8692 | 69.4652 | 73.7526 | 77.8601 | 80.8454 | 82.2947 | 83.1448 | 83.1231 | 81.3584 | 78.9712 | 75.9198 | 71.8065 | 68.2244 | 66.2593 | 64.7235 | 0.20451 | 0.18181 | 0.15562 | 0.098668 | 0.10859 | 0.14894 | 0.14794 | 0.17731 | 0.17602 | 0.16846 | 0.16323 | 0.16922 | 0.17734 | 0.18789 | 0.19149 | 0.19163 | 0.19442 | 0.18421 | 0.17736 | 0.13957 | 0.12375 | 0.11954 | 0.097676 | 0.096386
Portfolio Adjusted1-in-2AllOrange County2019June Monthly Peak | Portfolio Adjusted | 1-in-2 | All | Orange County | 2019 | June Monthly Peak | 6 | 7.7789 | 7.4854 | 7.2519 | 7.2813 | 7.7777 | 8.9957 | 10.0954 | 11.3281 | 12.542 | 13.5041 | 14.3411 | 14.8004 | 15.0269 | 15.1675 | 15.0449 | 14.511 | 13.6802 | 12.5911 | 11.5407 | 11.0125 | 10.8734 | 10.1427 | 9.1995 | 8.503 | 0.029944 | 0.019021 | 0.01653 | -0.010724 | -0.015113 | 0.0016396 | -0.0088492 | -0.0090833 | -0.012339 | -0.02553 | -0.035196 | -0.02602 | 0.011837 | 0.12334 | 0.51078 | 0.50418 | 0.48778 | 0.42199 | 0.081777 | 0.0091493 | -0.0082217 | -0.00020773 | 0.012589 | -0.001065 | 68.2004 | 67.2504 | 66.2431 | 65.1286 | 64.35 | 63.5115 | 62.7972 | 63.5783 | 66.5424 | 71.4868 | 76.5642 | 81.0458 | 84.1022 | 85.8595 | 87.4404 | 88.2015 | 88.7247 | 87.9059 | 86.5414 | 83.5822 | 79.4772 | 75.2947 | 72.9048 | 71.0825 | 0.20838 | 0.18561 | 0.15849 | 0.10022 | 0.1098 | 0.14885 | 0.14679 | 0.17432 | 0.17276 | 0.16564 | 0.16126 | 0.16706 | 0.17487 | 0.18507 | 0.18928 | 0.1909 | 0.19442 | 0.18429 | 0.17802 | 0.13942 | 0.12318 | 0.11937 | 0.09757 | 0.096678
Portfolio Adjusted1-in-2AllOrange County2019July Monthly Peak | Portfolio Adjusted | 1-in-2 | All | Orange County | 2019 | July Monthly Peak | 7 | 8.3205 | 7.9761 | 7.7329 | 7.7283 | 8.2538 | 9.6054 | 10.854 | 12.2488 | 13.6456 | 14.7834 | 15.7062 | 16.1518 | 16.3466 | 16.4737 | 16.3375 | 15.7757 | 14.9552 | 13.7619 | 12.5612 | 11.9078 | 11.6812 | 10.8342 | 9.8414 | 9.0692 | -0.03758 | -0.044981 | -0.030319 | -0.042221 | -0.047706 | -0.036976 | -0.055736 | -0.039251 | -0.032086 | -0.035855 | -0.054638 | -0.050395 | -0.016829 | 0.095766 | 0.51959 | 0.52242 | 0.50217 | 0.45488 | 0.11029 | 0.0053989 | -0.022155 | -0.019151 | -0.011015 | -0.023246 | 75.5015 | 74.5902 | 73.7731 | 72.9755 | 72.2478 | 71.5421 | 71.1801 | 72.0761 | 74.702 | 78.4571 | 82.6502 | 86.5341 | 89.2285 | 90.925 | 92.2969 | 92.8099 | 92.2463 | 91.0049 | 89.7469 | 87.9411 | 85.159 | 82.1027 | 79.735 | 78.1096 | 0.21888 | 0.19455 | 0.16654 | 0.10438 | 0.11446 | 0.15563 | 0.15233 | 0.1814 | 0.17938 | 0.17166 | 0.16654 | 0.17188 | 0.17955 | 0.18971 | 0.19375 | 0.19486 | 0.19879 | 0.18887 | 0.18356 | 0.14417 | 0.12693 | 0.12313 | 0.10065 | 0.10008
Portfolio Adjusted1-in-2AllOrange County2019August Monthly Peak | Portfolio Adjusted | 1-in-2 | All | Orange County | 2019 | August Monthly Peak | 8 | 8.3473 | 8.0058 | 7.7702 | 7.7496 | 8.2892 | 9.7546 | 11.1434 | 12.4955 | 14.0156 | 15.2026 | 16.2569 | 16.7255 | 16.942 | 17.0442 | 16.8637 | 16.1769 | 15.1866 | 13.8312 | 12.552 | 12.1238 | 11.8076 | 10.8615 | 9.8834 | 9.1248 | -0.040669 | -0.047912 | -0.032465 | -0.043524 | -0.049348 | -0.039198 | -0.059331 | -0.041846 | -0.034269 | -0.037783 | -0.058117 | -0.053836 | -0.018938 | 0.098836 | 0.53861 | 0.53743 | 0.5103 | 0.45793 | 0.11148 | 0.0052909 | -0.022994 | -0.020092 | -0.012157 | -0.02448 | 75.6384 | 74.272 | 73.1468 | 72.4672 | 71.914 | 71.1387 | 70.8499 | 70.834 | 72.8783 | 77.9575 | 83.2369 | 87.7767 | 90.9899 | 93.1679 | 94.5202 | 95.1591 | 95.2907 | 94.3328 | 92.2422 | 88.7427 | 84.321 | 81.3211 | 79.4165 | 77.7792 | 0.22018 | 0.19566 | 0.1675 | 0.10461 | 0.11529 | 0.15799 | 0.15581 | 0.18629 | 0.185 | 0.1768 | 0.17187 | 0.17711 | 0.18483 | 0.19484 | 0.19845 | 0.1982 | 0.20104 | 0.19015 | 0.18428 | 0.14577 | 0.12819 | 0.12406 | 0.10163 | 0.1013
Portfolio Adjusted1-in-2AllOrange County2019September Monthly Peak | Portfolio Adjusted | 1-in-2 | All | Orange County | 2019 | September Monthly Peak | 9 | 8.2004 | 7.8967 | 7.6471 | 7.6769 | 8.2225 | 9.7691 | 11.3965 | 12.5112 | 14.0657 | 15.238 | 16.1923 | 16.5911 | 16.776 | 16.9325 | 16.7369 | 16.007 | 14.9949 | 13.6081 | 12.4725 | 12.3212 | 11.5988 | 10.6874 | 9.7391 | 8.9976 | -0.029306 | -0.037221 | -0.024532 | -0.038351 | -0.044018 | -0.033127 | -0.052653 | -0.037339 | -0.031636 | -0.036969 | -0.055814 | -0.05047 | -0.014252 | 0.10547 | 0.54299 | 0.53823 | 0.51098 | 0.45401 | 0.10889 | 0.0060788 | -0.020831 | -0.017043 | -0.0082961 | -0.020784 | 73.8738 | 72.9187 | 72.1042 | 71.5259 | 70.9867 | 70.2903 | 70.2503 | 70.3105 | 72.1162 | 76.4322 | 81.4196 | 86.1354 | 90.1309 | 92.6661 | 94.1574 | 94.8136 | 94.8153 | 93.8572 | 92.1427 | 88.6969 | 84.869 | 81.8908 | 79.9167 | 78.6825 | 0.21514 | 0.19198 | 0.1637 | 0.10321 | 0.11386 | 0.15725 | 0.15647 | 0.18612 | 0.18571 | 0.1776 | 0.17178 | 0.17677 | 0.1843 | 0.19462 | 0.19789 | 0.19709 | 0.19974 | 0.18883 | 0.18408 | 0.14643 | 0.12724 | 0.12289 | 0.10051 | 0.0999
Portfolio Adjusted1-in-2AllOrange County2019October Monthly Peak | Portfolio Adjusted | 1-in-2 | All | Orange County | 2019 | October Monthly Peak | 10 | 7.0129 | 6.7746 | 6.6089 | 6.6617 | 7.1342 | 8.4288 | 9.9692 | 10.7669 | 11.7914 | 12.5992 | 13.3364 | 13.7984 | 14.0693 | 14.2261 | 14.0668 | 13.4565 | 12.5728 | 11.634 | 10.9656 | 10.5713 | 9.9457 | 9.2086 | 8.4217 | 7.7688 | 0.040767 | 0.03059 | 0.024892 | -0.0025679 | -0.0063061 | 0.010289 | 0.0026529 | -0.0015361 | -0.0071017 | -0.021723 | -0.028616 | -0.018848 | 0.018019 | 0.12395 | 0.48391 | 0.46938 | 0.45086 | 0.3911 | 0.069874 | 0.0093585 | -0.004305 | 0.0040574 | 0.01662 | 0.0040193 | 65.8208 | 64.7666 | 63.893 | 63.0223 | 62.2634 | 61.7122 | 61.4467 | 61.5041 | 62.7322 | 66.4457 | 72.2384 | 78.1964 | 83.8261 | 86.9907 | 87.851 | 88.4951 | 88.8117 | 87.9284 | 85.2731 | 80.4288 | 76.8849 | 74.1043 | 71.8753 | 70.3351 | 0.18359 | 0.16414 | 0.14178 | 0.091485 | 0.101 | 0.13856 | 0.14163 | 0.16808 | 0.16712 | 0.15989 | 0.15578 | 0.16189 | 0.17009 | 0.18061 | 0.18473 | 0.18576 | 0.18862 | 0.17968 | 0.17176 | 0.1336 | 0.1165 | 0.11078 | 0.090785 | 0.08891
Portfolio Adjusted1-in-2AllOrange County2019November Monthly Peak | Portfolio Adjusted | 1-in-2 | All | Orange County | 2019 | November Monthly Peak | 11 | 7.0483 | 6.8448 | 6.6824 | 6.6858 | 7.1596 | 8.4466 | 9.6561 | 10.4879 | 11.4209 | 12.0908 | 12.5822 | 12.8486 | 12.9552 | 12.9945 | 12.7112 | 12.0262 | 11.3468 | 11.2263 | 10.4865 | 9.9874 | 9.5184 | 8.8698 | 8.1302 | 7.5489 | 0.072625 | 0.060378 | 0.04671 | 0.01073 | 0.0073642 | 0.02748 | 0.023516 | 0.011718 | 0.0014031 | -0.01773 | -0.020645 | -0.0083999 | 0.030556 | 0.13633 | 0.46614 | 0.44548 | 0.43389 | 0.3823 | 0.059288 | 0.011214 | 0.0014935 | 0.012247 | 0.027165 | 0.013518 | 58.6945 | 57.8253 | 57.574 | 57.0858 | 56.0482 | 54.9958 | 55.2886 | 55.0786 | 58.5439 | 62.3551 | 67.0662 | 71.7117 | 74.5209 | 76.1357 | 77.167 | 77.0109 | 75.0617 | 71.8737 | 68.6421 | 66.0615 | 64.1904 | 63.3475 | 62.4767 | 61.8945 | 0.19925 | 0.17828 | 0.15276 | 0.096458 | 0.10626 | 0.14533 | 0.14609 | 0.17303 | 0.17099 | 0.16368 | 0.1586 | 0.1643 | 0.17236 | 0.18288 | 0.18651 | 0.18732 | 0.19049 | 0.1826 | 0.17553 | 0.13686 | 0.11983 | 0.11476 | 0.093869 | 0.09211
Portfolio Adjusted1-in-2AllOrange County2019December Monthly Peak | Portfolio Adjusted | 1-in-2 | All | Orange County | 2019 | December Monthly Peak | 12 | 6.9888 | 6.7877 | 6.6594 | 6.7357 | 7.2311 | 8.4817 | 9.8926 | 10.4594 | 11.1737 | 11.553 | 11.7548 | 11.7215 | 11.5745 | 11.4308 | 11.1349 | 10.5392 | 10.1825 | 10.2821 | 9.6996 | 9.3528 | 8.9819 | 8.4775 | 7.8933 | 7.4112 | 0.07128 | 0.059171 | 0.046077 | 0.010738 | 0.0073679 | 0.027222 | 0.023457 | 0.011505 | 0.001366 | -0.016847 | -0.019279 | -0.0077069 | 0.027602 | 0.12183 | 0.41328 | 0.39611 | 0.39252 | 0.35127 | 0.054769 | 0.010458 | 0.0014024 | 0.011615 | 0.026081 | 0.013095 | 49.5189 | 48.8399 | 48.0962 | 47.6248 | 47.1431 | 46.5149 | 46.2425 | 46.0943 | 46.859 | 50.0919 | 53.6862 | 56.6655 | 59.0004 | 60.269 | 60.8982 | 61.2141 | 60.8186 | 58.7797 | 56.0825 | 53.7882 | 51.9986 | 50.2205 | 48.7357 | 47.4983 | 0.19573 | 0.17489 | 0.1508 | 0.096386 | 0.10616 | 0.14405 | 0.14556 | 0.17049 | 0.16771 | 0.1585 | 0.15258 | 0.15685 | 0.16373 | 0.17363 | 0.17802 | 0.18033 | 0.18419 | 0.17632 | 0.16846 | 0.13151 | 0.11555 | 0.11065 | 0.091194 | 0.089821
Portfolio Adjusted1-in-2AllOrange County2019Typical Event Day | Portfolio Adjusted | 1-in-2 | All | Orange County | 2019 | Typical Event Day | 8 | 8.2462 | 7.9128 | 7.6836 | 7.6688 | 8.2045 | 9.642 | 10.9989 | 12.2772 | 13.7034 | 14.8228 | 15.8154 | 16.259 | 16.4691 | 16.5749 | 16.3997 | 15.7428 | 14.7928 | 13.4857 | 12.2607 | 11.861 | 11.5852 | 10.6857 | 9.7304 | 8.9941 | -0.018885 | -0.027365 | -0.017386 | -0.033636 | -0.039091 | -0.026711 | -0.04397 | -0.031822 | -0.027567 | -0.034221 | -0.051309 | -0.045335 | -0.00919 | 0.10755 | 0.53383 | 0.5301 | 0.50567 | 0.44785 | 0.10232 | 0.0065357 | -0.018472 | -0.013992 | -0.0045057 | -0.017318 | 73.3036 | 72.2578 | 71.3168 | 70.5243 | 69.8746 | 69.1207 | 68.7694 | 69.1997 | 71.5597 | 76.0834 | 80.9677 | 85.373 | 88.6129 | 90.6546 | 92.1037 | 92.746 | 92.7692 | 91.7752 | 90.1683 | 87.2407 | 83.4566 | 80.1523 | 77.9933 | 76.4135 | 0.21629 | 0.19226 | 0.16464 | 0.10305 | 0.11356 | 0.15531 | 0.15322 | 0.18262 | 0.18106 | 0.1731 | 0.16832 | 0.17352 | 0.18119 | 0.19126 | 0.19502 | 0.1952 | 0.19813 | 0.18735 | 0.18119 | 0.14322 | 0.12608 | 0.12201 | 0.099956 | 0.099561
Portfolio Adjusted1-in-2AllOrange County2020January Monthly Peak | Portfolio Adjusted | 1-in-2 | All | Orange County | 2020 | January Monthly Peak | 1 | 7.1936 | 6.9549 | 6.8165 | 6.898 | 7.4518 | 8.8657 | 10.614 | 11.4054 | 12.232 | 12.4987 | 12.6238 | 12.4957 | 12.2868 | 12.0755 | 11.7184 | 11.0345 | 10.4884 | 10.5768 | 10.0913 | 9.8121 | 9.4035 | 8.9288 | 8.2916 | 7.7766 | 0.074503 | 0.06127 | 0.04786 | 0.011127 | 0.0076953 | 0.02914 | 0.025675 | 0.012799 | 0.0015254 | -0.01865 | -0.021221 | -0.0084668 | 0.030343 | 0.13335 | 0.44368 | 0.42272 | 0.41401 | 0.36827 | 0.059128 | 0.011395 | 0.0015231 | 0.012613 | 0.028268 | 0.014088 | 45.9667 | 45.0084 | 44.3942 | 44.1363 | 43.6632 | 43.5133 | 43.0296 | 42.7471 | 42.912 | 44.5883 | 47.637 | 50.1804 | 51.9372 | 53.3567 | 54.2619 | 54.6454 | 54.415 | 53.0157 | 51.3443 | 49.9168 | 48.9235 | 48.0319 | 47.2948 | 46.5334 | 0.20428 | 0.18093 | 0.15641 | 0.099598 | 0.1104 | 0.15301 | 0.15615 | 0.18527 | 0.18174 | 0.16986 | 0.16226 | 0.16634 | 0.17327 | 0.18279 | 0.18654 | 0.18777 | 0.1912 | 0.18319 | 0.1768 | 0.13911 | 0.12203 | 0.11766 | 0.096936 | 0.095403
Portfolio Adjusted1-in-2AllOrange County2020February Monthly Peak | Portfolio Adjusted | 1-in-2 | All | Orange County | 2020 | February Monthly Peak | 2 | 7.1409 | 6.9035 | 6.7663 | 6.8505 | 7.3821 | 8.7453 | 10.4027 | 11.2193 | 12.0556 | 12.3697 | 12.5674 | 12.5068 | 12.3741 | 12.2137 | 11.8888 | 11.2065 | 10.5865 | 10.5033 | 10.2161 | 9.8934 | 9.4673 | 8.9196 | 8.2615 | 7.7268 | 0.073746 | 0.060719 | 0.047421 | 0.011034 | 0.0076278 | 0.028834 | 0.025348 | 0.012616 | 0.0015023 | -0.018406 | -0.020992 | -0.0083977 | 0.030149 | 0.13276 | 0.44562 | 0.42499 | 0.41488 | 0.36617 | 0.058781 | 0.011306 | 0.0015108 | 0.01251 | 0.028024 | 0.013971 | 48.1962 | 47.9967 | 47.6197 | 47.2804 | 46.623 | 46.2082 | 46.1148 | 46.1373 | 46.6696 | 48.2541 | 50.1737 | 51.951 | 52.7406 | 53.0606 | 53.2258 | 52.7784 | 52.5381 | 51.9479 | 50.7682 | 49.3792 | 48.0903 | 47.7242 | 46.8458 | 45.7129 | 0.20219 | 0.17928 | 0.15495 | 0.098704 | 0.10937 | 0.15138 | 0.15422 | 0.18276 | 0.1792 | 0.16773 | 0.16044 | 0.1647 | 0.17169 | 0.18125 | 0.18496 | 0.18614 | 0.18951 | 0.18162 | 0.17525 | 0.1378 | 0.12087 | 0.11658 | 0.096015 | 0.09454
Portfolio Adjusted1-in-2AllOrange County2020March Monthly Peak | Portfolio Adjusted | 1-in-2 | All | Orange County | 2020 | March Monthly Peak | 3 | 7.3593 | 7.0645 | 6.9061 | 6.9452 | 7.4323 | 8.8106 | 10.3627 | 11.2562 | 12.0818 | 12.4698 | 12.7484 | 12.705 | 12.6262 | 12.5804 | 12.2872 | 11.6874 | 10.996 | 10.3809 | 9.9434 | 10.1611 | 9.8224 | 9.254 | 8.499 | 7.9022 | 0.077076 | 0.063135 | 0.04918 | 0.011365 | 0.0077544 | 0.029328 | 0.025284 | 0.012699 | 0.0015184 | -0.018753 | -0.02153 | -0.0086207 | 0.031144 | 0.13876 | 0.4637 | 0.44544 | 0.4334 | 0.3669 | 0.059496 | 0.011735 | 0.0015858 | 0.013142 | 0.029172 | 0.014451 | 48.2267 | 47.122 | 46.147 | 45.6237 | 45.3658 | 44.8705 | 44.4711 | 44.5565 | 46.5285 | 48.8703 | 51.228 | 53.1207 | 54.2587 | 55.1445 | 55.5919 | 55.9495 | 55.753 | 55.187 | 53.7983 | 51.8492 | 50.5147 | 49.3184 | 48.3245 | 47.4586 | 0.21077 | 0.18594 | 0.16022 | 0.10109 | 0.11086 | 0.15361 | 0.15404 | 0.18376 | 0.18064 | 0.16981 | 0.16286 | 0.16718 | 0.1747 | 0.18515 | 0.18866 | 0.18967 | 0.19281 | 0.18299 | 0.17651 | 0.14083 | 0.12432 | 0.12061 | 0.098771 | 0.097062
Portfolio Adjusted1-in-2AllOrange County2020April Monthly Peak | Portfolio Adjusted | 1-in-2 | All | Orange County | 2020 | April Monthly Peak | 4 | 7.0448 | 6.776 | 6.6123 | 6.6468 | 7.0847 | 8.3472 | 9.5472 | 10.4461 | 11.4281 | 12.1304 | 12.7412 | 13.0832 | 13.3203 | 13.5319 | 13.3741 | 12.8037 | 12.0081 | 11.0554 | 10.1718 | 10.1876 | 9.8889 | 9.1849 | 8.3556 | 7.7114 | 0.072075 | 0.059458 | 0.046227 | 0.010714 | 0.0072832 | 0.027348 | 0.023268 | 0.011691 | 0.0014059 | -0.017741 | -0.020819 | -0.0084946 | 0.031079 | 0.14008 | 0.48576 | 0.46888 | 0.4539 | 0.37835 | 0.058649 | 0.011396 | 0.0015291 | 0.012566 | 0.027759 | 0.013758 | 62.7934 | 61.7721 | 60.3989 | 59.3554 | 58.3889 | 57.6449 | 57.3537 | 57.0466 | 59.4609 | 63.629 | 68.1997 | 72.5755 | 75.9502 | 78.5387 | 80.2049 | 80.9749 | 81.1641 | 80.1385 | 78.2048 | 75.3565 | 71.3334 | 68.3086 | 65.9927 | 63.7151 | 0.19777 | 0.17568 | 0.15125 | 0.096228 | 0.10522 | 0.14461 | 0.14478 | 0.17247 | 0.17089 | 0.16337 | 0.15893 | 0.16485 | 0.17338 | 0.18467 | 0.18848 | 0.18937 | 0.19212 | 0.1817 | 0.17411 | 0.13774 | 0.12111 | 0.11652 | 0.095075 | 0.093207
Portfolio Adjusted1-in-2AllOrange County2020May Monthly Peak | Portfolio Adjusted | 1-in-2 | All | Orange County | 2020 | May Monthly Peak | 5 | 7.2486 | 6.9775 | 6.7813 | 6.8101 | 7.3076 | 8.5581 | 9.632 | 10.7992 | 11.9386 | 12.777 | 13.4248 | 13.7795 | 13.9591 | 14.0858 | 13.8917 | 13.2606 | 12.4638 | 11.4779 | 10.5447 | 10.2866 | 10.2359 | 9.4828 | 8.6291 | 7.9793 | 0.074698 | 0.061684 | 0.047691 | 0.011058 | 0.0075787 | 0.028333 | 0.023996 | 0.012147 | 0.0014698 | -0.018654 | -0.021826 | -0.0089074 | 0.032436 | 0.14506 | 0.50379 | 0.48444 | 0.46972 | 0.39181 | 0.060795 | 0.011658 | 0.0015872 | 0.013043 | 0.028859 | 0.014372 | 62.8669 | 62.1588 | 61.2902 | 60.3231 | 59.4416 | 58.9535 | 58.7866 | 59.2056 | 60.9017 | 64.8692 | 69.4652 | 73.7526 | 77.8601 | 80.8454 | 82.2947 | 83.1448 | 83.1231 | 81.3584 | 78.9712 | 75.9198 | 71.8065 | 68.2244 | 66.2593 | 64.7235 | 0.20451 | 0.18181 | 0.15562 | 0.098668 | 0.10859 | 0.14894 | 0.14794 | 0.17731 | 0.17602 | 0.16846 | 0.16323 | 0.16922 | 0.17734 | 0.18789 | 0.19149 | 0.19163 | 0.19442 | 0.18421 | 0.17736 | 0.13957 | 0.12375 | 0.11954 | 0.097676 | 0.096386
Portfolio Adjusted1-in-2AllOrange County2020June Monthly Peak | Portfolio Adjusted | 1-in-2 | All | Orange County | 2020 | June Monthly Peak | 6 | 7.7789 | 7.4854 | 7.2519 | 7.2813 | 7.7777 | 8.9957 | 10.0954 | 11.3281 | 12.542 | 13.5041 | 14.3411 | 14.8004 | 15.0269 | 15.1675 | 15.0449 | 14.511 | 13.6802 | 12.5911 | 11.5407 | 11.0125 | 10.8734 | 10.1427 | 9.1995 | 8.503 | 0.029944 | 0.019021 | 0.01653 | -0.010724 | -0.015113 | 0.0016396 | -0.0088492 | -0.0090833 | -0.012339 | -0.02553 | -0.035196 | -0.02602 | 0.011837 | 0.12334 | 0.51078 | 0.50418 | 0.48778 | 0.42199 | 0.081777 | 0.0091493 | -0.0082217 | -0.00020773 | 0.012589 | -0.001065 | 68.2004 | 67.2504 | 66.2431 | 65.1286 | 64.35 | 63.5115 | 62.7972 | 63.5783 | 66.5424 | 71.4868 | 76.5642 | 81.0458 | 84.1022 | 85.8595 | 87.4404 | 88.2015 | 88.7247 | 87.9059 | 86.5414 | 83.5822 | 79.4772 | 75.2947 | 72.9048 | 71.0825 | 0.20838 | 0.18561 | 0.15849 | 0.10022 | 0.1098 | 0.14885 | 0.14679 | 0.17432 | 0.17276 | 0.16564 | 0.16126 | 0.16706 | 0.17487 | 0.18507 | 0.18928 | 0.1909 | 0.19442 | 0.18429 | 0.17802 | 0.13942 | 0.12318 | 0.11937 | 0.09757 | 0.096678
Portfolio Adjusted1-in-2AllOrange County2020July Monthly Peak | Portfolio Adjusted | 1-in-2 | All | Orange County | 2020 | July Monthly Peak | 7 | 8.3205 | 7.9761 | 7.7329 | 7.7283 | 8.2538 | 9.6054 | 10.854 | 12.2488 | 13.6456 | 14.7834 | 15.7062 | 16.1518 | 16.3466 | 16.4737 | 16.3375 | 15.7757 | 14.9552 | 13.7619 | 12.5612 | 11.9078 | 11.6812 | 10.8342 | 9.8414 | 9.0692 | -0.03758 | -0.044981 | -0.030319 | -0.042221 | -0.047706 | -0.036976 | -0.055736 | -0.039251 | -0.032086 | -0.035855 | -0.054638 | -0.050395 | -0.016829 | 0.095766 | 0.51959 | 0.52242 | 0.50217 | 0.45488 | 0.11029 | 0.0053989 | -0.022155 | -0.019151 | -0.011015 | -0.023246 | 75.5015 | 74.5902 | 73.7732 | 72.9755 | 72.2478 | 71.5421 | 71.1801 | 72.0761 | 74.702 | 78.4571 | 82.6502 | 86.5341 | 89.2285 | 90.925 | 92.2969 | 92.8099 | 92.2463 | 91.0049 | 89.7469 | 87.9411 | 85.159 | 82.1027 | 79.735 | 78.1096 | 0.21888 | 0.19455 | 0.16654 | 0.10438 | 0.11446 | 0.15563 | 0.15233 | 0.1814 | 0.17938 | 0.17166 | 0.16654 | 0.17188 | 0.17955 | 0.18971 | 0.19375 | 0.19486 | 0.19879 | 0.18887 | 0.18356 | 0.14417 | 0.12693 | 0.12313 | 0.10065 | 0.10008
Portfolio Adjusted1-in-2AllOrange County2020August Monthly Peak | Portfolio Adjusted | 1-in-2 | All | Orange County | 2020 | August Monthly Peak | 8 | 8.3473 | 8.0058 | 7.7702 | 7.7496 | 8.2892 | 9.7546 | 11.1434 | 12.4955 | 14.0156 | 15.2026 | 16.2569 | 16.7255 | 16.942 | 17.0442 | 16.8637 | 16.1769 | 15.1866 | 13.8312 | 12.552 | 12.1238 | 11.8076 | 10.8615 | 9.8834 | 9.1248 | -0.040669 | -0.047912 | -0.032465 | -0.043524 | -0.049348 | -0.039198 | -0.059331 | -0.041846 | -0.034269 | -0.037783 | -0.058117 | -0.053836 | -0.018938 | 0.098836 | 0.53861 | 0.53743 | 0.5103 | 0.45793 | 0.11148 | 0.0052909 | -0.022994 | -0.020092 | -0.012157 | -0.02448 | 75.6384 | 74.272 | 73.1468 | 72.4672 | 71.914 | 71.1387 | 70.8499 | 70.834 | 72.8783 | 77.9575 | 83.2369 | 87.7767 | 90.9899 | 93.1679 | 94.5202 | 95.1591 | 95.2907 | 94.3328 | 92.2422 | 88.7427 | 84.321 | 81.3211 | 79.4165 | 77.7792 | 0.22018 | 0.19566 | 0.1675 | 0.10461 | 0.11529 | 0.15799 | 0.15581 | 0.18629 | 0.185 | 0.1768 | 0.17187 | 0.17711 | 0.18483 | 0.19484 | 0.19845 | 0.1982 | 0.20104 | 0.19015 | 0.18428 | 0.14577 | 0.12819 | 0.12406 | 0.10163 | 0.1013
Portfolio Adjusted1-in-2AllOrange County2020September Monthly Peak | Portfolio Adjusted | 1-in-2 | All | Orange County | 2020 | September Monthly Peak | 9 | 8.2004 | 7.8967 | 7.6471 | 7.6769 | 8.2225 | 9.7691 | 11.3965 | 12.5112 | 14.0657 | 15.238 | 16.1923 | 16.591 | 16.776 | 16.9325 | 16.7369 | 16.007 | 14.9949 | 13.6081 | 12.4725 | 12.3212 | 11.5988 | 10.6874 | 9.7391 | 8.9976 | -0.029306 | -0.037221 | -0.024532 | -0.038351 | -0.044018 | -0.033127 | -0.052653 | -0.037339 | -0.031636 | -0.036969 | -0.055814 | -0.05047 | -0.014252 | 0.10547 | 0.54299 | 0.53823 | 0.51098 | 0.45401 | 0.10889 | 0.0060788 | -0.020831 | -0.017043 | -0.0082961 | -0.020784 | 73.8739 | 72.9187 | 72.1042 | 71.5259 | 70.9867 | 70.2903 | 70.2503 | 70.3105 | 72.1162 | 76.4322 | 81.4196 | 86.1354 | 90.1309 | 92.6661 | 94.1574 | 94.8136 | 94.8153 | 93.8572 | 92.1427 | 88.6969 | 84.869 | 81.8908 | 79.9167 | 78.6825 | 0.21514 | 0.19198 | 0.1637 | 0.10321 | 0.11386 | 0.15725 | 0.15647 | 0.18612 | 0.18571 | 0.1776 | 0.17178 | 0.17677 | 0.1843 | 0.19462 | 0.19789 | 0.19709 | 0.19974 | 0.18883 | 0.18408 | 0.14643 | 0.12724 | 0.12289 | 0.10051 | 0.0999
Portfolio Adjusted1-in-2AllOrange County2020October Monthly Peak | Portfolio Adjusted | 1-in-2 | All | Orange County | 2020 | October Monthly Peak | 10 | 7.0129 | 6.7746 | 6.6089 | 6.6617 | 7.1342 | 8.4288 | 9.9692 | 10.7669 | 11.7914 | 12.5992 | 13.3364 | 13.7984 | 14.0693 | 14.2261 | 14.0668 | 13.4565 | 12.5728 | 11.634 | 10.9656 | 10.5713 | 9.9457 | 9.2086 | 8.4217 | 7.7688 | 0.040767 | 0.03059 | 0.024892 | -0.0025679 | -0.0063061 | 0.010289 | 0.0026529 | -0.0015361 | -0.0071017 | -0.021723 | -0.028616 | -0.018848 | 0.018019 | 0.12395 | 0.48391 | 0.46938 | 0.45086 | 0.3911 | 0.069874 | 0.0093585 | -0.004305 | 0.0040574 | 0.01662 | 0.0040193 | 65.8208 | 64.7666 | 63.893 | 63.0223 | 62.2634 | 61.7122 | 61.4467 | 61.5041 | 62.7322 | 66.4457 | 72.2384 | 78.1964 | 83.8261 | 86.9907 | 87.851 | 88.4951 | 88.8117 | 87.9284 | 85.2731 | 80.4288 | 76.8849 | 74.1043 | 71.8753 | 70.3351 | 0.18359 | 0.16414 | 0.14178 | 0.091485 | 0.101 | 0.13856 | 0.14163 | 0.16808 | 0.16712 | 0.15989 | 0.15578 | 0.16189 | 0.17009 | 0.18061 | 0.18473 | 0.18576 | 0.18862 | 0.17968 | 0.17176 | 0.1336 | 0.1165 | 0.11078 | 0.090785 | 0.08891
Portfolio Adjusted1-in-2AllOrange County2020November Monthly Peak | Portfolio Adjusted | 1-in-2 | All | Orange County | 2020 | November Monthly Peak | 11 | 7.0483 | 6.8448 | 6.6824 | 6.6858 | 7.1596 | 8.4466 | 9.6561 | 10.4879 | 11.4209 | 12.0908 | 12.5822 | 12.8486 | 12.9552 | 12.9945 | 12.7112 | 12.0262 | 11.3468 | 11.2263 | 10.4865 | 9.9874 | 9.5184 | 8.8698 | 8.1302 | 7.5489 | 0.072625 | 0.060378 | 0.04671 | 0.01073 | 0.0073642 | 0.02748 | 0.023516 | 0.011718 | 0.0014031 | -0.01773 | -0.020645 | -0.0083999 | 0.030556 | 0.13633 | 0.46614 | 0.44548 | 0.43389 | 0.3823 | 0.059288 | 0.011214 | 0.0014935 | 0.012247 | 0.027165 | 0.013518 | 58.6945 | 57.8253 | 57.574 | 57.0858 | 56.0482 | 54.9958 | 55.2886 | 55.0786 | 58.5439 | 62.3551 | 67.0662 | 71.7117 | 74.5209 | 76.1357 | 77.167 | 77.0109 | 75.0617 | 71.8737 | 68.6421 | 66.0615 | 64.1904 | 63.3475 | 62.4767 | 61.8945 | 0.19925 | 0.17828 | 0.15276 | 0.096458 | 0.10626 | 0.14533 | 0.14609 | 0.17303 | 0.17099 | 0.16368 | 0.1586 | 0.1643 | 0.17236 | 0.18288 | 0.18651 | 0.18732 | 0.19049 | 0.1826 | 0.17553 | 0.13686 | 0.11983 | 0.11476 | 0.093869 | 0.09211
Portfolio Adjusted1-in-2AllOrange County2020December Monthly Peak | Portfolio Adjusted | 1-in-2 | All | Orange County | 2020 | December Monthly Peak | 12 | 6.9888 | 6.7877 | 6.6594 | 6.7357 | 7.2311 | 8.4817 | 9.8926 | 10.4594 | 11.1737 | 11.553 | 11.7548 | 11.7215 | 11.5745 | 11.4308 | 11.1349 | 10.5392 | 10.1825 | 10.2821 | 9.6996 | 9.3528 | 8.9819 | 8.4775 | 7.8933 | 7.4112 | 0.07128 | 0.059171 | 0.046077 | 0.010738 | 0.0073679 | 0.027222 | 0.023457 | 0.011505 | 0.001366 | -0.016847 | -0.019279 | -0.0077069 | 0.027602 | 0.12183 | 0.41328 | 0.39611 | 0.39252 | 0.35127 | 0.054769 | 0.010458 | 0.0014024 | 0.011615 | 0.026081 | 0.013095 | 49.5189 | 48.8399 | 48.0961 | 47.6248 | 47.1431 | 46.5149 | 46.2425 | 46.0943 | 46.859 | 50.0919 | 53.6862 | 56.6655 | 59.0004 | 60.269 | 60.8982 | 61.2141 | 60.8186 | 58.7797 | 56.0825 | 53.7882 | 51.9986 | 50.2205 | 48.7357 | 47.4983 | 0.19573 | 0.17489 | 0.1508 | 0.096386 | 0.10616 | 0.14405 | 0.14556 | 0.17049 | 0.16771 | 0.1585 | 0.15258 | 0.15685 | 0.16373 | 0.17363 | 0.17802 | 0.18033 | 0.18419 | 0.17632 | 0.16846 | 0.13151 | 0.11555 | 0.11065 | 0.091194 | 0.089821
Portfolio Adjusted1-in-2AllOrange County2020Typical Event Day | Portfolio Adjusted | 1-in-2 | All | Orange County | 2020 | Typical Event Day | 8 | 8.2462 | 7.9128 | 7.6836 | 7.6688 | 8.2045 | 9.642 | 10.9989 | 12.2772 | 13.7034 | 14.8228 | 15.8154 | 16.259 | 16.4691 | 16.5749 | 16.3997 | 15.7428 | 14.7928 | 13.4857 | 12.2607 | 11.861 | 11.5852 | 10.6857 | 9.7304 | 8.9941 | -0.018885 | -0.027365 | -0.017386 | -0.033636 | -0.039091 | -0.026711 | -0.04397 | -0.031822 | -0.027567 | -0.034221 | -0.051309 | -0.045335 | -0.00919 | 0.10755 | 0.53383 | 0.5301 | 0.50567 | 0.44785 | 0.10232 | 0.0065357 | -0.018472 | -0.013992 | -0.0045057 | -0.017318 | 73.3036 | 72.2578 | 71.3168 | 70.5243 | 69.8746 | 69.1207 | 68.7694 | 69.1997 | 71.5597 | 76.0834 | 80.9677 | 85.373 | 88.6129 | 90.6546 | 92.1037 | 92.746 | 92.7692 | 91.7752 | 90.1683 | 87.2407 | 83.4565 | 80.1523 | 77.9933 | 76.4135 | 0.21629 | 0.19226 | 0.16464 | 0.10305 | 0.11356 | 0.15531 | 0.15322 | 0.18262 | 0.18106 | 0.1731 | 0.16832 | 0.17352 | 0.18119 | 0.19126 | 0.19502 | 0.1952 | 0.19813 | 0.18735 | 0.18119 | 0.14322 | 0.12608 | 0.12201 | 0.099956 | 0.099561
Portfolio Adjusted1-in-2AllOrange County2021January Monthly Peak | Portfolio Adjusted | 1-in-2 | All | Orange County | 2021 | January Monthly Peak | 1 | 7.1936 | 6.9549 | 6.8165 | 6.898 | 7.4518 | 8.8657 | 10.614 | 11.4054 | 12.232 | 12.4987 | 12.6238 | 12.4957 | 12.2868 | 12.0755 | 11.7184 | 11.0345 | 10.4884 | 10.5768 | 10.0913 | 9.8121 | 9.4035 | 8.9288 | 8.2916 | 7.7766 | 0.074503 | 0.06127 | 0.04786 | 0.011127 | 0.0076953 | 0.02914 | 0.025675 | 0.012799 | 0.0015254 | -0.01865 | -0.021221 | -0.0084668 | 0.030343 | 0.13335 | 0.44368 | 0.42272 | 0.41401 | 0.36827 | 0.059128 | 0.011395 | 0.0015231 | 0.012613 | 0.028268 | 0.014088 | 45.9667 | 45.0084 | 44.3942 | 44.1363 | 43.6632 | 43.5133 | 43.0296 | 42.7471 | 42.912 | 44.5883 | 47.637 | 50.1804 | 51.9372 | 53.3567 | 54.2618 | 54.6454 | 54.415 | 53.0157 | 51.3443 | 49.9168 | 48.9235 | 48.0319 | 47.2948 | 46.5334 | 0.20428 | 0.18093 | 0.15641 | 0.099598 | 0.1104 | 0.15301 | 0.15615 | 0.18527 | 0.18174 | 0.16986 | 0.16226 | 0.16634 | 0.17327 | 0.18279 | 0.18654 | 0.18777 | 0.1912 | 0.18319 | 0.1768 | 0.13911 | 0.12203 | 0.11766 | 0.096936 | 0.095403
Portfolio Adjusted1-in-2AllOrange County2021February Monthly Peak | Portfolio Adjusted | 1-in-2 | All | Orange County | 2021 | February Monthly Peak | 2 | 7.1409 | 6.9035 | 6.7663 | 6.8505 | 7.3821 | 8.7453 | 10.4027 | 11.2193 | 12.0556 | 12.3697 | 12.5674 | 12.5068 | 12.3741 | 12.2137 | 11.8888 | 11.2065 | 10.5865 | 10.5033 | 10.2161 | 9.8934 | 9.4673 | 8.9196 | 8.2615 | 7.7268 | 0.073746 | 0.060719 | 0.047421 | 0.011034 | 0.0076278 | 0.028834 | 0.025348 | 0.012616 | 0.0015023 | -0.018406 | -0.020992 | -0.0083977 | 0.030149 | 0.13276 | 0.44562 | 0.42499 | 0.41488 | 0.36617 | 0.058781 | 0.011306 | 0.0015108 | 0.01251 | 0.028024 | 0.013971 | 48.1962 | 47.9967 | 47.6197 | 47.2804 | 46.623 | 46.2082 | 46.1148 | 46.1373 | 46.6696 | 48.2541 | 50.1737 | 51.951 | 52.7406 | 53.0606 | 53.2258 | 52.7784 | 52.5381 | 51.9479 | 50.7682 | 49.3792 | 48.0903 | 47.7242 | 46.8458 | 45.7129 | 0.20219 | 0.17928 | 0.15495 | 0.098704 | 0.10937 | 0.15138 | 0.15422 | 0.18276 | 0.1792 | 0.16773 | 0.16044 | 0.1647 | 0.17169 | 0.18125 | 0.18496 | 0.18614 | 0.18951 | 0.18162 | 0.17525 | 0.1378 | 0.12087 | 0.11658 | 0.096015 | 0.09454
Portfolio Adjusted1-in-2AllOrange County2021March Monthly Peak | Portfolio Adjusted | 1-in-2 | All | Orange County | 2021 | March Monthly Peak | 3 | 7.3593 | 7.0645 | 6.9061 | 6.9452 | 7.4323 | 8.8106 | 10.3627 | 11.2562 | 12.0818 | 12.4698 | 12.7484 | 12.705 | 12.6262 | 12.5804 | 12.2872 | 11.6874 | 10.996 | 10.3809 | 9.9434 | 10.1611 | 9.8224 | 9.254 | 8.499 | 7.9022 | 0.077076 | 0.063135 | 0.04918 | 0.011365 | 0.0077544 | 0.029328 | 0.025284 | 0.012699 | 0.0015184 | -0.018753 | -0.02153 | -0.0086207 | 0.031144 | 0.13876 | 0.4637 | 0.44544 | 0.4334 | 0.3669 | 0.059496 | 0.011735 | 0.0015858 | 0.013142 | 0.029172 | 0.014451 | 48.2267 | 47.122 | 46.147 | 45.6237 | 45.3658 | 44.8705 | 44.4711 | 44.5565 | 46.5285 | 48.8703 | 51.228 | 53.1206 | 54.2587 | 55.1445 | 55.5919 | 55.9495 | 55.753 | 55.187 | 53.7983 | 51.8492 | 50.5147 | 49.3184 | 48.3245 | 47.4586 | 0.21077 | 0.18594 | 0.16022 | 0.10109 | 0.11086 | 0.15361 | 0.15404 | 0.18376 | 0.18064 | 0.16981 | 0.16286 | 0.16718 | 0.1747 | 0.18515 | 0.18866 | 0.18967 | 0.19281 | 0.18299 | 0.17651 | 0.14083 | 0.12432 | 0.12061 | 0.098771 | 0.097062
Portfolio Adjusted1-in-2AllOrange County2021April Monthly Peak | Portfolio Adjusted | 1-in-2 | All | Orange County | 2021 | April Monthly Peak | 4 | 7.0448 | 6.776 | 6.6123 | 6.6468 | 7.0847 | 8.3472 | 9.5472 | 10.4461 | 11.4281 | 12.1304 | 12.7412 | 13.0832 | 13.3203 | 13.5319 | 13.3741 | 12.8037 | 12.0081 | 11.0554 | 10.1718 | 10.1876 | 9.8889 | 9.1849 | 8.3556 | 7.7114 | 0.072075 | 0.059458 | 0.046227 | 0.010714 | 0.0072832 | 0.027348 | 0.023268 | 0.011691 | 0.0014059 | -0.017741 | -0.020819 | -0.0084946 | 0.031079 | 0.14008 | 0.48576 | 0.46888 | 0.4539 | 0.37835 | 0.058649 | 0.011396 | 0.0015291 | 0.012566 | 0.027759 | 0.013758 | 62.7934 | 61.7721 | 60.3989 | 59.3554 | 58.3889 | 57.6449 | 57.3537 | 57.0466 | 59.4609 | 63.629 | 68.1997 | 72.5755 | 75.9502 | 78.5387 | 80.2049 | 80.9749 | 81.1641 | 80.1385 | 78.2048 | 75.3565 | 71.3334 | 68.3086 | 65.9927 | 63.7151 | 0.19777 | 0.17568 | 0.15125 | 0.096228 | 0.10522 | 0.14461 | 0.14478 | 0.17247 | 0.17089 | 0.16337 | 0.15893 | 0.16485 | 0.17338 | 0.18467 | 0.18848 | 0.18937 | 0.19212 | 0.1817 | 0.17411 | 0.13774 | 0.12111 | 0.11652 | 0.095075 | 0.093207
Portfolio Adjusted1-in-2AllOrange County2021May Monthly Peak | Portfolio Adjusted | 1-in-2 | All | Orange County | 2021 | May Monthly Peak | 5 | 7.2486 | 6.9775 | 6.7813 | 6.8101 | 7.3076 | 8.5581 | 9.632 | 10.7992 | 11.9386 | 12.777 | 13.4248 | 13.7795 | 13.9591 | 14.0858 | 13.8917 | 13.2606 | 12.4638 | 11.4779 | 10.5447 | 10.2866 | 10.2359 | 9.4828 | 8.6291 | 7.9793 | 0.074698 | 0.061684 | 0.047691 | 0.011058 | 0.0075787 | 0.028333 | 0.023996 | 0.012147 | 0.0014698 | -0.018654 | -0.021826 | -0.0089074 | 0.032436 | 0.14506 | 0.50379 | 0.48444 | 0.46972 | 0.39181 | 0.060795 | 0.011658 | 0.0015872 | 0.013043 | 0.028859 | 0.014372 | 62.8669 | 62.1588 | 61.2902 | 60.3231 | 59.4415 | 58.9535 | 58.7866 | 59.2056 | 60.9017 | 64.8692 | 69.4652 | 73.7526 | 77.8601 | 80.8454 | 82.2947 | 83.1448 | 83.1231 | 81.3584 | 78.9712 | 75.9198 | 71.8065 | 68.2244 | 66.2593 | 64.7235 | 0.20451 | 0.18181 | 0.15562 | 0.098668 | 0.10859 | 0.14894 | 0.14794 | 0.17731 | 0.17602 | 0.16846 | 0.16323 | 0.16922 | 0.17734 | 0.18789 | 0.19149 | 0.19163 | 0.19442 | 0.18421 | 0.17736 | 0.13957 | 0.12375 | 0.11954 | 0.097676 | 0.096386
Portfolio Adjusted1-in-2AllOrange County2021June Monthly Peak | Portfolio Adjusted | 1-in-2 | All | Orange County | 2021 | June Monthly Peak | 6 | 7.7789 | 7.4854 | 7.2519 | 7.2813 | 7.7777 | 8.9957 | 10.0954 | 11.3281 | 12.542 | 13.5041 | 14.3411 | 14.8004 | 15.0269 | 15.1675 | 15.0449 | 14.511 | 13.6802 | 12.5911 | 11.5407 | 11.0125 | 10.8734 | 10.1427 | 9.1995 | 8.503 | 0.029944 | 0.019021 | 0.01653 | -0.010724 | -0.015113 | 0.0016396 | -0.0088492 | -0.0090833 | -0.012339 | -0.02553 | -0.035196 | -0.02602 | 0.011837 | 0.12334 | 0.51078 | 0.50418 | 0.48778 | 0.42199 | 0.081777 | 0.0091493 | -0.0082217 | -0.00020773 | 0.012589 | -0.001065 | 68.2004 | 67.2504 | 66.2431 | 65.1286 | 64.35 | 63.5115 | 62.7972 | 63.5783 | 66.5424 | 71.4868 | 76.5642 | 81.0458 | 84.1022 | 85.8595 | 87.4404 | 88.2015 | 88.7247 | 87.9059 | 86.5414 | 83.5822 | 79.4772 | 75.2947 | 72.9048 | 71.0825 | 0.20838 | 0.18561 | 0.15849 | 0.10022 | 0.1098 | 0.14885 | 0.14679 | 0.17432 | 0.17276 | 0.16564 | 0.16126 | 0.16706 | 0.17487 | 0.18507 | 0.18928 | 0.1909 | 0.19442 | 0.18429 | 0.17802 | 0.13942 | 0.12318 | 0.11937 | 0.09757 | 0.096678
Portfolio Adjusted1-in-2AllOrange County2021July Monthly Peak | Portfolio Adjusted | 1-in-2 | All | Orange County | 2021 | July Monthly Peak | 7 | 8.3205 | 7.9761 | 7.7329 | 7.7283 | 8.2538 | 9.6054 | 10.854 | 12.2488 | 13.6456 | 14.7834 | 15.7062 | 16.1518 | 16.3466 | 16.4737 | 16.3375 | 15.7757 | 14.9552 | 13.7619 | 12.5612 | 11.9078 | 11.6812 | 10.8342 | 9.8414 | 9.0692 | -0.03758 | -0.044981 | -0.030319 | -0.042221 | -0.047706 | -0.036976 | -0.055736 | -0.039251 | -0.032086 | -0.035855 | -0.054638 | -0.050395 | -0.016829 | 0.095766 | 0.51959 | 0.52242 | 0.50217 | 0.45488 | 0.11029 | 0.0053989 | -0.022155 | -0.019151 | -0.011015 | -0.023246 | 75.5015 | 74.5902 | 73.7732 | 72.9755 | 72.2478 | 71.5421 | 71.1801 | 72.0761 | 74.702 | 78.4571 | 82.6502 | 86.5341 | 89.2285 | 90.925 | 92.2969 | 92.8099 | 92.2463 | 91.0049 | 89.7469 | 87.9411 | 85.159 | 82.1027 | 79.735 | 78.1096 | 0.21888 | 0.19455 | 0.16654 | 0.10438 | 0.11446 | 0.15563 | 0.15233 | 0.1814 | 0.17938 | 0.17166 | 0.16654 | 0.17188 | 0.17955 | 0.18971 | 0.19375 | 0.19486 | 0.19879 | 0.18887 | 0.18356 | 0.14417 | 0.12693 | 0.12313 | 0.10065 | 0.10008
Portfolio Adjusted1-in-2AllOrange County2021August Monthly Peak | Portfolio Adjusted | 1-in-2 | All | Orange County | 2021 | August Monthly Peak | 8 | 8.3473 | 8.0058 | 7.7702 | 7.7496 | 8.2892 | 9.7546 | 11.1434 | 12.4955 | 14.0156 | 15.2026 | 16.2569 | 16.7255 | 16.942 | 17.0442 | 16.8637 | 16.1769 | 15.1866 | 13.8312 | 12.552 | 12.1238 | 11.8076 | 10.8615 | 9.8834 | 9.1248 | -0.040669 | -0.047912 | -0.032465 | -0.043524 | -0.049348 | -0.039198 | -0.059331 | -0.041846 | -0.034269 | -0.037783 | -0.058117 | -0.053836 | -0.018938 | 0.098836 | 0.53861 | 0.53743 | 0.5103 | 0.45793 | 0.11148 | 0.0052909 | -0.022994 | -0.020092 | -0.012157 | -0.02448 | 75.6384 | 74.272 | 73.1468 | 72.4672 | 71.914 | 71.1387 | 70.8499 | 70.834 | 72.8783 | 77.9575 | 83.2369 | 87.7767 | 90.9899 | 93.1679 | 94.5202 | 95.1591 | 95.2907 | 94.3328 | 92.2422 | 88.7427 | 84.321 | 81.3211 | 79.4165 | 77.7792 | 0.22018 | 0.19566 | 0.1675 | 0.10461 | 0.11529 | 0.15799 | 0.15581 | 0.18629 | 0.185 | 0.1768 | 0.17187 | 0.17711 | 0.18483 | 0.19484 | 0.19845 | 0.1982 | 0.20104 | 0.19015 | 0.18428 | 0.14577 | 0.12819 | 0.12406 | 0.10163 | 0.1013
Portfolio Adjusted1-in-2AllOrange County2021September Monthly Peak | Portfolio Adjusted | 1-in-2 | All | Orange County | 2021 | September Monthly Peak | 9 | 8.2004 | 7.8967 | 7.6471 | 7.6769 | 8.2225 | 9.7691 | 11.3965 | 12.5112 | 14.0657 | 15.238 | 16.1923 | 16.591 | 16.776 | 16.9325 | 16.7369 | 16.007 | 14.9949 | 13.6081 | 12.4725 | 12.3212 | 11.5988 | 10.6874 | 9.7391 | 8.9976 | -0.029306 | -0.037221 | -0.024532 | -0.038351 | -0.044018 | -0.033127 | -0.052653 | -0.037339 | -0.031636 | -0.036969 | -0.055814 | -0.05047 | -0.014252 | 0.10547 | 0.54299 | 0.53823 | 0.51098 | 0.45401 | 0.10889 | 0.0060788 | -0.020831 | -0.017043 | -0.0082961 | -0.020784 | 73.8738 | 72.9187 | 72.1042 | 71.5259 | 70.9867 | 70.2903 | 70.2503 | 70.3105 | 72.1162 | 76.4322 | 81.4196 | 86.1354 | 90.1309 | 92.6661 | 94.1574 | 94.8136 | 94.8153 | 93.8572 | 92.1427 | 88.6969 | 84.869 | 81.8908 | 79.9167 | 78.6825 | 0.21514 | 0.19198 | 0.1637 | 0.10321 | 0.11386 | 0.15725 | 0.15647 | 0.18612 | 0.18571 | 0.1776 | 0.17178 | 0.17677 | 0.1843 | 0.19462 | 0.19789 | 0.19709 | 0.19974 | 0.18883 | 0.18408 | 0.14643 | 0.12724 | 0.12289 | 0.10051 | 0.0999
Portfolio Adjusted1-in-2AllOrange County2021October Monthly Peak | Portfolio Adjusted | 1-in-2 | All | Orange County | 2021 | October Monthly Peak | 10 | 7.0129 | 6.7746 | 6.6089 | 6.6617 | 7.1342 | 8.4288 | 9.9692 | 10.7669 | 11.7914 | 12.5992 | 13.3364 | 13.7984 | 14.0693 | 14.2261 | 14.0668 | 13.4565 | 12.5728 | 11.634 | 10.9656 | 10.5713 | 9.9457 | 9.2086 | 8.4217 | 7.7688 | 0.040767 | 0.03059 | 0.024892 | -0.0025679 | -0.0063061 | 0.010289 | 0.0026529 | -0.0015361 | -0.0071017 | -0.021723 | -0.028616 | -0.018848 | 0.018019 | 0.12395 | 0.48391 | 0.46938 | 0.45086 | 0.3911 | 0.069874 | 0.0093585 | -0.004305 | 0.0040574 | 0.01662 | 0.0040193 | 65.8208 | 64.7666 | 63.893 | 63.0223 | 62.2634 | 61.7122 | 61.4467 | 61.5041 | 62.7322 | 66.4457 | 72.2384 | 78.1964 | 83.8261 | 86.9907 | 87.851 | 88.4951 | 88.8117 | 87.9284 | 85.2731 | 80.4288 | 76.8849 | 74.1043 | 71.8753 | 70.3351 | 0.18359 | 0.16414 | 0.14178 | 0.091485 | 0.101 | 0.13856 | 0.14163 | 0.16808 | 0.16712 | 0.15989 | 0.15578 | 0.16189 | 0.17009 | 0.18061 | 0.18473 | 0.18576 | 0.18862 | 0.17968 | 0.17176 | 0.1336 | 0.1165 | 0.11078 | 0.090785 | 0.08891
Portfolio Adjusted1-in-2AllOrange County2021November Monthly Peak | Portfolio Adjusted | 1-in-2 | All | Orange County | 2021 | November Monthly Peak | 11 | 7.0483 | 6.8448 | 6.6824 | 6.6858 | 7.1596 | 8.4466 | 9.6561 | 10.4879 | 11.4209 | 12.0908 | 12.5822 | 12.8486 | 12.9552 | 12.9945 | 12.7112 | 12.0262 | 11.3468 | 11.2263 | 10.4865 | 9.9874 | 9.5184 | 8.8698 | 8.1302 | 7.5489 | 0.072625 | 0.060378 | 0.04671 | 0.01073 | 0.0073642 | 0.02748 | 0.023516 | 0.011718 | 0.0014031 | -0.01773 | -0.020645 | -0.0083999 | 0.030556 | 0.13633 | 0.46614 | 0.44548 | 0.43389 | 0.3823 | 0.059288 | 0.011214 | 0.0014935 | 0.012247 | 0.027165 | 0.013518 | 58.6945 | 57.8253 | 57.574 | 57.0858 | 56.0482 | 54.9958 | 55.2886 | 55.0786 | 58.5439 | 62.3551 | 67.0662 | 71.7117 | 74.5209 | 76.1357 | 77.167 | 77.0109 | 75.0617 | 71.8737 | 68.6421 | 66.0615 | 64.1904 | 63.3475 | 62.4767 | 61.8945 | 0.19925 | 0.17828 | 0.15276 | 0.096458 | 0.10626 | 0.14533 | 0.14609 | 0.17303 | 0.17099 | 0.16368 | 0.1586 | 0.1643 | 0.17236 | 0.18288 | 0.18651 | 0.18732 | 0.19049 | 0.1826 | 0.17553 | 0.13686 | 0.11983 | 0.11476 | 0.093869 | 0.09211
Portfolio Adjusted1-in-2AllOrange County2021December Monthly Peak | Portfolio Adjusted | 1-in-2 | All | Orange County | 2021 | December Monthly Peak | 12 | 6.9888 | 6.7877 | 6.6594 | 6.7357 | 7.2311 | 8.4817 | 9.8926 | 10.4594 | 11.1737 | 11.553 | 11.7548 | 11.7215 | 11.5745 | 11.4308 | 11.1349 | 10.5392 | 10.1825 | 10.2821 | 9.6996 | 9.3528 | 8.9819 | 8.4775 | 7.8933 | 7.4112 | 0.07128 | 0.059171 | 0.046077 | 0.010738 | 0.0073679 | 0.027222 | 0.023457 | 0.011505 | 0.001366 | -0.016847 | -0.019279 | -0.0077069 | 0.027602 | 0.12183 | 0.41328 | 0.39611 | 0.39252 | 0.35127 | 0.054769 | 0.010458 | 0.0014024 | 0.011615 | 0.026081 | 0.013095 | 49.5189 | 48.8399 | 48.0961 | 47.6248 | 47.1431 | 46.5149 | 46.2425 | 46.0943 | 46.859 | 50.0919 | 53.6862 | 56.6655 | 59.0004 | 60.269 | 60.8982 | 61.2141 | 60.8186 | 58.7797 | 56.0825 | 53.7882 | 51.9986 | 50.2205 | 48.7357 | 47.4983 | 0.19573 | 0.17489 | 0.1508 | 0.096386 | 0.10616 | 0.14405 | 0.14556 | 0.17049 | 0.16771 | 0.1585 | 0.15258 | 0.15685 | 0.16373 | 0.17363 | 0.17802 | 0.18033 | 0.18419 | 0.17632 | 0.16846 | 0.13151 | 0.11555 | 0.11065 | 0.091194 | 0.089821
Portfolio Adjusted1-in-2AllOrange County2021Typical Event Day | Portfolio Adjusted | 1-in-2 | All | Orange County | 2021 | Typical Event Day | 8 | 8.2462 | 7.9128 | 7.6836 | 7.6688 | 8.2045 | 9.642 | 10.9989 | 12.2772 | 13.7034 | 14.8228 | 15.8154 | 16.259 | 16.4691 | 16.5749 | 16.3997 | 15.7428 | 14.7928 | 13.4857 | 12.2607 | 11.861 | 11.5852 | 10.6857 | 9.7304 | 8.9941 | -0.018885 | -0.027365 | -0.017386 | -0.033636 | -0.039091 | -0.026711 | -0.04397 | -0.031822 | -0.027567 | -0.034221 | -0.051309 | -0.045335 | -0.00919 | 0.10755 | 0.53383 | 0.5301 | 0.50567 | 0.44785 | 0.10232 | 0.0065357 | -0.018472 | -0.013992 | -0.0045057 | -0.017318 | 73.3036 | 72.2578 | 71.3168 | 70.5243 | 69.8746 | 69.1207 | 68.7694 | 69.1997 | 71.5597 | 76.0834 | 80.9677 | 85.373 | 88.6129 | 90.6546 | 92.1037 | 92.746 | 92.7692 | 91.7752 | 90.1683 | 87.2407 | 83.4566 | 80.1523 | 77.9933 | 76.4135 | 0.21629 | 0.19226 | 0.16464 | 0.10305 | 0.11356 | 0.15531 | 0.15322 | 0.18262 | 0.18106 | 0.1731 | 0.16832 | 0.17352 | 0.18119 | 0.19126 | 0.19502 | 0.1952 | 0.19813 | 0.18735 | 0.18119 | 0.14322 | 0.12608 | 0.12201 | 0.099956 | 0.099561
Portfolio Adjusted1-in-2AllOrange County2022January Monthly Peak | Portfolio Adjusted | 1-in-2 | All | Orange County | 2022 | January Monthly Peak | 1 | 7.1936 | 6.9549 | 6.8165 | 6.898 | 7.4518 | 8.8657 | 10.614 | 11.4054 | 12.232 | 12.4987 | 12.6238 | 12.4957 | 12.2868 | 12.0755 | 11.7184 | 11.0345 | 10.4884 | 10.5768 | 10.0913 | 9.8121 | 9.4035 | 8.9288 | 8.2916 | 7.7766 | 0.074503 | 0.06127 | 0.04786 | 0.011127 | 0.0076953 | 0.02914 | 0.025675 | 0.012799 | 0.0015254 | -0.01865 | -0.021221 | -0.0084668 | 0.030343 | 0.13335 | 0.44368 | 0.42272 | 0.41401 | 0.36827 | 0.059128 | 0.011395 | 0.0015231 | 0.012613 | 0.028268 | 0.014088 | 45.9667 | 45.0084 | 44.3942 | 44.1363 | 43.6632 | 43.5133 | 43.0296 | 42.7471 | 42.912 | 44.5883 | 47.637 | 50.1804 | 51.9372 | 53.3567 | 54.2619 | 54.6454 | 54.415 | 53.0157 | 51.3443 | 49.9168 | 48.9235 | 48.0319 | 47.2948 | 46.5334 | 0.20428 | 0.18093 | 0.15641 | 0.099598 | 0.1104 | 0.15301 | 0.15615 | 0.18527 | 0.18174 | 0.16986 | 0.16226 | 0.16634 | 0.17327 | 0.18279 | 0.18654 | 0.18777 | 0.1912 | 0.18319 | 0.1768 | 0.13911 | 0.12203 | 0.11766 | 0.096936 | 0.095403
Portfolio Adjusted1-in-2AllOrange County2022February Monthly Peak | Portfolio Adjusted | 1-in-2 | All | Orange County | 2022 | February Monthly Peak | 2 | 7.1409 | 6.9035 | 6.7663 | 6.8505 | 7.3821 | 8.7453 | 10.4027 | 11.2193 | 12.0556 | 12.3697 | 12.5674 | 12.5068 | 12.3741 | 12.2137 | 11.8888 | 11.2065 | 10.5865 | 10.5033 | 10.2161 | 9.8934 | 9.4673 | 8.9196 | 8.2615 | 7.7268 | 0.073746 | 0.060719 | 0.047421 | 0.011034 | 0.0076278 | 0.028834 | 0.025348 | 0.012616 | 0.0015023 | -0.018406 | -0.020992 | -0.0083977 | 0.030149 | 0.13276 | 0.44562 | 0.42499 | 0.41488 | 0.36617 | 0.058781 | 0.011306 | 0.0015108 | 0.01251 | 0.028024 | 0.013971 | 48.1962 | 47.9967 | 47.6197 | 47.2804 | 46.623 | 46.2082 | 46.1148 | 46.1373 | 46.6696 | 48.2541 | 50.1737 | 51.951 | 52.7406 | 53.0606 | 53.2258 | 52.7784 | 52.5381 | 51.9479 | 50.7682 | 49.3792 | 48.0903 | 47.7242 | 46.8458 | 45.7129 | 0.20219 | 0.17928 | 0.15495 | 0.098704 | 0.10937 | 0.15138 | 0.15422 | 0.18276 | 0.1792 | 0.16773 | 0.16044 | 0.1647 | 0.17169 | 0.18125 | 0.18496 | 0.18614 | 0.18951 | 0.18162 | 0.17525 | 0.1378 | 0.12087 | 0.11658 | 0.096015 | 0.09454
Portfolio Adjusted1-in-2AllOrange County2022March Monthly Peak | Portfolio Adjusted | 1-in-2 | All | Orange County | 2022 | March Monthly Peak | 3 | 7.3593 | 7.0645 | 6.9061 | 6.9452 | 7.4323 | 8.8106 | 10.3627 | 11.2562 | 12.0818 | 12.4698 | 12.7484 | 12.705 | 12.6262 | 12.5804 | 12.2872 | 11.6874 | 10.996 | 10.3809 | 9.9434 | 10.1611 | 9.8224 | 9.254 | 8.499 | 7.9022 | 0.077076 | 0.063135 | 0.04918 | 0.011365 | 0.0077544 | 0.029328 | 0.025284 | 0.012699 | 0.0015184 | -0.018753 | -0.02153 | -0.0086207 | 0.031144 | 0.13876 | 0.4637 | 0.44544 | 0.4334 | 0.3669 | 0.059496 | 0.011735 | 0.0015858 | 0.013142 | 0.029172 | 0.014451 | 48.2267 | 47.122 | 46.147 | 45.6237 | 45.3658 | 44.8705 | 44.4711 | 44.5565 | 46.5285 | 48.8703 | 51.228 | 53.1206 | 54.2587 | 55.1445 | 55.5919 | 55.9495 | 55.753 | 55.187 | 53.7983 | 51.8492 | 50.5147 | 49.3184 | 48.3245 | 47.4586 | 0.21077 | 0.18594 | 0.16022 | 0.10109 | 0.11086 | 0.15361 | 0.15404 | 0.18376 | 0.18064 | 0.16981 | 0.16286 | 0.16718 | 0.1747 | 0.18515 | 0.18866 | 0.18967 | 0.19281 | 0.18299 | 0.17651 | 0.14083 | 0.12432 | 0.12061 | 0.098771 | 0.097062
Portfolio Adjusted1-in-2AllOrange County2022April Monthly Peak | Portfolio Adjusted | 1-in-2 | All | Orange County | 2022 | April Monthly Peak | 4 | 7.0448 | 6.776 | 6.6123 | 6.6468 | 7.0847 | 8.3472 | 9.5472 | 10.4461 | 11.4281 | 12.1304 | 12.7412 | 13.0832 | 13.3203 | 13.5319 | 13.3741 | 12.8037 | 12.0081 | 11.0554 | 10.1718 | 10.1876 | 9.8889 | 9.1849 | 8.3557 | 7.7114 | 0.072075 | 0.059458 | 0.046227 | 0.010714 | 0.0072832 | 0.027348 | 0.023268 | 0.011691 | 0.0014059 | -0.017741 | -0.020819 | -0.0084946 | 0.031079 | 0.14008 | 0.48576 | 0.46888 | 0.4539 | 0.37835 | 0.058649 | 0.011396 | 0.0015291 | 0.012566 | 0.027759 | 0.013758 | 62.7934 | 61.7721 | 60.3989 | 59.3554 | 58.3889 | 57.6449 | 57.3537 | 57.0466 | 59.4609 | 63.629 | 68.1997 | 72.5755 | 75.9501 | 78.5387 | 80.2049 | 80.9749 | 81.1641 | 80.1385 | 78.2048 | 75.3565 | 71.3334 | 68.3086 | 65.9927 | 63.7151 | 0.19777 | 0.17568 | 0.15125 | 0.096228 | 0.10522 | 0.14461 | 0.14478 | 0.17247 | 0.17089 | 0.16337 | 0.15893 | 0.16485 | 0.17338 | 0.18467 | 0.18848 | 0.18937 | 0.19212 | 0.1817 | 0.17411 | 0.13774 | 0.12111 | 0.11652 | 0.095075 | 0.093207
Portfolio Adjusted1-in-2AllOrange County2022May Monthly Peak | Portfolio Adjusted | 1-in-2 | All | Orange County | 2022 | May Monthly Peak | 5 | 7.2486 | 6.9775 | 6.7813 | 6.8101 | 7.3076 | 8.5581 | 9.632 | 10.7992 | 11.9386 | 12.777 | 13.4248 | 13.7795 | 13.9591 | 14.0858 | 13.8917 | 13.2606 | 12.4638 | 11.4779 | 10.5447 | 10.2866 | 10.2359 | 9.4828 | 8.6291 | 7.9793 | 0.074698 | 0.061684 | 0.047691 | 0.011058 | 0.0075787 | 0.028333 | 0.023996 | 0.012147 | 0.0014698 | -0.018654 | -0.021826 | -0.0089074 | 0.032436 | 0.14506 | 0.50379 | 0.48444 | 0.46972 | 0.39181 | 0.060795 | 0.011658 | 0.0015872 | 0.013043 | 0.028859 | 0.014372 | 62.8669 | 62.1588 | 61.2902 | 60.3231 | 59.4416 | 58.9535 | 58.7866 | 59.2056 | 60.9016 | 64.8692 | 69.4652 | 73.7526 | 77.8601 | 80.8454 | 82.2947 | 83.1448 | 83.1231 | 81.3584 | 78.9712 | 75.9198 | 71.8065 | 68.2244 | 66.2593 | 64.7235 | 0.20451 | 0.18181 | 0.15562 | 0.098668 | 0.10859 | 0.14894 | 0.14794 | 0.17731 | 0.17602 | 0.16846 | 0.16323 | 0.16922 | 0.17734 | 0.18789 | 0.19149 | 0.19163 | 0.19442 | 0.18421 | 0.17736 | 0.13957 | 0.12375 | 0.11954 | 0.097676 | 0.096386
Portfolio Adjusted1-in-2AllOrange County2022June Monthly Peak | Portfolio Adjusted | 1-in-2 | All | Orange County | 2022 | June Monthly Peak | 6 | 7.7789 | 7.4854 | 7.2519 | 7.2813 | 7.7777 | 8.9957 | 10.0954 | 11.3281 | 12.542 | 13.5041 | 14.3411 | 14.8004 | 15.0269 | 15.1675 | 15.0449 | 14.511 | 13.6802 | 12.5911 | 11.5407 | 11.0125 | 10.8734 | 10.1427 | 9.1995 | 8.5031 | 0.029944 | 0.019021 | 0.01653 | -0.010724 | -0.015113 | 0.0016396 | -0.0088492 | -0.0090833 | -0.012339 | -0.02553 | -0.035196 | -0.02602 | 0.011837 | 0.12334 | 0.51078 | 0.50418 | 0.48778 | 0.42199 | 0.081777 | 0.0091493 | -0.0082217 | -0.00020773 | 0.012589 | -0.001065 | 68.2004 | 67.2504 | 66.2431 | 65.1286 | 64.35 | 63.5115 | 62.7972 | 63.5783 | 66.5424 | 71.4868 | 76.5642 | 81.0458 | 84.1022 | 85.8595 | 87.4404 | 88.2015 | 88.7247 | 87.9059 | 86.5414 | 83.5822 | 79.4772 | 75.2947 | 72.9048 | 71.0825 | 0.20838 | 0.18561 | 0.15849 | 0.10022 | 0.1098 | 0.14885 | 0.14679 | 0.17432 | 0.17276 | 0.16564 | 0.16126 | 0.16706 | 0.17487 | 0.18507 | 0.18928 | 0.1909 | 0.19442 | 0.18429 | 0.17802 | 0.13942 | 0.12318 | 0.11937 | 0.09757 | 0.096678
Portfolio Adjusted1-in-2AllOrange County2022July Monthly Peak | Portfolio Adjusted | 1-in-2 | All | Orange County | 2022 | July Monthly Peak | 7 | 8.3205 | 7.9761 | 7.7329 | 7.7283 | 8.2538 | 9.6054 | 10.854 | 12.2488 | 13.6456 | 14.7834 | 15.7062 | 16.1518 | 16.3466 | 16.4737 | 16.3375 | 15.7757 | 14.9552 | 13.7619 | 12.5612 | 11.9078 | 11.6812 | 10.8342 | 9.8414 | 9.0692 | -0.03758 | -0.044981 | -0.030319 | -0.042221 | -0.047706 | -0.036976 | -0.055736 | -0.039251 | -0.032086 | -0.035855 | -0.054638 | -0.050395 | -0.016829 | 0.095766 | 0.51959 | 0.52242 | 0.50217 | 0.45488 | 0.11029 | 0.0053989 | -0.022155 | -0.019151 | -0.011015 | -0.023246 | 75.5015 | 74.5902 | 73.7732 | 72.9755 | 72.2478 | 71.5421 | 71.1801 | 72.0761 | 74.702 | 78.4571 | 82.6502 | 86.5341 | 89.2285 | 90.925 | 92.2969 | 92.8099 | 92.2463 | 91.0049 | 89.7469 | 87.9411 | 85.159 | 82.1027 | 79.735 | 78.1096 | 0.21888 | 0.19455 | 0.16654 | 0.10438 | 0.11446 | 0.15563 | 0.15233 | 0.1814 | 0.17938 | 0.17166 | 0.16654 | 0.17188 | 0.17955 | 0.18971 | 0.19375 | 0.19486 | 0.19879 | 0.18887 | 0.18356 | 0.14417 | 0.12693 | 0.12313 | 0.10065 | 0.10008
Portfolio Adjusted1-in-2AllOrange County2022August Monthly Peak | Portfolio Adjusted | 1-in-2 | All | Orange County | 2022 | August Monthly Peak | 8 | 8.3473 | 8.0058 | 7.7702 | 7.7496 | 8.2892 | 9.7546 | 11.1434 | 12.4955 | 14.0156 | 15.2026 | 16.2569 | 16.7255 | 16.942 | 17.0442 | 16.8637 | 16.1769 | 15.1866 | 13.8312 | 12.552 | 12.1238 | 11.8076 | 10.8615 | 9.8834 | 9.1248 | -0.040669 | -0.047912 | -0.032465 | -0.043524 | -0.049348 | -0.039198 | -0.059331 | -0.041846 | -0.034269 | -0.037783 | -0.058117 | -0.053836 | -0.018938 | 0.098836 | 0.53861 | 0.53743 | 0.5103 | 0.45793 | 0.11148 | 0.0052909 | -0.022994 | -0.020092 | -0.012157 | -0.02448 | 75.6384 | 74.272 | 73.1468 | 72.4672 | 71.914 | 71.1387 | 70.8499 | 70.834 | 72.8783 | 77.9575 | 83.2369 | 87.7767 | 90.9899 | 93.1679 | 94.5202 | 95.1591 | 95.2907 | 94.3328 | 92.2422 | 88.7427 | 84.321 | 81.3211 | 79.4165 | 77.7792 | 0.22018 | 0.19566 | 0.1675 | 0.10461 | 0.11529 | 0.15799 | 0.15581 | 0.18629 | 0.185 | 0.1768 | 0.17187 | 0.17711 | 0.18483 | 0.19484 | 0.19845 | 0.1982 | 0.20104 | 0.19015 | 0.18428 | 0.14577 | 0.12819 | 0.12406 | 0.10163 | 0.1013
Portfolio Adjusted1-in-2AllOrange County2022September Monthly Peak | Portfolio Adjusted | 1-in-2 | All | Orange County | 2022 | September Monthly Peak | 9 | 8.2004 | 7.8967 | 7.6471 | 7.6769 | 8.2225 | 9.7691 | 11.3965 | 12.5112 | 14.0657 | 15.238 | 16.1923 | 16.591 | 16.776 | 16.9325 | 16.7369 | 16.007 | 14.9949 | 13.6081 | 12.4725 | 12.3212 | 11.5988 | 10.6874 | 9.7391 | 8.9976 | -0.029306 | -0.037221 | -0.024532 | -0.038351 | -0.044018 | -0.033127 | -0.052653 | -0.037339 | -0.031636 | -0.036969 | -0.055814 | -0.05047 | -0.014252 | 0.10547 | 0.54299 | 0.53823 | 0.51098 | 0.45401 | 0.10889 | 0.0060788 | -0.020831 | -0.017043 | -0.0082961 | -0.020784 | 73.8739 | 72.9187 | 72.1042 | 71.5259 | 70.9867 | 70.2903 | 70.2503 | 70.3105 | 72.1162 | 76.4322 | 81.4196 | 86.1354 | 90.1309 | 92.6661 | 94.1574 | 94.8136 | 94.8153 | 93.8572 | 92.1427 | 88.6969 | 84.869 | 81.8908 | 79.9167 | 78.6825 | 0.21514 | 0.19198 | 0.1637 | 0.10321 | 0.11386 | 0.15725 | 0.15647 | 0.18612 | 0.18571 | 0.1776 | 0.17178 | 0.17677 | 0.1843 | 0.19462 | 0.19789 | 0.19709 | 0.19974 | 0.18883 | 0.18408 | 0.14643 | 0.12724 | 0.12289 | 0.10051 | 0.0999
Portfolio Adjusted1-in-2AllOrange County2022October Monthly Peak | Portfolio Adjusted | 1-in-2 | All | Orange County | 2022 | October Monthly Peak | 10 | 7.0129 | 6.7746 | 6.6089 | 6.6617 | 7.1342 | 8.4288 | 9.9692 | 10.7669 | 11.7914 | 12.5992 | 13.3364 | 13.7984 | 14.0693 | 14.2261 | 14.0668 | 13.4565 | 12.5728 | 11.634 | 10.9656 | 10.5713 | 9.9457 | 9.2086 | 8.4217 | 7.7688 | 0.040767 | 0.03059 | 0.024892 | -0.0025679 | -0.0063061 | 0.010289 | 0.0026529 | -0.0015361 | -0.0071017 | -0.021723 | -0.028616 | -0.018848 | 0.018019 | 0.12395 | 0.48391 | 0.46938 | 0.45086 | 0.3911 | 0.069874 | 0.0093585 | -0.004305 | 0.0040574 | 0.01662 | 0.0040193 | 65.8208 | 64.7666 | 63.893 | 63.0223 | 62.2634 | 61.7122 | 61.4467 | 61.5041 | 62.7322 | 66.4457 | 72.2384 | 78.1964 | 83.8261 | 86.9907 | 87.851 | 88.4951 | 88.8117 | 87.9284 | 85.2731 | 80.4288 | 76.8849 | 74.1043 | 71.8753 | 70.3351 | 0.18359 | 0.16414 | 0.14178 | 0.091485 | 0.101 | 0.13856 | 0.14163 | 0.16808 | 0.16712 | 0.15989 | 0.15578 | 0.16189 | 0.17009 | 0.18061 | 0.18473 | 0.18576 | 0.18862 | 0.17968 | 0.17176 | 0.1336 | 0.1165 | 0.11078 | 0.090785 | 0.08891
Portfolio Adjusted1-in-2AllOrange County2022November Monthly Peak | Portfolio Adjusted | 1-in-2 | All | Orange County | 2022 | November Monthly Peak | 11 | 7.0483 | 6.8448 | 6.6824 | 6.6858 | 7.1596 | 8.4466 | 9.6561 | 10.4879 | 11.4209 | 12.0908 | 12.5822 | 12.8486 | 12.9552 | 12.9945 | 12.7112 | 12.0262 | 11.3468 | 11.2263 | 10.4865 | 9.9874 | 9.5184 | 8.8698 | 8.1302 | 7.5489 | 0.072625 | 0.060378 | 0.04671 | 0.01073 | 0.0073642 | 0.02748 | 0.023516 | 0.011718 | 0.0014031 | -0.01773 | -0.020645 | -0.0083999 | 0.030556 | 0.13633 | 0.46614 | 0.44548 | 0.43389 | 0.3823 | 0.059288 | 0.011214 | 0.0014935 | 0.012247 | 0.027165 | 0.013518 | 58.6945 | 57.8253 | 57.574 | 57.0858 | 56.0482 | 54.9958 | 55.2886 | 55.0786 | 58.5439 | 62.3551 | 67.0662 | 71.7117 | 74.5209 | 76.1357 | 77.167 | 77.0109 | 75.0617 | 71.8737 | 68.6421 | 66.0615 | 64.1904 | 63.3475 | 62.4767 | 61.8945 | 0.19925 | 0.17828 | 0.15276 | 0.096458 | 0.10626 | 0.14533 | 0.14609 | 0.17303 | 0.17099 | 0.16368 | 0.1586 | 0.1643 | 0.17236 | 0.18288 | 0.18651 | 0.18732 | 0.19049 | 0.1826 | 0.17553 | 0.13686 | 0.11983 | 0.11476 | 0.093869 | 0.09211
Portfolio Adjusted1-in-2AllOrange County2022December Monthly Peak | Portfolio Adjusted | 1-in-2 | All | Orange County | 2022 | December Monthly Peak | 12 | 6.9888 | 6.7877 | 6.6594 | 6.7357 | 7.2311 | 8.4817 | 9.8926 | 10.4594 | 11.1737 | 11.553 | 11.7548 | 11.7215 | 11.5745 | 11.4308 | 11.1349 | 10.5392 | 10.1825 | 10.2821 | 9.6996 | 9.3528 | 8.9819 | 8.4775 | 7.8933 | 7.4112 | 0.07128 | 0.059171 | 0.046077 | 0.010738 | 0.0073679 | 0.027222 | 0.023457 | 0.011505 | 0.001366 | -0.016847 | -0.019279 | -0.0077069 | 0.027602 | 0.12183 | 0.41328 | 0.39611 | 0.39252 | 0.35127 | 0.054769 | 0.010458 | 0.0014024 | 0.011615 | 0.026081 | 0.013095 | 49.5189 | 48.8399 | 48.0962 | 47.6248 | 47.1431 | 46.5149 | 46.2425 | 46.0943 | 46.859 | 50.0919 | 53.6862 | 56.6655 | 59.0004 | 60.269 | 60.8982 | 61.2141 | 60.8186 | 58.7797 | 56.0825 | 53.7882 | 51.9986 | 50.2205 | 48.7357 | 47.4983 | 0.19573 | 0.17489 | 0.1508 | 0.096386 | 0.10616 | 0.14405 | 0.14556 | 0.17049 | 0.16771 | 0.1585 | 0.15258 | 0.15685 | 0.16373 | 0.17363 | 0.17802 | 0.18033 | 0.18419 | 0.17632 | 0.16846 | 0.13151 | 0.11555 | 0.11065 | 0.091194 | 0.089821
Portfolio Adjusted1-in-2AllOrange County2022Typical Event Day | Portfolio Adjusted | 1-in-2 | All | Orange County | 2022 | Typical Event Day | 8 | 8.2462 | 7.9128 | 7.6836 | 7.6688 | 8.2045 | 9.642 | 10.9989 | 12.2772 | 13.7034 | 14.8228 | 15.8154 | 16.259 | 16.4691 | 16.5749 | 16.3997 | 15.7428 | 14.7928 | 13.4857 | 12.2607 | 11.861 | 11.5852 | 10.6857 | 9.7304 | 8.9941 | -0.018885 | -0.027365 | -0.017386 | -0.033636 | -0.039091 | -0.026711 | -0.04397 | -0.031822 | -0.027567 | -0.034221 | -0.051309 | -0.045335 | -0.00919 | 0.10755 | 0.53383 | 0.5301 | 0.50567 | 0.44785 | 0.10232 | 0.0065357 | -0.018472 | -0.013992 | -0.0045057 | -0.017318 | 73.3036 | 72.2578 | 71.3168 | 70.5243 | 69.8746 | 69.1207 | 68.7694 | 69.1997 | 71.5597 | 76.0834 | 80.9677 | 85.373 | 88.6129 | 90.6546 | 92.1037 | 92.746 | 92.7692 | 91.7752 | 90.1683 | 87.2407 | 83.4565 | 80.1523 | 77.9933 | 76.4135 | 0.21629 | 0.19226 | 0.16464 | 0.10305 | 0.11356 | 0.15531 | 0.15322 | 0.18262 | 0.18106 | 0.1731 | 0.16832 | 0.17352 | 0.18119 | 0.19126 | 0.19502 | 0.1952 | 0.19813 | 0.18735 | 0.18119 | 0.14322 | 0.12608 | 0.12201 | 0.099956 | 0.099561
Portfolio Adjusted1-in-2AllOrange County2023January Monthly Peak | Portfolio Adjusted | 1-in-2 | All | Orange County | 2023 | January Monthly Peak | 1 | 7.1936 | 6.9549 | 6.8165 | 6.898 | 7.4518 | 8.8657 | 10.614 | 11.4054 | 12.232 | 12.4987 | 12.6238 | 12.4957 | 12.2868 | 12.0755 | 11.7184 | 11.0345 | 10.4884 | 10.5768 | 10.0913 | 9.8121 | 9.4035 | 8.9288 | 8.2916 | 7.7766 | 0.074503 | 0.06127 | 0.04786 | 0.011127 | 0.0076953 | 0.02914 | 0.025675 | 0.012799 | 0.0015254 | -0.01865 | -0.021221 | -0.0084668 | 0.030343 | 0.13335 | 0.44368 | 0.42272 | 0.41401 | 0.36827 | 0.059128 | 0.011395 | 0.0015231 | 0.012613 | 0.028268 | 0.014088 | 45.9667 | 45.0084 | 44.3942 | 44.1363 | 43.6632 | 43.5133 | 43.0296 | 42.7471 | 42.912 | 44.5883 | 47.637 | 50.1804 | 51.9372 | 53.3567 | 54.2619 | 54.6454 | 54.415 | 53.0157 | 51.3443 | 49.9168 | 48.9235 | 48.0319 | 47.2948 | 46.5334 | 0.20428 | 0.18093 | 0.15641 | 0.099598 | 0.1104 | 0.15301 | 0.15615 | 0.18527 | 0.18174 | 0.16986 | 0.16226 | 0.16634 | 0.17327 | 0.18279 | 0.18654 | 0.18777 | 0.1912 | 0.18319 | 0.1768 | 0.13911 | 0.12203 | 0.11766 | 0.096936 | 0.095403
Portfolio Adjusted1-in-2AllOrange County2023February Monthly Peak | Portfolio Adjusted | 1-in-2 | All | Orange County | 2023 | February Monthly Peak | 2 | 7.1409 | 6.9035 | 6.7663 | 6.8505 | 7.3821 | 8.7453 | 10.4027 | 11.2193 | 12.0556 | 12.3697 | 12.5674 | 12.5068 | 12.3741 | 12.2137 | 11.8888 | 11.2065 | 10.5865 | 10.5033 | 10.2161 | 9.8934 | 9.4673 | 8.9196 | 8.2615 | 7.7268 | 0.073746 | 0.060719 | 0.047421 | 0.011034 | 0.0076278 | 0.028834 | 0.025348 | 0.012616 | 0.0015023 | -0.018406 | -0.020992 | -0.0083977 | 0.030149 | 0.13276 | 0.44562 | 0.42499 | 0.41488 | 0.36617 | 0.058781 | 0.011306 | 0.0015108 | 0.01251 | 0.028024 | 0.013971 | 48.1962 | 47.9967 | 47.6198 | 47.2804 | 46.623 | 46.2082 | 46.1148 | 46.1373 | 46.6696 | 48.254 | 50.1737 | 51.951 | 52.7406 | 53.0606 | 53.2258 | 52.7784 | 52.5381 | 51.9479 | 50.7682 | 49.3792 | 48.0903 | 47.7242 | 46.8458 | 45.7129 | 0.20219 | 0.17928 | 0.15495 | 0.098704 | 0.10937 | 0.15138 | 0.15422 | 0.18276 | 0.1792 | 0.16773 | 0.16044 | 0.1647 | 0.17169 | 0.18125 | 0.18496 | 0.18614 | 0.18951 | 0.18162 | 0.17525 | 0.1378 | 0.12087 | 0.11658 | 0.096015 | 0.09454
Portfolio Adjusted1-in-2AllOrange County2023March Monthly Peak | Portfolio Adjusted | 1-in-2 | All | Orange County | 2023 | March Monthly Peak | 3 | 7.3593 | 7.0645 | 6.9061 | 6.9452 | 7.4323 | 8.8106 | 10.3627 | 11.2562 | 12.0818 | 12.4698 | 12.7484 | 12.705 | 12.6262 | 12.5804 | 12.2872 | 11.6874 | 10.996 | 10.3809 | 9.9434 | 10.1611 | 9.8224 | 9.254 | 8.499 | 7.9022 | 0.077076 | 0.063135 | 0.04918 | 0.011365 | 0.0077544 | 0.029328 | 0.025284 | 0.012699 | 0.0015184 | -0.018753 | -0.02153 | -0.0086207 | 0.031144 | 0.13876 | 0.4637 | 0.44544 | 0.4334 | 0.3669 | 0.059496 | 0.011735 | 0.0015858 | 0.013142 | 0.029172 | 0.014451 | 48.2267 | 47.122 | 46.147 | 45.6237 | 45.3658 | 44.8706 | 44.4711 | 44.5565 | 46.5285 | 48.8703 | 51.228 | 53.1206 | 54.2587 | 55.1445 | 55.5919 | 55.9495 | 55.753 | 55.187 | 53.7983 | 51.8492 | 50.5147 | 49.3184 | 48.3245 | 47.4586 | 0.21077 | 0.18594 | 0.16022 | 0.10109 | 0.11086 | 0.15361 | 0.15404 | 0.18376 | 0.18064 | 0.16981 | 0.16286 | 0.16718 | 0.1747 | 0.18515 | 0.18866 | 0.18967 | 0.19281 | 0.18299 | 0.17651 | 0.14083 | 0.12432 | 0.12061 | 0.098771 | 0.097062
Portfolio Adjusted1-in-2AllOrange County2023April Monthly Peak | Portfolio Adjusted | 1-in-2 | All | Orange County | 2023 | April Monthly Peak | 4 | 7.0448 | 6.776 | 6.6123 | 6.6468 | 7.0847 | 8.3472 | 9.5472 | 10.4461 | 11.4281 | 12.1304 | 12.7412 | 13.0832 | 13.3203 | 13.5319 | 13.3741 | 12.8037 | 12.0081 | 11.0554 | 10.1718 | 10.1876 | 9.8889 | 9.1849 | 8.3557 | 7.7114 | 0.072075 | 0.059458 | 0.046227 | 0.010714 | 0.0072832 | 0.027348 | 0.023268 | 0.011691 | 0.0014059 | -0.017741 | -0.020819 | -0.0084946 | 0.031079 | 0.14008 | 0.48576 | 0.46888 | 0.4539 | 0.37835 | 0.058649 | 0.011396 | 0.0015291 | 0.012566 | 0.027759 | 0.013758 | 62.7934 | 61.7721 | 60.3989 | 59.3554 | 58.3889 | 57.6449 | 57.3537 | 57.0466 | 59.4609 | 63.629 | 68.1997 | 72.5755 | 75.9501 | 78.5387 | 80.2049 | 80.9749 | 81.1641 | 80.1385 | 78.2048 | 75.3565 | 71.3334 | 68.3086 | 65.9927 | 63.7151 | 0.19777 | 0.17568 | 0.15125 | 0.096228 | 0.10522 | 0.14461 | 0.14478 | 0.17247 | 0.17089 | 0.16337 | 0.15893 | 0.16485 | 0.17338 | 0.18467 | 0.18848 | 0.18937 | 0.19212 | 0.1817 | 0.17411 | 0.13774 | 0.12111 | 0.11652 | 0.095075 | 0.093207
Portfolio Adjusted1-in-2AllOrange County2023May Monthly Peak | Portfolio Adjusted | 1-in-2 | All | Orange County | 2023 | May Monthly Peak | 5 | 7.2486 | 6.9775 | 6.7813 | 6.8101 | 7.3076 | 8.5581 | 9.632 | 10.7992 | 11.9386 | 12.777 | 13.4248 | 13.7795 | 13.9591 | 14.0858 | 13.8917 | 13.2606 | 12.4638 | 11.4779 | 10.5447 | 10.2866 | 10.2359 | 9.4828 | 8.6291 | 7.9793 | 0.074698 | 0.061684 | 0.047691 | 0.011058 | 0.0075787 | 0.028333 | 0.023996 | 0.012147 | 0.0014698 | -0.018654 | -0.021826 | -0.0089074 | 0.032436 | 0.14506 | 0.50379 | 0.48444 | 0.46972 | 0.39181 | 0.060795 | 0.011658 | 0.0015872 | 0.013043 | 0.028859 | 0.014372 | 62.8668 | 62.1588 | 61.2902 | 60.3231 | 59.4415 | 58.9535 | 58.7866 | 59.2056 | 60.9017 | 64.8692 | 69.4652 | 73.7526 | 77.8601 | 80.8454 | 82.2947 | 83.1448 | 83.1231 | 81.3584 | 78.9712 | 75.9198 | 71.8065 | 68.2244 | 66.2593 | 64.7235 | 0.20451 | 0.18181 | 0.15562 | 0.098668 | 0.10859 | 0.14894 | 0.14794 | 0.17731 | 0.17602 | 0.16846 | 0.16323 | 0.16922 | 0.17734 | 0.18789 | 0.19149 | 0.19163 | 0.19442 | 0.18421 | 0.17736 | 0.13957 | 0.12375 | 0.11954 | 0.097676 | 0.096386
Portfolio Adjusted1-in-2AllOrange County2023June Monthly Peak | Portfolio Adjusted | 1-in-2 | All | Orange County | 2023 | June Monthly Peak | 6 | 7.7789 | 7.4854 | 7.2519 | 7.2813 | 7.7777 | 8.9957 | 10.0954 | 11.3281 | 12.542 | 13.5041 | 14.3411 | 14.8004 | 15.0269 | 15.1675 | 15.0449 | 14.511 | 13.6802 | 12.5911 | 11.5407 | 11.0125 | 10.8734 | 10.1427 | 9.1995 | 8.5031 | 0.029944 | 0.019021 | 0.01653 | -0.010724 | -0.015113 | 0.0016396 | -0.0088492 | -0.0090833 | -0.012339 | -0.02553 | -0.035196 | -0.02602 | 0.011837 | 0.12334 | 0.51078 | 0.50418 | 0.48778 | 0.42199 | 0.081777 | 0.0091493 | -0.0082217 | -0.00020773 | 0.012589 | -0.001065 | 68.2004 | 67.2504 | 66.2431 | 65.1286 | 64.35 | 63.5115 | 62.7972 | 63.5783 | 66.5424 | 71.4868 | 76.5642 | 81.0458 | 84.1022 | 85.8595 | 87.4404 | 88.2015 | 88.7247 | 87.9059 | 86.5414 | 83.5822 | 79.4772 | 75.2947 | 72.9048 | 71.0825 | 0.20838 | 0.18561 | 0.15849 | 0.10022 | 0.1098 | 0.14885 | 0.14679 | 0.17432 | 0.17276 | 0.16564 | 0.16126 | 0.16706 | 0.17487 | 0.18507 | 0.18928 | 0.1909 | 0.19442 | 0.18429 | 0.17802 | 0.13942 | 0.12318 | 0.11937 | 0.09757 | 0.096678
Portfolio Adjusted1-in-2AllOrange County2023July Monthly Peak | Portfolio Adjusted | 1-in-2 | All | Orange County | 2023 | July Monthly Peak | 7 | 8.3205 | 7.9761 | 7.7329 | 7.7283 | 8.2538 | 9.6054 | 10.854 | 12.2488 | 13.6456 | 14.7834 | 15.7062 | 16.1518 | 16.3466 | 16.4737 | 16.3375 | 15.7757 | 14.9552 | 13.7619 | 12.5612 | 11.9078 | 11.6812 | 10.8342 | 9.8414 | 9.0692 | -0.03758 | -0.044981 | -0.030319 | -0.042221 | -0.047706 | -0.036976 | -0.055736 | -0.039251 | -0.032086 | -0.035855 | -0.054638 | -0.050395 | -0.016829 | 0.095766 | 0.51959 | 0.52242 | 0.50217 | 0.45488 | 0.11029 | 0.0053989 | -0.022155 | -0.019151 | -0.011015 | -0.023246 | 75.5015 | 74.5902 | 73.7732 | 72.9755 | 72.2478 | 71.5421 | 71.1801 | 72.0761 | 74.702 | 78.4571 | 82.6502 | 86.5341 | 89.2285 | 90.925 | 92.2969 | 92.8099 | 92.2463 | 91.0049 | 89.7469 | 87.9411 | 85.159 | 82.1027 | 79.735 | 78.1096 | 0.21888 | 0.19455 | 0.16654 | 0.10438 | 0.11446 | 0.15563 | 0.15233 | 0.1814 | 0.17938 | 0.17166 | 0.16654 | 0.17188 | 0.17955 | 0.18971 | 0.19375 | 0.19486 | 0.19879 | 0.18887 | 0.18356 | 0.14417 | 0.12693 | 0.12313 | 0.10065 | 0.10008
Portfolio Adjusted1-in-2AllOrange County2023August Monthly Peak | Portfolio Adjusted | 1-in-2 | All | Orange County | 2023 | August Monthly Peak | 8 | 8.3473 | 8.0058 | 7.7702 | 7.7496 | 8.2892 | 9.7546 | 11.1434 | 12.4955 | 14.0156 | 15.2026 | 16.2569 | 16.7255 | 16.942 | 17.0442 | 16.8637 | 16.1769 | 15.1866 | 13.8312 | 12.552 | 12.1238 | 11.8076 | 10.8615 | 9.8834 | 9.1248 | -0.040669 | -0.047912 | -0.032465 | -0.043524 | -0.049348 | -0.039198 | -0.059331 | -0.041846 | -0.034269 | -0.037783 | -0.058117 | -0.053836 | -0.018938 | 0.098836 | 0.53861 | 0.53743 | 0.5103 | 0.45793 | 0.11148 | 0.0052909 | -0.022994 | -0.020092 | -0.012157 | -0.02448 | 75.6384 | 74.272 | 73.1468 | 72.4672 | 71.914 | 71.1387 | 70.8499 | 70.834 | 72.8783 | 77.9575 | 83.2369 | 87.7767 | 90.9899 | 93.1679 | 94.5202 | 95.1591 | 95.2907 | 94.3328 | 92.2422 | 88.7427 | 84.321 | 81.3211 | 79.4165 | 77.7792 | 0.22018 | 0.19566 | 0.1675 | 0.10461 | 0.11529 | 0.15799 | 0.15581 | 0.18629 | 0.185 | 0.1768 | 0.17187 | 0.17711 | 0.18483 | 0.19484 | 0.19845 | 0.1982 | 0.20104 | 0.19015 | 0.18428 | 0.14577 | 0.12819 | 0.12406 | 0.10163 | 0.1013
Portfolio Adjusted1-in-2AllOrange County2023September Monthly Peak | Portfolio Adjusted | 1-in-2 | All | Orange County | 2023 | September Monthly Peak | 9 | 8.2004 | 7.8967 | 7.6471 | 7.6769 | 8.2225 | 9.7691 | 11.3965 | 12.5112 | 14.0657 | 15.238 | 16.1923 | 16.5911 | 16.776 | 16.9325 | 16.7369 | 16.007 | 14.9949 | 13.6081 | 12.4725 | 12.3212 | 11.5988 | 10.6874 | 9.7391 | 8.9976 | -0.029306 | -0.037221 | -0.024532 | -0.038351 | -0.044018 | -0.033127 | -0.052653 | -0.037339 | -0.031636 | -0.036969 | -0.055814 | -0.05047 | -0.014252 | 0.10547 | 0.54299 | 0.53823 | 0.51098 | 0.45401 | 0.10889 | 0.0060788 | -0.020831 | -0.017043 | -0.0082961 | -0.020784 | 73.8739 | 72.9187 | 72.1042 | 71.5259 | 70.9867 | 70.2903 | 70.2503 | 70.3105 | 72.1162 | 76.4322 | 81.4196 | 86.1354 | 90.1309 | 92.6661 | 94.1574 | 94.8136 | 94.8153 | 93.8572 | 92.1427 | 88.6969 | 84.869 | 81.8908 | 79.9167 | 78.6825 | 0.21514 | 0.19198 | 0.1637 | 0.10321 | 0.11386 | 0.15725 | 0.15647 | 0.18612 | 0.18571 | 0.1776 | 0.17178 | 0.17677 | 0.1843 | 0.19462 | 0.19789 | 0.19709 | 0.19974 | 0.18883 | 0.18408 | 0.14643 | 0.12724 | 0.12289 | 0.10051 | 0.0999
Portfolio Adjusted1-in-2AllOrange County2023October Monthly Peak | Portfolio Adjusted | 1-in-2 | All | Orange County | 2023 | October Monthly Peak | 10 | 7.0129 | 6.7746 | 6.6089 | 6.6617 | 7.1342 | 8.4288 | 9.9692 | 10.7669 | 11.7914 | 12.5992 | 13.3364 | 13.7984 | 14.0693 | 14.2261 | 14.0668 | 13.4565 | 12.5728 | 11.634 | 10.9656 | 10.5713 | 9.9457 | 9.2086 | 8.4217 | 7.7688 | 0.040767 | 0.03059 | 0.024892 | -0.0025679 | -0.0063061 | 0.010289 | 0.0026529 | -0.0015361 | -0.0071017 | -0.021723 | -0.028616 | -0.018848 | 0.018019 | 0.12395 | 0.48391 | 0.46938 | 0.45086 | 0.3911 | 0.069874 | 0.0093585 | -0.004305 | 0.0040574 | 0.01662 | 0.0040193 | 65.8208 | 64.7666 | 63.893 | 63.0223 | 62.2634 | 61.7122 | 61.4467 | 61.5041 | 62.7322 | 66.4457 | 72.2384 | 78.1964 | 83.8261 | 86.9907 | 87.851 | 88.4951 | 88.8117 | 87.9284 | 85.2731 | 80.4288 | 76.8849 | 74.1043 | 71.8753 | 70.3351 | 0.18359 | 0.16414 | 0.14178 | 0.091485 | 0.101 | 0.13856 | 0.14163 | 0.16808 | 0.16712 | 0.15989 | 0.15578 | 0.16189 | 0.17009 | 0.18061 | 0.18473 | 0.18576 | 0.18862 | 0.17968 | 0.17176 | 0.1336 | 0.1165 | 0.11078 | 0.090785 | 0.08891
Portfolio Adjusted1-in-2AllOrange County2023November Monthly Peak | Portfolio Adjusted | 1-in-2 | All | Orange County | 2023 | November Monthly Peak | 11 | 7.0483 | 6.8448 | 6.6824 | 6.6858 | 7.1596 | 8.4466 | 9.6561 | 10.4879 | 11.4209 | 12.0908 | 12.5822 | 12.8486 | 12.9552 | 12.9945 | 12.7112 | 12.0262 | 11.3468 | 11.2263 | 10.4865 | 9.9874 | 9.5184 | 8.8698 | 8.1302 | 7.5489 | 0.072625 | 0.060378 | 0.04671 | 0.01073 | 0.0073642 | 0.02748 | 0.023516 | 0.011718 | 0.0014031 | -0.01773 | -0.020645 | -0.0083999 | 0.030556 | 0.13633 | 0.46614 | 0.44548 | 0.43389 | 0.3823 | 0.059288 | 0.011214 | 0.0014935 | 0.012247 | 0.027165 | 0.013518 | 58.6945 | 57.8253 | 57.574 | 57.0858 | 56.0482 | 54.9958 | 55.2886 | 55.0786 | 58.5439 | 62.3551 | 67.0662 | 71.7117 | 74.5209 | 76.1357 | 77.167 | 77.0109 | 75.0617 | 71.8737 | 68.6422 | 66.0615 | 64.1904 | 63.3475 | 62.4767 | 61.8945 | 0.19925 | 0.17828 | 0.15276 | 0.096458 | 0.10626 | 0.14533 | 0.14609 | 0.17303 | 0.17099 | 0.16368 | 0.1586 | 0.1643 | 0.17236 | 0.18288 | 0.18651 | 0.18732 | 0.19049 | 0.1826 | 0.17553 | 0.13686 | 0.11983 | 0.11476 | 0.093869 | 0.09211
Portfolio Adjusted1-in-2AllOrange County2023December Monthly Peak | Portfolio Adjusted | 1-in-2 | All | Orange County | 2023 | December Monthly Peak | 12 | 6.9888 | 6.7877 | 6.6594 | 6.7357 | 7.2311 | 8.4817 | 9.8926 | 10.4594 | 11.1737 | 11.553 | 11.7548 | 11.7215 | 11.5745 | 11.4308 | 11.1349 | 10.5392 | 10.1825 | 10.2821 | 9.6996 | 9.3528 | 8.9819 | 8.4775 | 7.8933 | 7.4112 | 0.07128 | 0.059171 | 0.046077 | 0.010738 | 0.0073679 | 0.027222 | 0.023457 | 0.011505 | 0.001366 | -0.016847 | -0.019279 | -0.0077069 | 0.027602 | 0.12183 | 0.41328 | 0.39611 | 0.39252 | 0.35127 | 0.054769 | 0.010458 | 0.0014024 | 0.011615 | 0.026081 | 0.013095 | 49.5189 | 48.8399 | 48.0961 | 47.6248 | 47.1431 | 46.5149 | 46.2425 | 46.0943 | 46.859 | 50.0919 | 53.6862 | 56.6655 | 59.0004 | 60.269 | 60.8982 | 61.2141 | 60.8186 | 58.7797 | 56.0825 | 53.7882 | 51.9986 | 50.2205 | 48.7357 | 47.4983 | 0.19573 | 0.17489 | 0.1508 | 0.096386 | 0.10616 | 0.14405 | 0.14556 | 0.17049 | 0.16771 | 0.1585 | 0.15258 | 0.15685 | 0.16373 | 0.17363 | 0.17802 | 0.18033 | 0.18419 | 0.17632 | 0.16846 | 0.13151 | 0.11555 | 0.11065 | 0.091194 | 0.089821
Portfolio Adjusted1-in-2AllOrange County2023Typical Event Day | Portfolio Adjusted | 1-in-2 | All | Orange County | 2023 | Typical Event Day | 8 | 8.2462 | 7.9128 | 7.6836 | 7.6688 | 8.2045 | 9.642 | 10.9989 | 12.2772 | 13.7034 | 14.8228 | 15.8154 | 16.259 | 16.4691 | 16.5749 | 16.3997 | 15.7428 | 14.7928 | 13.4857 | 12.2607 | 11.861 | 11.5852 | 10.6857 | 9.7304 | 8.9941 | -0.018885 | -0.027365 | -0.017386 | -0.033636 | -0.039091 | -0.026711 | -0.04397 | -0.031822 | -0.027567 | -0.034221 | -0.051309 | -0.045335 | -0.00919 | 0.10755 | 0.53383 | 0.5301 | 0.50567 | 0.44785 | 0.10232 | 0.0065357 | -0.018472 | -0.013992 | -0.0045057 | -0.017318 | 73.3036 | 72.2578 | 71.3168 | 70.5243 | 69.8746 | 69.1207 | 68.7694 | 69.1997 | 71.5597 | 76.0834 | 80.9677 | 85.373 | 88.6129 | 90.6546 | 92.1037 | 92.746 | 92.7692 | 91.7752 | 90.1683 | 87.2407 | 83.4566 | 80.1523 | 77.9933 | 76.4135 | 0.21629 | 0.19226 | 0.16464 | 0.10305 | 0.11356 | 0.15531 | 0.15322 | 0.18262 | 0.18106 | 0.1731 | 0.16832 | 0.17352 | 0.18119 | 0.19126 | 0.19502 | 0.1952 | 0.19813 | 0.18735 | 0.18119 | 0.14322 | 0.12608 | 0.12201 | 0.099956 | 0.099561
Portfolio Adjusted1-in-2AllOrange County2024January Monthly Peak | Portfolio Adjusted | 1-in-2 | All | Orange County | 2024 | January Monthly Peak | 1 | 7.1936 | 6.9549 | 6.8165 | 6.898 | 7.4518 | 8.8657 | 10.614 | 11.4054 | 12.232 | 12.4987 | 12.6238 | 12.4957 | 12.2868 | 12.0755 | 11.7184 | 11.0345 | 10.4884 | 10.5768 | 10.0913 | 9.8121 | 9.4035 | 8.9288 | 8.2916 | 7.7766 | 0.074503 | 0.06127 | 0.04786 | 0.011127 | 0.0076953 | 0.02914 | 0.025675 | 0.012799 | 0.0015254 | -0.01865 | -0.021221 | -0.0084668 | 0.030343 | 0.13335 | 0.44368 | 0.42272 | 0.41401 | 0.36827 | 0.059128 | 0.011395 | 0.0015231 | 0.012613 | 0.028268 | 0.014088 | 45.9667 | 45.0084 | 44.3942 | 44.1363 | 43.6632 | 43.5133 | 43.0296 | 42.7471 | 42.912 | 44.5883 | 47.637 | 50.1804 | 51.9372 | 53.3567 | 54.2619 | 54.6454 | 54.415 | 53.0157 | 51.3443 | 49.9168 | 48.9235 | 48.0319 | 47.2948 | 46.5334 | 0.20428 | 0.18093 | 0.15641 | 0.099598 | 0.1104 | 0.15301 | 0.15615 | 0.18527 | 0.18174 | 0.16986 | 0.16226 | 0.16634 | 0.17327 | 0.18279 | 0.18654 | 0.18777 | 0.1912 | 0.18319 | 0.1768 | 0.13911 | 0.12203 | 0.11766 | 0.096936 | 0.095403
Portfolio Adjusted1-in-2AllOrange County2024February Monthly Peak | Portfolio Adjusted | 1-in-2 | All | Orange County | 2024 | February Monthly Peak | 2 | 7.1409 | 6.9035 | 6.7663 | 6.8505 | 7.3821 | 8.7453 | 10.4027 | 11.2193 | 12.0556 | 12.3697 | 12.5674 | 12.5068 | 12.3741 | 12.2137 | 11.8888 | 11.2065 | 10.5865 | 10.5033 | 10.2161 | 9.8934 | 9.4673 | 8.9196 | 8.2615 | 7.7268 | 0.073746 | 0.060719 | 0.047421 | 0.011034 | 0.0076278 | 0.028834 | 0.025348 | 0.012616 | 0.0015023 | -0.018406 | -0.020992 | -0.0083977 | 0.030149 | 0.13276 | 0.44562 | 0.42499 | 0.41488 | 0.36617 | 0.058781 | 0.011306 | 0.0015108 | 0.01251 | 0.028024 | 0.013971 | 48.1962 | 47.9967 | 47.6197 | 47.2803 | 46.623 | 46.2082 | 46.1148 | 46.1373 | 46.6696 | 48.254 | 50.1737 | 51.951 | 52.7406 | 53.0606 | 53.2258 | 52.7784 | 52.5381 | 51.9479 | 50.7682 | 49.3792 | 48.0903 | 47.7242 | 46.8458 | 45.7129 | 0.20219 | 0.17928 | 0.15495 | 0.098704 | 0.10937 | 0.15138 | 0.15422 | 0.18276 | 0.1792 | 0.16773 | 0.16044 | 0.1647 | 0.17169 | 0.18125 | 0.18496 | 0.18614 | 0.18951 | 0.18162 | 0.17525 | 0.1378 | 0.12087 | 0.11658 | 0.096015 | 0.09454
Portfolio Adjusted1-in-2AllOrange County2024March Monthly Peak | Portfolio Adjusted | 1-in-2 | All | Orange County | 2024 | March Monthly Peak | 3 | 7.3593 | 7.0645 | 6.9061 | 6.9452 | 7.4323 | 8.8106 | 10.3627 | 11.2562 | 12.0818 | 12.4698 | 12.7484 | 12.705 | 12.6262 | 12.5804 | 12.2872 | 11.6874 | 10.996 | 10.3809 | 9.9434 | 10.1611 | 9.8224 | 9.254 | 8.499 | 7.9022 | 0.077076 | 0.063135 | 0.04918 | 0.011365 | 0.0077544 | 0.029328 | 0.025284 | 0.012699 | 0.0015184 | -0.018753 | -0.02153 | -0.0086207 | 0.031144 | 0.13876 | 0.4637 | 0.44544 | 0.4334 | 0.3669 | 0.059496 | 0.011735 | 0.0015858 | 0.013142 | 0.029172 | 0.014451 | 48.2267 | 47.122 | 46.147 | 45.6237 | 45.3658 | 44.8705 | 44.4711 | 44.5565 | 46.5285 | 48.8703 | 51.228 | 53.1207 | 54.2587 | 55.1445 | 55.5919 | 55.9495 | 55.753 | 55.187 | 53.7983 | 51.8492 | 50.5147 | 49.3184 | 48.3245 | 47.4586 | 0.21077 | 0.18594 | 0.16022 | 0.10109 | 0.11086 | 0.15361 | 0.15404 | 0.18376 | 0.18064 | 0.16981 | 0.16286 | 0.16718 | 0.1747 | 0.18515 | 0.18866 | 0.18967 | 0.19281 | 0.18299 | 0.17651 | 0.14083 | 0.12432 | 0.12061 | 0.098771 | 0.097062
Portfolio Adjusted1-in-2AllOrange County2024April Monthly Peak | Portfolio Adjusted | 1-in-2 | All | Orange County | 2024 | April Monthly Peak | 4 | 7.0448 | 6.776 | 6.6123 | 6.6468 | 7.0847 | 8.3472 | 9.5472 | 10.4461 | 11.4281 | 12.1304 | 12.7412 | 13.0832 | 13.3203 | 13.5319 | 13.3741 | 12.8037 | 12.0081 | 11.0554 | 10.1718 | 10.1876 | 9.8889 | 9.1849 | 8.3556 | 7.7114 | 0.072075 | 0.059458 | 0.046227 | 0.010714 | 0.0072832 | 0.027348 | 0.023268 | 0.011691 | 0.0014059 | -0.017741 | -0.020819 | -0.0084946 | 0.031079 | 0.14008 | 0.48576 | 0.46888 | 0.4539 | 0.37835 | 0.058649 | 0.011396 | 0.0015291 | 0.012566 | 0.027759 | 0.013758 | 62.7934 | 61.7721 | 60.3989 | 59.3554 | 58.3889 | 57.6449 | 57.3537 | 57.0466 | 59.4609 | 63.629 | 68.1997 | 72.5755 | 75.9502 | 78.5387 | 80.2049 | 80.9749 | 81.1641 | 80.1385 | 78.2048 | 75.3565 | 71.3334 | 68.3086 | 65.9927 | 63.7151 | 0.19777 | 0.17568 | 0.15125 | 0.096228 | 0.10522 | 0.14461 | 0.14478 | 0.17247 | 0.17089 | 0.16337 | 0.15893 | 0.16485 | 0.17338 | 0.18467 | 0.18848 | 0.18937 | 0.19212 | 0.1817 | 0.17411 | 0.13774 | 0.12111 | 0.11652 | 0.095075 | 0.093207
Portfolio Adjusted1-in-2AllOrange County2024May Monthly Peak | Portfolio Adjusted | 1-in-2 | All | Orange County | 2024 | May Monthly Peak | 5 | 7.2486 | 6.9775 | 6.7813 | 6.8101 | 7.3076 | 8.5581 | 9.632 | 10.7992 | 11.9386 | 12.777 | 13.4248 | 13.7795 | 13.9591 | 14.0858 | 13.8917 | 13.2606 | 12.4638 | 11.4779 | 10.5447 | 10.2866 | 10.2359 | 9.4828 | 8.6291 | 7.9793 | 0.074698 | 0.061684 | 0.047691 | 0.011058 | 0.0075787 | 0.028333 | 0.023996 | 0.012147 | 0.0014698 | -0.018654 | -0.021826 | -0.0089074 | 0.032436 | 0.14506 | 0.50379 | 0.48444 | 0.46972 | 0.39181 | 0.060795 | 0.011658 | 0.0015872 | 0.013043 | 0.028859 | 0.014372 | 62.8668 | 62.1588 | 61.2902 | 60.3231 | 59.4415 | 58.9535 | 58.7866 | 59.2056 | 60.9017 | 64.8692 | 69.4652 | 73.7526 | 77.8601 | 80.8454 | 82.2947 | 83.1448 | 83.1231 | 81.3584 | 78.9712 | 75.9198 | 71.8065 | 68.2244 | 66.2593 | 64.7235 | 0.20451 | 0.18181 | 0.15562 | 0.098668 | 0.10859 | 0.14894 | 0.14794 | 0.17731 | 0.17602 | 0.16846 | 0.16323 | 0.16922 | 0.17734 | 0.18789 | 0.19149 | 0.19163 | 0.19442 | 0.18421 | 0.17736 | 0.13957 | 0.12375 | 0.11954 | 0.097676 | 0.096386
Portfolio Adjusted1-in-2AllOrange County2024June Monthly Peak | Portfolio Adjusted | 1-in-2 | All | Orange County | 2024 | June Monthly Peak | 6 | 7.7789 | 7.4854 | 7.2519 | 7.2813 | 7.7777 | 8.9957 | 10.0954 | 11.3281 | 12.542 | 13.5041 | 14.3411 | 14.8004 | 15.0269 | 15.1675 | 15.0449 | 14.511 | 13.6802 | 12.5911 | 11.5407 | 11.0125 | 10.8734 | 10.1427 | 9.1995 | 8.503 | 0.029944 | 0.019021 | 0.01653 | -0.010724 | -0.015113 | 0.0016396 | -0.0088492 | -0.0090833 | -0.012339 | -0.02553 | -0.035196 | -0.02602 | 0.011837 | 0.12334 | 0.51078 | 0.50418 | 0.48778 | 0.42199 | 0.081777 | 0.0091493 | -0.0082217 | -0.00020773 | 0.012589 | -0.001065 | 68.2004 | 67.2504 | 66.2431 | 65.1286 | 64.35 | 63.5115 | 62.7972 | 63.5783 | 66.5424 | 71.4868 | 76.5642 | 81.0458 | 84.1022 | 85.8595 | 87.4404 | 88.2015 | 88.7247 | 87.9059 | 86.5414 | 83.5822 | 79.4772 | 75.2947 | 72.9048 | 71.0825 | 0.20838 | 0.18561 | 0.15849 | 0.10022 | 0.1098 | 0.14885 | 0.14679 | 0.17432 | 0.17276 | 0.16564 | 0.16126 | 0.16706 | 0.17487 | 0.18507 | 0.18928 | 0.1909 | 0.19442 | 0.18429 | 0.17802 | 0.13942 | 0.12318 | 0.11937 | 0.09757 | 0.096678
Portfolio Adjusted1-in-2AllOrange County2024July Monthly Peak | Portfolio Adjusted | 1-in-2 | All | Orange County | 2024 | July Monthly Peak | 7 | 8.3205 | 7.9761 | 7.7329 | 7.7283 | 8.2538 | 9.6054 | 10.854 | 12.2488 | 13.6456 | 14.7834 | 15.7062 | 16.1518 | 16.3466 | 16.4737 | 16.3375 | 15.7757 | 14.9552 | 13.7619 | 12.5612 | 11.9078 | 11.6812 | 10.8342 | 9.8414 | 9.0692 | -0.03758 | -0.044981 | -0.030319 | -0.042221 | -0.047706 | -0.036976 | -0.055736 | -0.039251 | -0.032086 | -0.035855 | -0.054638 | -0.050395 | -0.016829 | 0.095766 | 0.51959 | 0.52242 | 0.50217 | 0.45488 | 0.11029 | 0.0053989 | -0.022155 | -0.019151 | -0.011015 | -0.023246 | 75.5015 | 74.5902 | 73.7732 | 72.9755 | 72.2478 | 71.5421 | 71.1801 | 72.0761 | 74.702 | 78.4571 | 82.6502 | 86.5341 | 89.2285 | 90.925 | 92.2969 | 92.8099 | 92.2463 | 91.0049 | 89.7469 | 87.9411 | 85.159 | 82.1027 | 79.735 | 78.1096 | 0.21888 | 0.19455 | 0.16654 | 0.10438 | 0.11446 | 0.15563 | 0.15233 | 0.1814 | 0.17938 | 0.17166 | 0.16654 | 0.17188 | 0.17955 | 0.18971 | 0.19375 | 0.19486 | 0.19879 | 0.18887 | 0.18356 | 0.14417 | 0.12693 | 0.12313 | 0.10065 | 0.10008
Portfolio Adjusted1-in-2AllOrange County2024August Monthly Peak | Portfolio Adjusted | 1-in-2 | All | Orange County | 2024 | August Monthly Peak | 8 | 8.3473 | 8.0058 | 7.7702 | 7.7496 | 8.2892 | 9.7546 | 11.1434 | 12.4955 | 14.0156 | 15.2026 | 16.2569 | 16.7255 | 16.942 | 17.0442 | 16.8637 | 16.1769 | 15.1866 | 13.8312 | 12.552 | 12.1238 | 11.8076 | 10.8615 | 9.8834 | 9.1248 | -0.040669 | -0.047912 | -0.032465 | -0.043524 | -0.049348 | -0.039198 | -0.059331 | -0.041846 | -0.034269 | -0.037783 | -0.058117 | -0.053836 | -0.018938 | 0.098836 | 0.53861 | 0.53743 | 0.5103 | 0.45793 | 0.11148 | 0.0052909 | -0.022994 | -0.020092 | -0.012157 | -0.02448 | 75.6384 | 74.272 | 73.1468 | 72.4672 | 71.914 | 71.1387 | 70.8499 | 70.834 | 72.8783 | 77.9575 | 83.2369 | 87.7767 | 90.9899 | 93.1679 | 94.5202 | 95.1591 | 95.2907 | 94.3328 | 92.2422 | 88.7427 | 84.321 | 81.3211 | 79.4165 | 77.7792 | 0.22018 | 0.19566 | 0.1675 | 0.10461 | 0.11529 | 0.15799 | 0.15581 | 0.18629 | 0.185 | 0.1768 | 0.17187 | 0.17711 | 0.18483 | 0.19484 | 0.19845 | 0.1982 | 0.20104 | 0.19015 | 0.18428 | 0.14577 | 0.12819 | 0.12406 | 0.10163 | 0.1013
Portfolio Adjusted1-in-2AllOrange County2024September Monthly Peak | Portfolio Adjusted | 1-in-2 | All | Orange County | 2024 | September Monthly Peak | 9 | 8.2004 | 7.8967 | 7.6471 | 7.6769 | 8.2225 | 9.7691 | 11.3965 | 12.5112 | 14.0657 | 15.238 | 16.1923 | 16.591 | 16.776 | 16.9325 | 16.7369 | 16.007 | 14.9949 | 13.6081 | 12.4725 | 12.3212 | 11.5988 | 10.6874 | 9.7391 | 8.9976 | -0.029306 | -0.037221 | -0.024532 | -0.038351 | -0.044018 | -0.033127 | -0.052653 | -0.037339 | -0.031636 | -0.036969 | -0.055814 | -0.05047 | -0.014252 | 0.10547 | 0.54299 | 0.53823 | 0.51098 | 0.45401 | 0.10889 | 0.0060788 | -0.020831 | -0.017043 | -0.0082961 | -0.020784 | 73.8739 | 72.9187 | 72.1042 | 71.5259 | 70.9867 | 70.2903 | 70.2503 | 70.3105 | 72.1162 | 76.4322 | 81.4196 | 86.1354 | 90.1309 | 92.6661 | 94.1574 | 94.8136 | 94.8153 | 93.8572 | 92.1427 | 88.6969 | 84.869 | 81.8908 | 79.9167 | 78.6825 | 0.21514 | 0.19198 | 0.1637 | 0.10321 | 0.11386 | 0.15725 | 0.15647 | 0.18612 | 0.18571 | 0.1776 | 0.17178 | 0.17677 | 0.1843 | 0.19462 | 0.19789 | 0.19709 | 0.19974 | 0.18883 | 0.18408 | 0.14643 | 0.12724 | 0.12289 | 0.10051 | 0.0999
Portfolio Adjusted1-in-2AllOrange County2024October Monthly Peak | Portfolio Adjusted | 1-in-2 | All | Orange County | 2024 | October Monthly Peak | 10 | 7.0129 | 6.7746 | 6.6089 | 6.6617 | 7.1342 | 8.4288 | 9.9692 | 10.7669 | 11.7914 | 12.5992 | 13.3364 | 13.7984 | 14.0693 | 14.2261 | 14.0668 | 13.4565 | 12.5728 | 11.634 | 10.9656 | 10.5713 | 9.9457 | 9.2086 | 8.4217 | 7.7688 | 0.040767 | 0.03059 | 0.024892 | -0.0025679 | -0.0063061 | 0.010289 | 0.0026529 | -0.0015361 | -0.0071017 | -0.021723 | -0.028616 | -0.018848 | 0.018019 | 0.12395 | 0.48391 | 0.46938 | 0.45086 | 0.3911 | 0.069874 | 0.0093585 | -0.004305 | 0.0040574 | 0.01662 | 0.0040193 | 65.8208 | 64.7666 | 63.893 | 63.0223 | 62.2634 | 61.7122 | 61.4467 | 61.5041 | 62.7322 | 66.4457 | 72.2384 | 78.1964 | 83.8261 | 86.9907 | 87.851 | 88.4951 | 88.8117 | 87.9284 | 85.2731 | 80.4288 | 76.8849 | 74.1043 | 71.8753 | 70.3351 | 0.18359 | 0.16414 | 0.14178 | 0.091485 | 0.101 | 0.13856 | 0.14163 | 0.16808 | 0.16712 | 0.15989 | 0.15578 | 0.16189 | 0.17009 | 0.18061 | 0.18473 | 0.18576 | 0.18862 | 0.17968 | 0.17176 | 0.1336 | 0.1165 | 0.11078 | 0.090785 | 0.08891
Portfolio Adjusted1-in-2AllOrange County2024November Monthly Peak | Portfolio Adjusted | 1-in-2 | All | Orange County | 2024 | November Monthly Peak | 11 | 7.0483 | 6.8448 | 6.6824 | 6.6858 | 7.1596 | 8.4466 | 9.6561 | 10.4879 | 11.4209 | 12.0908 | 12.5822 | 12.8486 | 12.9552 | 12.9945 | 12.7112 | 12.0262 | 11.3468 | 11.2263 | 10.4865 | 9.9874 | 9.5184 | 8.8698 | 8.1302 | 7.5489 | 0.072625 | 0.060378 | 0.04671 | 0.01073 | 0.0073642 | 0.02748 | 0.023516 | 0.011718 | 0.0014031 | -0.01773 | -0.020645 | -0.0083999 | 0.030556 | 0.13633 | 0.46614 | 0.44548 | 0.43389 | 0.3823 | 0.059288 | 0.011214 | 0.0014935 | 0.012247 | 0.027165 | 0.013518 | 58.6945 | 57.8253 | 57.574 | 57.0858 | 56.0482 | 54.9958 | 55.2886 | 55.0786 | 58.5439 | 62.3551 | 67.0662 | 71.7117 | 74.5209 | 76.1357 | 77.167 | 77.0109 | 75.0617 | 71.8737 | 68.6421 | 66.0615 | 64.1904 | 63.3475 | 62.4767 | 61.8945 | 0.19925 | 0.17828 | 0.15276 | 0.096458 | 0.10626 | 0.14533 | 0.14609 | 0.17303 | 0.17099 | 0.16368 | 0.1586 | 0.1643 | 0.17236 | 0.18288 | 0.18651 | 0.18732 | 0.19049 | 0.1826 | 0.17553 | 0.13686 | 0.11983 | 0.11476 | 0.093869 | 0.09211
Portfolio Adjusted1-in-2AllOrange County2024December Monthly Peak | Portfolio Adjusted | 1-in-2 | All | Orange County | 2024 | December Monthly Peak | 12 | 6.9888 | 6.7877 | 6.6594 | 6.7357 | 7.2311 | 8.4817 | 9.8926 | 10.4594 | 11.1737 | 11.553 | 11.7548 | 11.7215 | 11.5745 | 11.4308 | 11.1349 | 10.5392 | 10.1825 | 10.2821 | 9.6996 | 9.3528 | 8.9819 | 8.4775 | 7.8933 | 7.4112 | 0.07128 | 0.059171 | 0.046077 | 0.010738 | 0.0073679 | 0.027222 | 0.023457 | 0.011505 | 0.001366 | -0.016847 | -0.019279 | -0.0077069 | 0.027602 | 0.12183 | 0.41328 | 0.39611 | 0.39252 | 0.35127 | 0.054769 | 0.010458 | 0.0014024 | 0.011615 | 0.026081 | 0.013095 | 49.5189 | 48.8399 | 48.0962 | 47.6248 | 47.1431 | 46.5149 | 46.2425 | 46.0943 | 46.859 | 50.0919 | 53.6862 | 56.6655 | 59.0004 | 60.269 | 60.8982 | 61.2141 | 60.8186 | 58.7797 | 56.0825 | 53.7882 | 51.9986 | 50.2205 | 48.7357 | 47.4983 | 0.19573 | 0.17489 | 0.1508 | 0.096386 | 0.10616 | 0.14405 | 0.14556 | 0.17049 | 0.16771 | 0.1585 | 0.15258 | 0.15685 | 0.16373 | 0.17363 | 0.17802 | 0.18033 | 0.18419 | 0.17632 | 0.16846 | 0.13151 | 0.11555 | 0.11065 | 0.091194 | 0.089821
Portfolio Adjusted1-in-2AllOrange County2024Typical Event Day | Portfolio Adjusted | 1-in-2 | All | Orange County | 2024 | Typical Event Day | 8 | 8.2462 | 7.9128 | 7.6836 | 7.6688 | 8.2045 | 9.642 | 10.9989 | 12.2772 | 13.7034 | 14.8228 | 15.8154 | 16.259 | 16.4691 | 16.5749 | 16.3997 | 15.7428 | 14.7928 | 13.4857 | 12.2607 | 11.861 | 11.5852 | 10.6857 | 9.7304 | 8.9941 | -0.018885 | -0.027365 | -0.017386 | -0.033636 | -0.039091 | -0.026711 | -0.04397 | -0.031822 | -0.027567 | -0.034221 | -0.051309 | -0.045335 | -0.00919 | 0.10755 | 0.53383 | 0.5301 | 0.50567 | 0.44785 | 0.10232 | 0.0065357 | -0.018472 | -0.013992 | -0.0045057 | -0.017318 | 73.3036 | 72.2578 | 71.3168 | 70.5243 | 69.8746 | 69.1207 | 68.7694 | 69.1997 | 71.5597 | 76.0834 | 80.9677 | 85.373 | 88.6129 | 90.6546 | 92.1037 | 92.746 | 92.7692 | 91.7752 | 90.1683 | 87.2407 | 83.4566 | 80.1523 | 77.9933 | 76.4135 | 0.21629 | 0.19226 | 0.16464 | 0.10305 | 0.11356 | 0.15531 | 0.15322 | 0.18262 | 0.18106 | 0.1731 | 0.16832 | 0.17352 | 0.18119 | 0.19126 | 0.19502 | 0.1952 | 0.19813 | 0.18735 | 0.18119 | 0.14322 | 0.12608 | 0.12201 | 0.099956 | 0.099561
Portfolio Adjusted1-in-2AllOrange County2025January Monthly Peak | Portfolio Adjusted | 1-in-2 | All | Orange County | 2025 | January Monthly Peak | 1 | 7.1936 | 6.9549 | 6.8165 | 6.898 | 7.4518 | 8.8657 | 10.614 | 11.4054 | 12.232 | 12.4987 | 12.6238 | 12.4957 | 12.2868 | 12.0755 | 11.7184 | 11.0345 | 10.4884 | 10.5768 | 10.0913 | 9.8121 | 9.4035 | 8.9288 | 8.2916 | 7.7766 | 0.074503 | 0.06127 | 0.04786 | 0.011127 | 0.0076953 | 0.02914 | 0.025675 | 0.012799 | 0.0015254 | -0.01865 | -0.021221 | -0.0084668 | 0.030343 | 0.13335 | 0.44368 | 0.42272 | 0.41401 | 0.36827 | 0.059128 | 0.011395 | 0.0015231 | 0.012613 | 0.028268 | 0.014088 | 45.9667 | 45.0084 | 44.3942 | 44.1363 | 43.6632 | 43.5133 | 43.0296 | 42.7471 | 42.912 | 44.5883 | 47.637 | 50.1804 | 51.9372 | 53.3567 | 54.2619 | 54.6454 | 54.415 | 53.0157 | 51.3443 | 49.9168 | 48.9235 | 48.0319 | 47.2948 | 46.5334 | 0.20428 | 0.18093 | 0.15641 | 0.099598 | 0.1104 | 0.15301 | 0.15615 | 0.18527 | 0.18174 | 0.16986 | 0.16226 | 0.16634 | 0.17327 | 0.18279 | 0.18654 | 0.18777 | 0.1912 | 0.18319 | 0.1768 | 0.13911 | 0.12203 | 0.11766 | 0.096936 | 0.095403
Portfolio Adjusted1-in-2AllOrange County2025February Monthly Peak | Portfolio Adjusted | 1-in-2 | All | Orange County | 2025 | February Monthly Peak | 2 | 7.1409 | 6.9035 | 6.7663 | 6.8505 | 7.3821 | 8.7453 | 10.4027 | 11.2193 | 12.0556 | 12.3697 | 12.5674 | 12.5068 | 12.3741 | 12.2137 | 11.8888 | 11.2065 | 10.5865 | 10.5033 | 10.2161 | 9.8934 | 9.4673 | 8.9196 | 8.2615 | 7.7268 | 0.073746 | 0.060719 | 0.047421 | 0.011034 | 0.0076278 | 0.028834 | 0.025348 | 0.012616 | 0.0015023 | -0.018406 | -0.020992 | -0.0083977 | 0.030149 | 0.13276 | 0.44562 | 0.42499 | 0.41488 | 0.36617 | 0.058781 | 0.011306 | 0.0015108 | 0.01251 | 0.028024 | 0.013971 | 48.1962 | 47.9967 | 47.6197 | 47.2804 | 46.623 | 46.2082 | 46.1148 | 46.1373 | 46.6696 | 48.2541 | 50.1737 | 51.951 | 52.7406 | 53.0606 | 53.2258 | 52.7784 | 52.5381 | 51.9479 | 50.7682 | 49.3792 | 48.0903 | 47.7242 | 46.8458 | 45.7129 | 0.20219 | 0.17928 | 0.15495 | 0.098704 | 0.10937 | 0.15138 | 0.15422 | 0.18276 | 0.1792 | 0.16773 | 0.16044 | 0.1647 | 0.17169 | 0.18125 | 0.18496 | 0.18614 | 0.18951 | 0.18162 | 0.17525 | 0.1378 | 0.12087 | 0.11658 | 0.096015 | 0.09454
Portfolio Adjusted1-in-2AllOrange County2025March Monthly Peak | Portfolio Adjusted | 1-in-2 | All | Orange County | 2025 | March Monthly Peak | 3 | 7.3593 | 7.0645 | 6.9061 | 6.9452 | 7.4323 | 8.8106 | 10.3627 | 11.2562 | 12.0818 | 12.4698 | 12.7484 | 12.705 | 12.6262 | 12.5804 | 12.2872 | 11.6874 | 10.996 | 10.3809 | 9.9434 | 10.1611 | 9.8224 | 9.254 | 8.499 | 7.9022 | 0.077076 | 0.063135 | 0.04918 | 0.011365 | 0.0077544 | 0.029328 | 0.025284 | 0.012699 | 0.0015184 | -0.018753 | -0.02153 | -0.0086207 | 0.031144 | 0.13876 | 0.4637 | 0.44544 | 0.4334 | 0.3669 | 0.059496 | 0.011735 | 0.0015858 | 0.013142 | 0.029172 | 0.014451 | 48.2267 | 47.122 | 46.147 | 45.6237 | 45.3658 | 44.8706 | 44.4711 | 44.5565 | 46.5285 | 48.8703 | 51.228 | 53.1206 | 54.2587 | 55.1445 | 55.5919 | 55.9495 | 55.753 | 55.187 | 53.7983 | 51.8492 | 50.5147 | 49.3184 | 48.3245 | 47.4586 | 0.21077 | 0.18594 | 0.16022 | 0.10109 | 0.11086 | 0.15361 | 0.15404 | 0.18376 | 0.18064 | 0.16981 | 0.16286 | 0.16718 | 0.1747 | 0.18515 | 0.18866 | 0.18967 | 0.19281 | 0.18299 | 0.17651 | 0.14083 | 0.12432 | 0.12061 | 0.098771 | 0.097062
Portfolio Adjusted1-in-2AllOrange County2025April Monthly Peak | Portfolio Adjusted | 1-in-2 | All | Orange County | 2025 | April Monthly Peak | 4 | 7.0448 | 6.776 | 6.6123 | 6.6468 | 7.0847 | 8.3472 | 9.5472 | 10.4461 | 11.4281 | 12.1304 | 12.7412 | 13.0832 | 13.3203 | 13.5319 | 13.3741 | 12.8037 | 12.0081 | 11.0554 | 10.1718 | 10.1876 | 9.8889 | 9.1849 | 8.3556 | 7.7114 | 0.072075 | 0.059458 | 0.046227 | 0.010714 | 0.0072832 | 0.027348 | 0.023268 | 0.011691 | 0.0014059 | -0.017741 | -0.020819 | -0.0084946 | 0.031079 | 0.14008 | 0.48576 | 0.46888 | 0.4539 | 0.37835 | 0.058649 | 0.011396 | 0.0015291 | 0.012566 | 0.027759 | 0.013758 | 62.7934 | 61.7721 | 60.3989 | 59.3554 | 58.3889 | 57.6449 | 57.3537 | 57.0466 | 59.4609 | 63.629 | 68.1997 | 72.5755 | 75.9502 | 78.5387 | 80.2049 | 80.9749 | 81.1641 | 80.1385 | 78.2048 | 75.3565 | 71.3334 | 68.3086 | 65.9927 | 63.7151 | 0.19777 | 0.17568 | 0.15125 | 0.096228 | 0.10522 | 0.14461 | 0.14478 | 0.17247 | 0.17089 | 0.16337 | 0.15893 | 0.16485 | 0.17338 | 0.18467 | 0.18848 | 0.18937 | 0.19212 | 0.1817 | 0.17411 | 0.13774 | 0.12111 | 0.11652 | 0.095075 | 0.093207
Portfolio Adjusted1-in-2AllOrange County2025May Monthly Peak | Portfolio Adjusted | 1-in-2 | All | Orange County | 2025 | May Monthly Peak | 5 | 7.2486 | 6.9775 | 6.7813 | 6.8101 | 7.3076 | 8.5581 | 9.632 | 10.7992 | 11.9386 | 12.777 | 13.4248 | 13.7795 | 13.9591 | 14.0858 | 13.8917 | 13.2606 | 12.4638 | 11.4779 | 10.5447 | 10.2866 | 10.2359 | 9.4828 | 8.6291 | 7.9793 | 0.074698 | 0.061684 | 0.047691 | 0.011058 | 0.0075787 | 0.028333 | 0.023996 | 0.012147 | 0.0014698 | -0.018654 | -0.021826 | -0.0089074 | 0.032436 | 0.14506 | 0.50379 | 0.48444 | 0.46972 | 0.39181 | 0.060795 | 0.011658 | 0.0015872 | 0.013043 | 0.028859 | 0.014372 | 62.8668 | 62.1588 | 61.2902 | 60.3231 | 59.4415 | 58.9535 | 58.7866 | 59.2056 | 60.9016 | 64.8692 | 69.4652 | 73.7526 | 77.8601 | 80.8454 | 82.2947 | 83.1448 | 83.1231 | 81.3584 | 78.9712 | 75.9198 | 71.8065 | 68.2244 | 66.2593 | 64.7235 | 0.20451 | 0.18181 | 0.15562 | 0.098668 | 0.10859 | 0.14894 | 0.14794 | 0.17731 | 0.17602 | 0.16846 | 0.16323 | 0.16922 | 0.17734 | 0.18789 | 0.19149 | 0.19163 | 0.19442 | 0.18421 | 0.17736 | 0.13957 | 0.12375 | 0.11954 | 0.097676 | 0.096386
Portfolio Adjusted1-in-2AllOrange County2025June Monthly Peak | Portfolio Adjusted | 1-in-2 | All | Orange County | 2025 | June Monthly Peak | 6 | 7.7789 | 7.4854 | 7.2519 | 7.2813 | 7.7777 | 8.9957 | 10.0954 | 11.3281 | 12.542 | 13.5041 | 14.3411 | 14.8004 | 15.0269 | 15.1675 | 15.0449 | 14.511 | 13.6802 | 12.5911 | 11.5407 | 11.0125 | 10.8734 | 10.1427 | 9.1995 | 8.5031 | 0.029944 | 0.019021 | 0.01653 | -0.010724 | -0.015113 | 0.0016396 | -0.0088492 | -0.0090833 | -0.012339 | -0.02553 | -0.035196 | -0.02602 | 0.011837 | 0.12334 | 0.51078 | 0.50418 | 0.48778 | 0.42199 | 0.081777 | 0.0091493 | -0.0082217 | -0.00020773 | 0.012589 | -0.001065 | 68.2004 | 67.2504 | 66.2431 | 65.1286 | 64.35 | 63.5115 | 62.7972 | 63.5783 | 66.5424 | 71.4868 | 76.5642 | 81.0458 | 84.1022 | 85.8595 | 87.4404 | 88.2015 | 88.7247 | 87.9059 | 86.5414 | 83.5822 | 79.4772 | 75.2947 | 72.9048 | 71.0825 | 0.20838 | 0.18561 | 0.15849 | 0.10022 | 0.1098 | 0.14885 | 0.14679 | 0.17432 | 0.17276 | 0.16564 | 0.16126 | 0.16706 | 0.17487 | 0.18507 | 0.18928 | 0.1909 | 0.19442 | 0.18429 | 0.17802 | 0.13942 | 0.12318 | 0.11937 | 0.09757 | 0.096678
Portfolio Adjusted1-in-2AllOrange County2025July Monthly Peak | Portfolio Adjusted | 1-in-2 | All | Orange County | 2025 | July Monthly Peak | 7 | 8.3205 | 7.9761 | 7.7329 | 7.7283 | 8.2538 | 9.6054 | 10.854 | 12.2488 | 13.6456 | 14.7834 | 15.7062 | 16.1518 | 16.3466 | 16.4737 | 16.3375 | 15.7757 | 14.9552 | 13.7619 | 12.5612 | 11.9078 | 11.6812 | 10.8342 | 9.8414 | 9.0692 | -0.03758 | -0.044981 | -0.030319 | -0.042221 | -0.047706 | -0.036976 | -0.055736 | -0.039251 | -0.032086 | -0.035855 | -0.054638 | -0.050395 | -0.016829 | 0.095766 | 0.51959 | 0.52242 | 0.50217 | 0.45488 | 0.11029 | 0.0053989 | -0.022155 | -0.019151 | -0.011015 | -0.023246 | 75.5015 | 74.5902 | 73.7731 | 72.9755 | 72.2478 | 71.5421 | 71.1801 | 72.0761 | 74.702 | 78.4571 | 82.6502 | 86.5341 | 89.2285 | 90.925 | 92.2969 | 92.8099 | 92.2463 | 91.0049 | 89.7469 | 87.9411 | 85.159 | 82.1027 | 79.735 | 78.1096 | 0.21888 | 0.19455 | 0.16654 | 0.10438 | 0.11446 | 0.15563 | 0.15233 | 0.1814 | 0.17938 | 0.17166 | 0.16654 | 0.17188 | 0.17955 | 0.18971 | 0.19375 | 0.19486 | 0.19879 | 0.18887 | 0.18356 | 0.14417 | 0.12693 | 0.12313 | 0.10065 | 0.10008
Portfolio Adjusted1-in-2AllOrange County2025August Monthly Peak | Portfolio Adjusted | 1-in-2 | All | Orange County | 2025 | August Monthly Peak | 8 | 8.3473 | 8.0058 | 7.7702 | 7.7496 | 8.2892 | 9.7546 | 11.1434 | 12.4955 | 14.0156 | 15.2026 | 16.2569 | 16.7255 | 16.942 | 17.0442 | 16.8637 | 16.1769 | 15.1866 | 13.8312 | 12.552 | 12.1238 | 11.8076 | 10.8615 | 9.8834 | 9.1248 | -0.040669 | -0.047912 | -0.032465 | -0.043524 | -0.049348 | -0.039198 | -0.059331 | -0.041846 | -0.034269 | -0.037783 | -0.058117 | -0.053836 | -0.018938 | 0.098836 | 0.53861 | 0.53743 | 0.5103 | 0.45793 | 0.11148 | 0.0052909 | -0.022994 | -0.020092 | -0.012157 | -0.02448 | 75.6384 | 74.272 | 73.1468 | 72.4672 | 71.914 | 71.1387 | 70.8499 | 70.834 | 72.8783 | 77.9575 | 83.2369 | 87.7767 | 90.9899 | 93.1679 | 94.5202 | 95.1591 | 95.2907 | 94.3328 | 92.2422 | 88.7427 | 84.321 | 81.3211 | 79.4165 | 77.7792 | 0.22018 | 0.19566 | 0.1675 | 0.10461 | 0.11529 | 0.15799 | 0.15581 | 0.18629 | 0.185 | 0.1768 | 0.17187 | 0.17711 | 0.18483 | 0.19484 | 0.19845 | 0.1982 | 0.20104 | 0.19015 | 0.18428 | 0.14577 | 0.12819 | 0.12406 | 0.10163 | 0.1013
Portfolio Adjusted1-in-2AllOrange County2025September Monthly Peak | Portfolio Adjusted | 1-in-2 | All | Orange County | 2025 | September Monthly Peak | 9 | 8.2004 | 7.8967 | 7.6471 | 7.6769 | 8.2225 | 9.7691 | 11.3965 | 12.5112 | 14.0657 | 15.238 | 16.1923 | 16.5911 | 16.776 | 16.9325 | 16.7369 | 16.007 | 14.9949 | 13.6081 | 12.4725 | 12.3212 | 11.5988 | 10.6874 | 9.7391 | 8.9976 | -0.029306 | -0.037221 | -0.024532 | -0.038351 | -0.044018 | -0.033127 | -0.052653 | -0.037339 | -0.031636 | -0.036969 | -0.055814 | -0.05047 | -0.014252 | 0.10547 | 0.54299 | 0.53823 | 0.51098 | 0.45401 | 0.10889 | 0.0060788 | -0.020831 | -0.017043 | -0.0082961 | -0.020784 | 73.8739 | 72.9187 | 72.1042 | 71.5259 | 70.9867 | 70.2903 | 70.2503 | 70.3105 | 72.1162 | 76.4322 | 81.4196 | 86.1354 | 90.1309 | 92.6661 | 94.1574 | 94.8136 | 94.8153 | 93.8572 | 92.1427 | 88.6969 | 84.869 | 81.8908 | 79.9167 | 78.6825 | 0.21514 | 0.19198 | 0.1637 | 0.10321 | 0.11386 | 0.15725 | 0.15647 | 0.18612 | 0.18571 | 0.1776 | 0.17178 | 0.17677 | 0.1843 | 0.19462 | 0.19789 | 0.19709 | 0.19974 | 0.18883 | 0.18408 | 0.14643 | 0.12724 | 0.12289 | 0.10051 | 0.0999
Portfolio Adjusted1-in-2AllOrange County2025October Monthly Peak | Portfolio Adjusted | 1-in-2 | All | Orange County | 2025 | October Monthly Peak | 10 | 7.0129 | 6.7746 | 6.6089 | 6.6617 | 7.1342 | 8.4288 | 9.9692 | 10.7669 | 11.7914 | 12.5992 | 13.3364 | 13.7984 | 14.0693 | 14.2261 | 14.0668 | 13.4565 | 12.5728 | 11.634 | 10.9656 | 10.5713 | 9.9457 | 9.2086 | 8.4217 | 7.7688 | 0.040767 | 0.03059 | 0.024892 | -0.0025679 | -0.0063061 | 0.010289 | 0.0026529 | -0.0015361 | -0.0071017 | -0.021723 | -0.028616 | -0.018848 | 0.018019 | 0.12395 | 0.48391 | 0.46938 | 0.45086 | 0.3911 | 0.069874 | 0.0093585 | -0.004305 | 0.0040574 | 0.01662 | 0.0040193 | 65.8208 | 64.7666 | 63.893 | 63.0223 | 62.2634 | 61.7122 | 61.4467 | 61.5041 | 62.7322 | 66.4457 | 72.2384 | 78.1964 | 83.8261 | 86.9907 | 87.851 | 88.4951 | 88.8117 | 87.9284 | 85.2731 | 80.4288 | 76.8849 | 74.1043 | 71.8753 | 70.3351 | 0.18359 | 0.16414 | 0.14178 | 0.091485 | 0.101 | 0.13856 | 0.14163 | 0.16808 | 0.16712 | 0.15989 | 0.15578 | 0.16189 | 0.17009 | 0.18061 | 0.18473 | 0.18576 | 0.18862 | 0.17968 | 0.17176 | 0.1336 | 0.1165 | 0.11078 | 0.090785 | 0.08891
Portfolio Adjusted1-in-2AllOrange County2025November Monthly Peak | Portfolio Adjusted | 1-in-2 | All | Orange County | 2025 | November Monthly Peak | 11 | 7.0483 | 6.8448 | 6.6824 | 6.6858 | 7.1596 | 8.4466 | 9.6561 | 10.4879 | 11.4209 | 12.0908 | 12.5822 | 12.8486 | 12.9552 | 12.9945 | 12.7112 | 12.0262 | 11.3468 | 11.2263 | 10.4865 | 9.9874 | 9.5184 | 8.8698 | 8.1302 | 7.5489 | 0.072625 | 0.060378 | 0.04671 | 0.01073 | 0.0073642 | 0.02748 | 0.023516 | 0.011718 | 0.0014031 | -0.01773 | -0.020645 | -0.0083999 | 0.030556 | 0.13633 | 0.46614 | 0.44548 | 0.43389 | 0.3823 | 0.059288 | 0.011214 | 0.0014935 | 0.012247 | 0.027165 | 0.013518 | 58.6945 | 57.8253 | 57.574 | 57.0858 | 56.0482 | 54.9958 | 55.2886 | 55.0786 | 58.5439 | 62.3551 | 67.0662 | 71.7117 | 74.5209 | 76.1357 | 77.167 | 77.0109 | 75.0617 | 71.8737 | 68.6422 | 66.0615 | 64.1904 | 63.3475 | 62.4767 | 61.8945 | 0.19925 | 0.17828 | 0.15276 | 0.096458 | 0.10626 | 0.14533 | 0.14609 | 0.17303 | 0.17099 | 0.16368 | 0.1586 | 0.1643 | 0.17236 | 0.18288 | 0.18651 | 0.18732 | 0.19049 | 0.1826 | 0.17553 | 0.13686 | 0.11983 | 0.11476 | 0.093869 | 0.09211
Portfolio Adjusted1-in-2AllOrange County2025December Monthly Peak | Portfolio Adjusted | 1-in-2 | All | Orange County | 2025 | December Monthly Peak | 12 | 6.9888 | 6.7877 | 6.6594 | 6.7357 | 7.2311 | 8.4817 | 9.8926 | 10.4594 | 11.1737 | 11.553 | 11.7548 | 11.7215 | 11.5745 | 11.4308 | 11.1349 | 10.5392 | 10.1825 | 10.2821 | 9.6996 | 9.3528 | 8.9819 | 8.4775 | 7.8933 | 7.4112 | 0.07128 | 0.059171 | 0.046077 | 0.010738 | 0.0073679 | 0.027222 | 0.023457 | 0.011505 | 0.001366 | -0.016847 | -0.019279 | -0.0077069 | 0.027602 | 0.12183 | 0.41328 | 0.39611 | 0.39252 | 0.35127 | 0.054769 | 0.010458 | 0.0014024 | 0.011615 | 0.026081 | 0.013095 | 49.5189 | 48.8399 | 48.0961 | 47.6248 | 47.1431 | 46.5149 | 46.2425 | 46.0943 | 46.859 | 50.0919 | 53.6862 | 56.6655 | 59.0004 | 60.269 | 60.8982 | 61.2141 | 60.8187 | 58.7797 | 56.0825 | 53.7882 | 51.9986 | 50.2205 | 48.7357 | 47.4983 | 0.19573 | 0.17489 | 0.1508 | 0.096386 | 0.10616 | 0.14405 | 0.14556 | 0.17049 | 0.16771 | 0.1585 | 0.15258 | 0.15685 | 0.16373 | 0.17363 | 0.17802 | 0.18033 | 0.18419 | 0.17632 | 0.16846 | 0.13151 | 0.11555 | 0.11065 | 0.091194 | 0.089821
Portfolio Adjusted1-in-2AllOrange County2025Typical Event Day | Portfolio Adjusted | 1-in-2 | All | Orange County | 2025 | Typical Event Day | 8 | 8.2462 | 7.9128 | 7.6836 | 7.6688 | 8.2045 | 9.642 | 10.9989 | 12.2772 | 13.7034 | 14.8228 | 15.8154 | 16.259 | 16.4691 | 16.5749 | 16.3997 | 15.7428 | 14.7928 | 13.4857 | 12.2607 | 11.861 | 11.5852 | 10.6857 | 9.7304 | 8.9941 | -0.018885 | -0.027365 | -0.017386 | -0.033636 | -0.039091 | -0.026711 | -0.04397 | -0.031822 | -0.027567 | -0.034221 | -0.051309 | -0.045335 | -0.00919 | 0.10755 | 0.53383 | 0.5301 | 0.50567 | 0.44785 | 0.10232 | 0.0065357 | -0.018472 | -0.013992 | -0.0045057 | -0.017318 | 73.3036 | 72.2578 | 71.3168 | 70.5243 | 69.8746 | 69.1207 | 68.7694 | 69.1997 | 71.5597 | 76.0834 | 80.9677 | 85.373 | 88.6129 | 90.6546 | 92.1037 | 92.746 | 92.7692 | 91.7752 | 90.1683 | 87.2407 | 83.4566 | 80.1523 | 77.9933 | 76.4135 | 0.21629 | 0.19226 | 0.16464 | 0.10305 | 0.11356 | 0.15531 | 0.15322 | 0.18262 | 0.18106 | 0.1731 | 0.16832 | 0.17352 | 0.18119 | 0.19126 | 0.19502 | 0.1952 | 0.19813 | 0.18735 | 0.18119 | 0.14322 | 0.12608 | 0.12201 | 0.099956 | 0.099561
Portfolio Adjusted1-in-10AllSouth of Lugo2015January Monthly Peak | Portfolio Adjusted | 1-in-10 | All | South of Lugo | 2015 | January Monthly Peak | 1 | 104.089 | 101.1859 | 98.3868 | 98.8099 | 104.9884 | 119.7828 | 148.1011 | 167.1092 | 179.756 | 187.671 | 189.5133 | 188.3906 | 185.1916 | 184.6314 | 179.9442 | 170.6093 | 165.6817 | 165.822 | 158.2655 | 154.7185 | 146.3676 | 135.6723 | 118.8387 | 111.5674 | -1.1681 | -1.0069 | -1.1273 | -1.2209 | -1.4689 | -1.0826 | -1.4104 | -1.4036 | -2.7351 | -2.0969 | -1.5782 | -1.0732 | -1.5693 | 0.39781 | 4.1197 | 3.8921 | 2.4678 | 2.7129 | -0.81111 | -0.94365 | -0.16538 | -0.44219 | -0.29574 | -0.25052 | 45.7488 | 45.941 | 45.2506 | 44.5678 | 44.4311 | 44.1857 | 43.1399 | 42.8849 | 43.8256 | 46.5944 | 48.6018 | 50.5925 | 52.6577 | 53.7223 | 54.6387 | 54.8489 | 54.4753 | 53.558 | 51.9752 | 51.0266 | 50.0487 | 49.76 | 49.5919 | 48.5491 | 2.967 | 3.4398 | 3.2595 | 3.7635 | 4.05 | 3.0411 | 3.4736 | 3.613 | 4.3498 | 5.0486 | 5.0627 | 4.4958 | 3.7946 | 3.8954 | 3.8756 | 3.825 | 3.8828 | 4.268 | 4.0959 | 3.461 | 4.075 | 3.5758 | 3.5372 | 3.3276
Portfolio Adjusted1-in-10AllSouth of Lugo2015February Monthly Peak | Portfolio Adjusted | 1-in-10 | All | South of Lugo | 2015 | February Monthly Peak | 2 | 102.4734 | 99.7096 | 97.0027 | 97.6657 | 103.3794 | 118.1922 | 143.5168 | 159.7154 | 171.4028 | 181.1512 | 185.6637 | 187.2295 | 185.6438 | 186.4433 | 182.2 | 172.9836 | 166.2858 | 165.2882 | 157.2348 | 151.8491 | 143.6058 | 133.2336 | 118.0338 | 110.6596 | -1.15 | -0.99217 | -1.1114 | -1.2068 | -1.4464 | -1.0682 | -1.3667 | -1.3415 | -2.608 | -2.0241 | -1.5461 | -1.0666 | -1.5732 | 0.40172 | 4.1713 | 3.9463 | 2.4768 | 2.7041 | -0.80582 | -0.92615 | -0.16226 | -0.43425 | -0.29373 | -0.24848 | 51.6447 | 50.9723 | 50.206 | 49.1421 | 48.4768 | 48.1987 | 47.3366 | 47.1926 | 48.6879 | 52.3788 | 56.2608 | 60.0484 | 61.9134 | 63.2386 | 63.9472 | 64.0557 | 63.1468 | 62.1217 | 60.054 | 58.0606 | 56.6088 | 55.3829 | 54.4129 | 53.0133 | 2.921 | 3.3896 | 3.2137 | 3.72 | 3.9879 | 3.0007 | 3.3661 | 3.4532 | 4.1476 | 4.8733 | 4.9598 | 4.4681 | 3.8039 | 3.9336 | 3.9242 | 3.8782 | 3.897 | 4.2543 | 4.0693 | 3.3968 | 3.9981 | 3.5115 | 3.5133 | 3.3005
Portfolio Adjusted1-in-10AllSouth of Lugo2015March Monthly Peak | Portfolio Adjusted | 1-in-10 | All | South of Lugo | 2015 | March Monthly Peak | 3 | 110.4807 | 107.2794 | 102.4405 | 103.0434 | 108.7537 | 124.611 | 148.6386 | 168.7938 | 185.0921 | 198.134 | 206.7486 | 210.8259 | 209.722 | 212.2732 | 210.2354 | 202.2592 | 193.0192 | 182.2746 | 167.4838 | 164.9223 | 157.3819 | 146.4653 | 129.8567 | 119.5727 | -1.2398 | -1.0675 | -1.1737 | -1.2732 | -1.5216 | -1.1262 | -1.4155 | -1.4177 | -2.8162 | -2.2138 | -1.7217 | -1.201 | -1.7772 | 0.45737 | 4.8132 | 4.6142 | 2.875 | 2.982 | -0.85835 | -1.0059 | -0.17783 | -0.47737 | -0.32316 | -0.2685 | 61.1564 | 59.5159 | 58.8411 | 58.6455 | 57.753 | 55.8626 | 55.3251 | 56.0158 | 59.1539 | 64.0511 | 69.2004 | 73.8712 | 77.1629 | 78.5074 | 78.7667 | 79.1337 | 78.132 | 76.6862 | 75.0275 | 72.4745 | 69.6987 | 66.5005 | 63.5747 | 61.4744 | 3.1492 | 3.647 | 3.3938 | 3.9248 | 4.1952 | 3.1637 | 3.4862 | 3.6494 | 4.4789 | 5.3301 | 5.5231 | 5.0312 | 4.2972 | 4.4786 | 4.528 | 4.5346 | 4.5235 | 4.6915 | 4.3345 | 3.6892 | 4.3817 | 3.8603 | 3.8652 | 3.5664
Portfolio Adjusted1-in-10AllSouth of Lugo2015April Monthly Peak | Portfolio Adjusted | 1-in-10 | All | South of Lugo | 2015 | April Monthly Peak | 4 | 113.3655 | 109.6913 | 104.6006 | 105.2315 | 111.0073 | 127.7652 | 153.7375 | 177.1309 | 197.3513 | 213.4013 | 224.4007 | 229.3096 | 228.9503 | 231.84 | 229.5303 | 220.7159 | 209.6946 | 196.9602 | 179.0294 | 174.8082 | 165.2497 | 152.8602 | 134.7169 | 123.7722 | -1.5924 | -1.7854 | -1.61 | -1.5019 | -1.5288 | -1.2489 | -1.7222 | -1.5202 | -2.0691 | -2.2698 | -2.0685 | -1.5156 | -1.6463 | 0.2689 | 4.8427 | 4.6997 | 3.6264 | 3.2506 | -0.31124 | -1.085 | -0.9197 | -1.1659 | -1.1171 | -1.088 | 70.8429 | 69.745 | 68.1534 | 66.5131 | 65.11 | 64.2412 | 63.7809 | 63.8764 | 66.561 | 72.1406 | 77.2151 | 82.3949 | 85.7239 | 87.2719 | 86.3088 | 86.0992 | 86.1572 | 86.0162 | 84.5797 | 80.4234 | 75.5045 | 71.171 | 68.7752 | 67.5608 | 2.9918 | 3.4524 | 3.2084 | 3.7109 | 3.9646 | 3.0032 | 3.3384 | 3.5457 | 4.4214 | 5.3151 | 5.5501 | 5.0664 | 4.3433 | 4.5286 | 4.5769 | 4.5814 | 4.5498 | 4.6935 | 4.2897 | 3.6203 | 4.2595 | 3.73 | 3.7125 | 3.4178
Portfolio Adjusted1-in-10AllSouth of Lugo2015May Monthly Peak | Portfolio Adjusted | 1-in-10 | All | South of Lugo | 2015 | May Monthly Peak | 5 | 119.1499 | 116.113 | 110.6459 | 111.1798 | 117.8014 | 134.9063 | 160.2657 | 187.978 | 210.3524 | 228.1215 | 239.0309 | 241.7786 | 238.688 | 240.1412 | 237.2836 | 227.3949 | 215.1469 | 201.1202 | 183.6544 | 175.8697 | 169.4324 | 156.9117 | 140.2974 | 129.9393 | -1.6374 | -1.8107 | -1.6561 | -1.5638 | -1.6252 | -1.3079 | -1.7663 | -1.6096 | -2.3128 | -2.4395 | -2.1804 | -1.5742 | -1.7494 | 0.3043 | 5.0522 | 4.8792 | 3.665 | 3.3161 | -0.38639 | -1.0896 | -0.86189 | -1.1229 | -1.0755 | -1.0505 | 67.7882 | 66.9575 | 65.271 | 64.3372 | 63.8348 | 63.1435 | 63.3748 | 63.5511 | 66.8552 | 72.798 | 77.9556 | 81.8068 | 83.8998 | 84.9876 | 86.8129 | 87.9514 | 88.2854 | 87.3448 | 85.9625 | 83.3692 | 80.0825 | 76.0832 | 73.0082 | 70.9398 | 3.1547 | 3.6664 | 3.4049 | 3.9334 | 4.221 | 3.1814 | 3.4915 | 3.7751 | 4.728 | 5.7002 | 5.9312 | 5.3594 | 4.5428 | 4.7061 | 4.747 | 4.7354 | 4.6833 | 4.8083 | 4.4149 | 3.6542 | 4.3816 | 3.8414 | 3.8789 | 3.5998
Portfolio Adjusted1-in-10AllSouth of Lugo2015June Monthly Peak | Portfolio Adjusted | 1-in-10 | All | South of Lugo | 2015 | June Monthly Peak | 6 | 124.8409 | 120.743 | 115.7881 | 115.6929 | 123.6548 | 141.9083 | 165.8134 | 190.7051 | 209.8637 | 224.5807 | 233.8554 | 235.8751 | 230.7443 | 232.0433 | 230.1563 | 221.8477 | 211.413 | 199.5172 | 183.2451 | 176.2916 | 171.4574 | 160.1201 | 145.0737 | 134.607 | -1.6433 | -1.7263 | -1.6397 | -1.5818 | -1.7115 | -1.3544 | -1.7704 | -1.6258 | -2.5109 | -2.4264 | -2.0905 | -1.4916 | -1.7519 | 0.34136 | 4.9852 | 4.8293 | 3.4974 | 3.2838 | -0.51274 | -1.0883 | -0.71629 | -1.0025 | -0.93956 | -0.90762 | 65.9083 | 65.3344 | 64.844 | 64.4226 | 62.9419 | 62.1611 | 62.3545 | 64.1404 | 67.1086 | 71.5232 | 76.4928 | 80.4917 | 82.3776 | 82.7949 | 83.7803 | 83.9588 | 85.179 | 84.7778 | 84.6465 | 83.0494 | 78.7375 | 74.6485 | 71.7695 | 69.9502 | 3.3382 | 3.8504 | 3.5984 | 4.1337 | 4.4746 | 3.3797 | 3.6482 | 3.8678 | 4.7638 | 5.6674 | 5.8603 | 5.2803 | 4.4351 | 4.5924 | 4.65 | 4.6657 | 4.6477 | 4.8172 | 4.4487 | 3.6993 | 4.4779 | 3.9588 | 4.0507 | 3.7661
Portfolio Adjusted1-in-10AllSouth of Lugo2015July Monthly Peak | Portfolio Adjusted | 1-in-10 | All | South of Lugo | 2015 | July Monthly Peak | 7 | 126.8823 | 123.0547 | 118.7906 | 118.9795 | 127.8161 | 146.6074 | 173.3159 | 197.9834 | 214.6781 | 227.5398 | 238.6281 | 239.9511 | 234.6906 | 234.7673 | 232.2927 | 226.3204 | 215.8937 | 203.7249 | 187.0197 | 179.3758 | 175.1862 | 163.2718 | 147.1711 | 136.8268 | -1.8057 | -2.0538 | -1.859 | -1.713 | -1.7585 | -1.4401 | -1.9605 | -1.7016 | -2.1844 | -2.4121 | -2.2135 | -1.6003 | -1.6679 | 0.25704 | 4.8737 | 4.7965 | 3.7674 | 3.3642 | -0.28375 | -1.1146 | -1.0258 | -1.292 | -1.2762 | -1.2613 | 69.5213 | 68.8485 | 68.5786 | 68.3665 | 68.0278 | 67.7366 | 67.3339 | 67.5092 | 70.3677 | 74.4183 | 78.0947 | 79.7501 | 80.6587 | 82.4912 | 84.6199 | 85.6182 | 87.7802 | 86.553 | 84.3736 | 81.7963 | 78.5098 | 75.8436 | 74.0186 | 72.6488 | 3.3441 | 3.8679 | 3.6388 | 4.1902 | 4.5589 | 3.4416 | 3.7586 | 3.9579 | 4.8032 | 5.6598 | 5.8942 | 5.2946 | 4.4464 | 4.5798 | 4.6259 | 4.6916 | 4.6782 | 4.8484 | 4.4753 | 3.7101 | 4.5097 | 3.9789 | 4.0504 | 3.7734
Portfolio Adjusted1-in-10AllSouth of Lugo2015August Monthly Peak | Portfolio Adjusted | 1-in-10 | All | South of Lugo | 2015 | August Monthly Peak | 8 | 123.7961 | 120.5532 | 116.6155 | 117.0477 | 125.5027 | 145.237 | 174.2781 | 198.063 | 214.9244 | 230.5997 | 244.0468 | 246.661 | 242.046 | 243.3273 | 240.1209 | 231.3076 | 219.5317 | 207.0521 | 189.7042 | 182.8517 | 175.5475 | 162.6682 | 144.9679 | 134.8652 | -1.8596 | -2.2254 | -1.9533 | -1.748 | -1.7189 | -1.4566 | -2.0533 | -1.7124 | -1.9024 | -2.4099 | -2.3245 | -1.708 | -1.6332 | 0.19868 | 4.9173 | 4.8038 | 3.9783 | 3.4274 | -0.10807 | -1.1417 | -1.2458 | -1.486 | -1.4925 | -1.4902 | 70.6814 | 70.2455 | 70.0524 | 69.7398 | 69.3437 | 69.2015 | 69.1054 | 69.3441 | 71.5922 | 75.2716 | 78.6531 | 82.3472 | 85.2047 | 86.9986 | 87.3372 | 88.2228 | 88.8591 | 89.023 | 88.2944 | 84.7838 | 79.4028 | 75.8696 | 73.6358 | 72.1636 | 3.2633 | 3.7898 | 3.5727 | 4.1227 | 4.477 | 3.4099 | 3.78 | 3.96 | 4.8094 | 5.7367 | 6.0289 | 5.4434 | 4.5864 | 4.7474 | 4.7825 | 4.7956 | 4.7577 | 4.9282 | 4.5401 | 3.7825 | 4.5196 | 3.9647 | 3.9903 | 3.7198
Portfolio Adjusted1-in-10AllSouth of Lugo2015September Monthly Peak | Portfolio Adjusted | 1-in-10 | All | South of Lugo | 2015 | September Monthly Peak | 9 | 127.3249 | 124.2055 | 119.3521 | 119.8657 | 129.2992 | 151.2441 | 186.2801 | 215.0108 | 239.4188 | 259.0398 | 272.6837 | 274.1827 | 269.0798 | 270.1556 | 264.4115 | 251.8975 | 238.3687 | 222.2648 | 202.3661 | 196.9285 | 184.746 | 169.3175 | 149.9138 | 139.0118 | -2.1278 | -2.7629 | -2.2801 | -1.9274 | -1.754 | -1.5835 | -2.3817 | -1.8826 | -1.4417 | -2.6239 | -2.7425 | -2.0483 | -1.6091 | 0.059834 | 5.1306 | 5.0024 | 4.6617 | 3.6983 | 0.29464 | -1.2423 | -1.8012 | -1.9892 | -2.0639 | -2.0803 | 74.3657 | 73.1934 | 72.6089 | 72.3687 | 71.5589 | 71.0513 | 70.8339 | 71.2253 | 73.4875 | 77.5077 | 81.8967 | 87.5579 | 92.0186 | 95.3982 | 95.9851 | 95.5477 | 95.0328 | 93.6783 | 92.4532 | 90.0079 | 86.2978 | 80.9499 | 77.6633 | 75.6451 | 3.4606 | 4.026 | 3.7702 | 4.3533 | 4.7559 | 3.6613 | 4.1659 | 4.4325 | 5.5241 | 6.6446 | 6.9458 | 6.2389 | 5.2571 | 5.4348 | 5.43 | 5.3849 | 5.3265 | 5.4548 | 4.9937 | 4.2003 | 4.9044 | 4.2551 | 4.2547 | 3.9534
Portfolio Adjusted1-in-10AllSouth of Lugo2015October Monthly Peak | Portfolio Adjusted | 1-in-10 | All | South of Lugo | 2015 | October Monthly Peak | 10 | 106.6228 | 103.0722 | 99.9616 | 100.8822 | 106.3263 | 122.8786 | 149.3821 | 169.3922 | 187.7723 | 204.8364 | 216.1826 | 221.6244 | 222.8345 | 225.4375 | 221.0507 | 210.3307 | 198.719 | 192.9458 | 178.4596 | 168.3345 | 156.3197 | 143.4027 | 126.6533 | 117.9268 | -1.5724 | -1.8393 | -1.6361 | -1.4878 | -1.4586 | -1.2235 | -1.7356 | -1.4615 | -1.7484 | -2.1514 | -2.0404 | -1.515 | -1.5314 | 0.20588 | 4.5653 | 4.3993 | 3.5548 | 3.1912 | -0.16043 | -1.0493 | -1.0419 | -1.2491 | -1.2325 | -1.228 | 71.9074 | 71.425 | 70.594 | 69.7565 | 68.6117 | 68.3773 | 68.5444 | 68.7712 | 69.7501 | 72.4225 | 76.5918 | 81.6183 | 85.0766 | 86.6276 | 87.1309 | 87.3398 | 86.3682 | 83.5967 | 80.0738 | 77.6091 | 75.5027 | 74.0791 | 72.8373 | 71.8278 | 2.8075 | 3.2367 | 3.0591 | 3.5494 | 3.7888 | 2.8818 | 3.2364 | 3.383 | 4.1972 | 5.0901 | 5.3346 | 4.8855 | 4.2177 | 4.3935 | 4.3978 | 4.3559 | 4.3018 | 4.5874 | 4.2663 | 3.4783 | 4.0201 | 3.4913 | 3.4823 | 3.249
Portfolio Adjusted1-in-10AllSouth of Lugo2015November Monthly Peak | Portfolio Adjusted | 1-in-10 | All | South of Lugo | 2015 | November Monthly Peak | 11 | 105.3963 | 101.0665 | 97.9609 | 99.9727 | 105.6423 | 122.1431 | 144.5788 | 163.0131 | 180.9684 | 195.3258 | 205.3545 | 209.3574 | 208.6252 | 210.0956 | 206.3784 | 196.5412 | 186.6432 | 181.0131 | 168.3576 | 159.4051 | 149.2495 | 138.1873 | 121.6127 | 113.1273 | -1.2333 | -1.1142 | -1.1878 | -1.2678 | -1.4741 | -1.1192 | -1.4181 | -1.3743 | -2.6082 | -2.1646 | -1.7411 | -1.2251 | -1.7225 | 0.4172 | 4.6619 | 4.433 | 2.856 | 2.9658 | -0.76605 | -0.97515 | -0.28101 | -0.55286 | -0.42245 | -0.37971 | 64.5812 | 62.8932 | 62.1987 | 60.6045 | 59.4443 | 58.7504 | 58.189 | 59.4997 | 62.2222 | 67.1536 | 72.7173 | 76.781 | 78.8238 | 80.4859 | 81.2991 | 80.8217 | 79.2905 | 77.1608 | 75.1707 | 72.6927 | 70.8743 | 69.3276 | 67.4973 | 66.3791 | 2.9458 | 3.3688 | 3.1822 | 3.7336 | 3.9958 | 3.0406 | 3.3249 | 3.4558 | 4.2938 | 5.1522 | 5.3789 | 4.8988 | 4.1915 | 4.3462 | 4.3583 | 4.3205 | 4.2888 | 4.5682 | 4.2722 | 3.4963 | 4.0743 | 3.5711 | 3.5492 | 3.3084
Portfolio Adjusted1-in-10AllSouth of Lugo2015December Monthly Peak | Portfolio Adjusted | 1-in-10 | All | South of Lugo | 2015 | December Monthly Peak | 12 | 101.5141 | 98.7227 | 96.1132 | 97.0897 | 102.485 | 115.8051 | 140.5092 | 157.8271 | 170.2668 | 177.0924 | 178.3461 | 176.3872 | 172.1516 | 169.483 | 165.4414 | 157.6971 | 154.739 | 154.8096 | 147.7186 | 143.9855 | 136.5001 | 128.9463 | 113.2929 | 106.9333 | -1.1392 | -0.98235 | -1.1012 | -1.1997 | -1.4339 | -1.0466 | -1.3381 | -1.3256 | -2.5907 | -1.9787 | -1.4852 | -1.0048 | -1.4588 | 0.36518 | 3.7876 | 3.5976 | 2.3048 | 2.5327 | -0.75705 | -0.87819 | -0.15423 | -0.42027 | -0.28194 | -0.24011 | 47.0274 | 46.4327 | 45.5575 | 44.8471 | 44.2937 | 43.0162 | 43.9875 | 44.6732 | 45.9721 | 47.6746 | 49.9565 | 51.777 | 53.0477 | 52.5862 | 52.4708 | 52.2052 | 51.9058 | 50.7355 | 49.4243 | 48.6421 | 47.6142 | 47.0454 | 46.3489 | 45.9611 | 2.8936 | 3.3561 | 3.1842 | 3.698 | 3.9534 | 2.9401 | 3.2956 | 3.4123 | 4.1201 | 4.7641 | 4.7644 | 4.2093 | 3.5274 | 3.5758 | 3.5632 | 3.5355 | 3.6264 | 3.9846 | 3.823 | 3.2209 | 3.8003 | 3.3985 | 3.3722 | 3.1894
Portfolio Adjusted1-in-10AllSouth of Lugo2015Typical Event Day | Portfolio Adjusted | 1-in-10 | All | South of Lugo | 2015 | Typical Event Day | 8 | 123.4805 | 120.2856 | 116.374 | 116.8107 | 125.246 | 144.897 | 173.6694 | 197.0709 | 213.5394 | 228.989 | 242.2929 | 244.9088 | 240.272 | 241.5617 | 238.3936 | 229.6617 | 217.9994 | 205.6714 | 188.6007 | 181.8485 | 174.735 | 162.0021 | 144.4925 | 134.4482 | -1.8253 | -2.1559 | -1.9104 | -1.7254 | -1.7178 | -1.4441 | -2.0213 | -1.7008 | -1.9759 | -2.4035 | -2.2895 | -1.6769 | -1.6475 | 0.21765 | 4.9183 | 4.7993 | 3.9061 | 3.4021 | -0.16168 | -1.1338 | -1.1742 | -1.4198 | -1.4164 | -1.4109 | 70.1192 | 69.4054 | 69.021 | 68.7244 | 67.9681 | 67.5376 | 67.4069 | 68.0547 | 70.639 | 74.6802 | 78.7843 | 82.5367 | 85.0649 | 86.9207 | 87.9306 | 88.3369 | 89.2128 | 88.508 | 87.4419 | 84.9093 | 80.737 | 76.8279 | 74.2718 | 72.6019 | 3.2516 | 3.7775 | 3.5616 | 4.1101 | 4.4633 | 3.3984 | 3.7629 | 3.9361 | 4.7735 | 5.6908 | 5.9794 | 5.3992 | 4.5481 | 4.7081 | 4.7432 | 4.7566 | 4.7196 | 4.8903 | 4.5091 | 3.7579 | 4.4941 | 3.9444 | 3.9731 | 3.7045
Portfolio Adjusted1-in-10AllSouth of Lugo2016January Monthly Peak | Portfolio Adjusted | 1-in-10 | All | South of Lugo | 2016 | January Monthly Peak | 1 | 104.089 | 101.1859 | 98.3868 | 98.8099 | 104.9884 | 119.7828 | 148.1011 | 167.1092 | 179.756 | 187.671 | 189.5133 | 188.3906 | 185.1916 | 184.6314 | 179.9442 | 170.6093 | 165.6817 | 165.822 | 158.2655 | 154.7185 | 146.3676 | 135.6723 | 118.8387 | 111.5674 | -1.1681 | -1.0069 | -1.1273 | -1.2209 | -1.4689 | -1.0826 | -1.4104 | -1.4036 | -2.7351 | -2.0969 | -1.5782 | -1.0732 | -1.5693 | 0.39781 | 4.1197 | 3.8921 | 2.4678 | 2.7129 | -0.81111 | -0.94365 | -0.16538 | -0.44219 | -0.29574 | -0.25052 | 45.7488 | 45.941 | 45.2505 | 44.5678 | 44.4311 | 44.1857 | 43.1399 | 42.8849 | 43.8257 | 46.5944 | 48.6018 | 50.5925 | 52.6577 | 53.7223 | 54.6387 | 54.8489 | 54.4753 | 53.558 | 51.9752 | 51.0266 | 50.0487 | 49.76 | 49.5919 | 48.5491 | 2.967 | 3.4398 | 3.2595 | 3.7635 | 4.05 | 3.0411 | 3.4736 | 3.613 | 4.3498 | 5.0486 | 5.0627 | 4.4958 | 3.7946 | 3.8954 | 3.8756 | 3.825 | 3.8828 | 4.268 | 4.0959 | 3.461 | 4.075 | 3.5758 | 3.5372 | 3.3276
Portfolio Adjusted1-in-10AllSouth of Lugo2016February Monthly Peak | Portfolio Adjusted | 1-in-10 | All | South of Lugo | 2016 | February Monthly Peak | 2 | 102.4734 | 99.7096 | 97.0027 | 97.6657 | 103.3794 | 118.1922 | 143.5168 | 159.7154 | 171.4028 | 181.1512 | 185.6637 | 187.2295 | 185.6438 | 186.4433 | 182.2 | 172.9836 | 166.2858 | 165.2882 | 157.2348 | 151.8491 | 143.6058 | 133.2336 | 118.0338 | 110.6596 | -1.15 | -0.99217 | -1.1114 | -1.2068 | -1.4464 | -1.0682 | -1.3667 | -1.3415 | -2.608 | -2.0241 | -1.5461 | -1.0666 | -1.5732 | 0.40172 | 4.1713 | 3.9463 | 2.4768 | 2.7041 | -0.80582 | -0.92615 | -0.16226 | -0.43425 | -0.29373 | -0.24848 | 51.6447 | 50.9723 | 50.206 | 49.1421 | 48.4768 | 48.1987 | 47.3366 | 47.1926 | 48.6879 | 52.3788 | 56.2608 | 60.0484 | 61.9134 | 63.2386 | 63.9472 | 64.0557 | 63.1468 | 62.1217 | 60.054 | 58.0606 | 56.6088 | 55.3829 | 54.4129 | 53.0133 | 2.921 | 3.3896 | 3.2137 | 3.72 | 3.9879 | 3.0007 | 3.3661 | 3.4532 | 4.1476 | 4.8733 | 4.9598 | 4.4681 | 3.8039 | 3.9336 | 3.9242 | 3.8782 | 3.897 | 4.2543 | 4.0693 | 3.3968 | 3.9981 | 3.5115 | 3.5133 | 3.3005
Portfolio Adjusted1-in-10AllSouth of Lugo2016March Monthly Peak | Portfolio Adjusted | 1-in-10 | All | South of Lugo | 2016 | March Monthly Peak | 3 | 110.4807 | 107.2794 | 102.4405 | 103.0434 | 108.7537 | 124.6109 | 148.6386 | 168.7938 | 185.0921 | 198.134 | 206.7486 | 210.8259 | 209.722 | 212.2732 | 210.2354 | 202.2592 | 193.0192 | 182.2746 | 167.4838 | 164.9223 | 157.3819 | 146.4653 | 129.8567 | 119.5727 | -1.2398 | -1.0675 | -1.1737 | -1.2732 | -1.5216 | -1.1262 | -1.4155 | -1.4177 | -2.8162 | -2.2138 | -1.7217 | -1.201 | -1.7772 | 0.45737 | 4.8132 | 4.6142 | 2.875 | 2.982 | -0.85835 | -1.0059 | -0.17783 | -0.47737 | -0.32316 | -0.2685 | 61.1564 | 59.5159 | 58.8411 | 58.6455 | 57.7531 | 55.8626 | 55.3251 | 56.0158 | 59.1539 | 64.0511 | 69.2004 | 73.8712 | 77.1629 | 78.5074 | 78.7667 | 79.1337 | 78.132 | 76.6862 | 75.0275 | 72.4745 | 69.6987 | 66.5006 | 63.5747 | 61.4744 | 3.1492 | 3.647 | 3.3938 | 3.9248 | 4.1952 | 3.1637 | 3.4862 | 3.6494 | 4.4789 | 5.3301 | 5.5231 | 5.0312 | 4.2972 | 4.4786 | 4.528 | 4.5346 | 4.5235 | 4.6915 | 4.3345 | 3.6892 | 4.3817 | 3.8603 | 3.8652 | 3.5664
Portfolio Adjusted1-in-10AllSouth of Lugo2016April Monthly Peak | Portfolio Adjusted | 1-in-10 | All | South of Lugo | 2016 | April Monthly Peak | 4 | 113.3655 | 109.6913 | 104.6006 | 105.2315 | 111.0073 | 127.7652 | 153.7375 | 177.1309 | 197.3513 | 213.4013 | 224.4007 | 229.3096 | 228.9503 | 231.84 | 229.5303 | 220.7159 | 209.6946 | 196.9602 | 179.0294 | 174.8081 | 165.2496 | 152.8602 | 134.7169 | 123.7722 | -1.5924 | -1.7854 | -1.61 | -1.5019 | -1.5288 | -1.2489 | -1.7222 | -1.5202 | -2.0691 | -2.2698 | -2.0685 | -1.5156 | -1.6463 | 0.2689 | 4.8427 | 4.6997 | 3.6264 | 3.2506 | -0.31124 | -1.085 | -0.9197 | -1.1659 | -1.1171 | -1.088 | 70.8429 | 69.745 | 68.1534 | 66.5131 | 65.11 | 64.2412 | 63.7809 | 63.8764 | 66.561 | 72.1406 | 77.2151 | 82.3949 | 85.7239 | 87.2719 | 86.3088 | 86.0992 | 86.1572 | 86.0162 | 84.5797 | 80.4234 | 75.5045 | 71.171 | 68.7752 | 67.5608 | 2.9918 | 3.4524 | 3.2084 | 3.7109 | 3.9646 | 3.0032 | 3.3384 | 3.5457 | 4.4214 | 5.3151 | 5.5501 | 5.0664 | 4.3433 | 4.5286 | 4.5769 | 4.5814 | 4.5498 | 4.6935 | 4.2897 | 3.6203 | 4.2595 | 3.73 | 3.7125 | 3.4178
Portfolio Adjusted1-in-10AllSouth of Lugo2016May Monthly Peak | Portfolio Adjusted | 1-in-10 | All | South of Lugo | 2016 | May Monthly Peak | 5 | 119.1499 | 116.113 | 110.6459 | 111.1798 | 117.8014 | 134.9063 | 160.2657 | 187.978 | 210.3524 | 228.1215 | 239.0309 | 241.7786 | 238.688 | 240.1412 | 237.2836 | 227.3949 | 215.1469 | 201.1202 | 183.6545 | 175.8697 | 169.4324 | 156.9117 | 140.2974 | 129.9393 | -1.6374 | -1.8107 | -1.6561 | -1.5638 | -1.6252 | -1.3079 | -1.7663 | -1.6096 | -2.3128 | -2.4395 | -2.1804 | -1.5742 | -1.7494 | 0.3043 | 5.0522 | 4.8792 | 3.665 | 3.3161 | -0.38639 | -1.0896 | -0.86189 | -1.1229 | -1.0755 | -1.0505 | 67.7882 | 66.9575 | 65.271 | 64.3372 | 63.8348 | 63.1435 | 63.3748 | 63.5511 | 66.8552 | 72.798 | 77.9556 | 81.8068 | 83.8998 | 84.9876 | 86.8129 | 87.9514 | 88.2854 | 87.3448 | 85.9625 | 83.3692 | 80.0825 | 76.0832 | 73.0081 | 70.9398 | 3.1547 | 3.6664 | 3.4049 | 3.9334 | 4.221 | 3.1814 | 3.4915 | 3.7751 | 4.728 | 5.7002 | 5.9312 | 5.3594 | 4.5428 | 4.7061 | 4.747 | 4.7354 | 4.6833 | 4.8083 | 4.4149 | 3.6542 | 4.3816 | 3.8414 | 3.8789 | 3.5998
Portfolio Adjusted1-in-10AllSouth of Lugo2016June Monthly Peak | Portfolio Adjusted | 1-in-10 | All | South of Lugo | 2016 | June Monthly Peak | 6 | 124.8409 | 120.743 | 115.7881 | 115.6929 | 123.6548 | 141.9083 | 165.8134 | 190.7051 | 209.8637 | 224.5807 | 233.8553 | 235.8751 | 230.7443 | 232.0433 | 230.1563 | 221.8477 | 211.413 | 199.5172 | 183.2451 | 176.2916 | 171.4574 | 160.1201 | 145.0737 | 134.6069 | -1.6433 | -1.7263 | -1.6397 | -1.5818 | -1.7115 | -1.3544 | -1.7704 | -1.6258 | -2.5109 | -2.4264 | -2.0905 | -1.4916 | -1.7519 | 0.34136 | 4.9852 | 4.8293 | 3.4974 | 3.2838 | -0.51274 | -1.0883 | -0.71629 | -1.0025 | -0.93956 | -0.90762 | 65.9083 | 65.3344 | 64.844 | 64.4226 | 62.9418 | 62.1611 | 62.3545 | 64.1404 | 67.1085 | 71.5232 | 76.4928 | 80.4917 | 82.3776 | 82.7949 | 83.7803 | 83.9588 | 85.179 | 84.7778 | 84.6465 | 83.0494 | 78.7375 | 74.6485 | 71.7695 | 69.9502 | 3.3382 | 3.8504 | 3.5984 | 4.1337 | 4.4746 | 3.3797 | 3.6482 | 3.8678 | 4.7638 | 5.6674 | 5.8603 | 5.2803 | 4.4351 | 4.5924 | 4.65 | 4.6657 | 4.6477 | 4.8172 | 4.4487 | 3.6993 | 4.4779 | 3.9588 | 4.0507 | 3.7661
Portfolio Adjusted1-in-10AllSouth of Lugo2016July Monthly Peak | Portfolio Adjusted | 1-in-10 | All | South of Lugo | 2016 | July Monthly Peak | 7 | 126.8823 | 123.0547 | 118.7906 | 118.9795 | 127.8161 | 146.6074 | 173.3159 | 197.9834 | 214.6781 | 227.5398 | 238.6281 | 239.9511 | 234.6906 | 234.7673 | 232.2927 | 226.3204 | 215.8937 | 203.7249 | 187.0197 | 179.3757 | 175.1862 | 163.2718 | 147.1711 | 136.8268 | -1.8057 | -2.0538 | -1.859 | -1.713 | -1.7585 | -1.4401 | -1.9605 | -1.7016 | -2.1844 | -2.4121 | -2.2135 | -1.6003 | -1.6679 | 0.25704 | 4.8737 | 4.7965 | 3.7674 | 3.3642 | -0.28375 | -1.1146 | -1.0258 | -1.292 | -1.2762 | -1.2613 | 69.5213 | 68.8485 | 68.5786 | 68.3665 | 68.0278 | 67.7366 | 67.3339 | 67.5092 | 70.3677 | 74.4183 | 78.0947 | 79.7501 | 80.6587 | 82.4912 | 84.6199 | 85.6182 | 87.7802 | 86.553 | 84.3736 | 81.7963 | 78.5098 | 75.8436 | 74.0186 | 72.6488 | 3.3441 | 3.8679 | 3.6388 | 4.1902 | 4.5589 | 3.4416 | 3.7586 | 3.9579 | 4.8032 | 5.6598 | 5.8942 | 5.2946 | 4.4464 | 4.5798 | 4.6259 | 4.6916 | 4.6782 | 4.8484 | 4.4753 | 3.7101 | 4.5097 | 3.9789 | 4.0504 | 3.7734
Portfolio Adjusted1-in-10AllSouth of Lugo2016August Monthly Peak | Portfolio Adjusted | 1-in-10 | All | South of Lugo | 2016 | August Monthly Peak | 8 | 123.7961 | 120.5532 | 116.6155 | 117.0477 | 125.5027 | 145.237 | 174.2781 | 198.063 | 214.9244 | 230.5997 | 244.0468 | 246.661 | 242.0461 | 243.3273 | 240.1209 | 231.3076 | 219.5317 | 207.0521 | 189.7042 | 182.8517 | 175.5475 | 162.6682 | 144.9679 | 134.8652 | -1.8596 | -2.2254 | -1.9533 | -1.748 | -1.7189 | -1.4566 | -2.0533 | -1.7124 | -1.9024 | -2.4099 | -2.3245 | -1.708 | -1.6332 | 0.19868 | 4.9173 | 4.8038 | 3.9783 | 3.4274 | -0.10807 | -1.1417 | -1.2458 | -1.486 | -1.4925 | -1.4902 | 70.6814 | 70.2455 | 70.0524 | 69.7398 | 69.3437 | 69.2015 | 69.1054 | 69.3441 | 71.5922 | 75.2716 | 78.6531 | 82.3472 | 85.2047 | 86.9986 | 87.3372 | 88.2228 | 88.8591 | 89.023 | 88.2944 | 84.7838 | 79.4028 | 75.8696 | 73.6358 | 72.1636 | 3.2633 | 3.7898 | 3.5727 | 4.1227 | 4.477 | 3.4099 | 3.78 | 3.96 | 4.8094 | 5.7367 | 6.0289 | 5.4434 | 4.5864 | 4.7474 | 4.7825 | 4.7956 | 4.7577 | 4.9282 | 4.5401 | 3.7825 | 4.5196 | 3.9647 | 3.9903 | 3.7198
Portfolio Adjusted1-in-10AllSouth of Lugo2016September Monthly Peak | Portfolio Adjusted | 1-in-10 | All | South of Lugo | 2016 | September Monthly Peak | 9 | 127.3249 | 124.2055 | 119.3521 | 119.8657 | 129.2991 | 151.2441 | 186.2801 | 215.0108 | 239.4188 | 259.0398 | 272.6837 | 274.1827 | 269.0798 | 270.1556 | 264.4115 | 251.8975 | 238.3687 | 222.2648 | 202.3661 | 196.9285 | 184.746 | 169.3175 | 149.9139 | 139.0118 | -2.1278 | -2.7629 | -2.2801 | -1.9274 | -1.754 | -1.5835 | -2.3817 | -1.8826 | -1.4417 | -2.6239 | -2.7425 | -2.0483 | -1.6091 | 0.059834 | 5.1306 | 5.0024 | 4.6617 | 3.6983 | 0.29464 | -1.2423 | -1.8012 | -1.9892 | -2.0639 | -2.0803 | 74.3657 | 73.1934 | 72.6089 | 72.3687 | 71.5589 | 71.0513 | 70.8339 | 71.2253 | 73.4875 | 77.5077 | 81.8968 | 87.5579 | 92.0186 | 95.3982 | 95.9851 | 95.5477 | 95.0328 | 93.6783 | 92.4532 | 90.0079 | 86.2978 | 80.9499 | 77.6633 | 75.6451 | 3.4606 | 4.026 | 3.7702 | 4.3533 | 4.7559 | 3.6613 | 4.1659 | 4.4325 | 5.5241 | 6.6446 | 6.9458 | 6.2389 | 5.2571 | 5.4348 | 5.43 | 5.3849 | 5.3265 | 5.4548 | 4.9937 | 4.2003 | 4.9044 | 4.2551 | 4.2547 | 3.9534
Portfolio Adjusted1-in-10AllSouth of Lugo2016October Monthly Peak | Portfolio Adjusted | 1-in-10 | All | South of Lugo | 2016 | October Monthly Peak | 10 | 106.6228 | 103.0722 | 99.9616 | 100.8822 | 106.3263 | 122.8786 | 149.3821 | 169.3922 | 187.7723 | 204.8364 | 216.1826 | 221.6244 | 222.8345 | 225.4375 | 221.0507 | 210.3307 | 198.719 | 192.9458 | 178.4596 | 168.3345 | 156.3197 | 143.4027 | 126.6533 | 117.9268 | -1.5724 | -1.8393 | -1.6361 | -1.4878 | -1.4586 | -1.2235 | -1.7356 | -1.4615 | -1.7484 | -2.1514 | -2.0404 | -1.515 | -1.5314 | 0.20588 | 4.5653 | 4.3993 | 3.5548 | 3.1912 | -0.16043 | -1.0493 | -1.0419 | -1.2491 | -1.2325 | -1.228 | 71.9074 | 71.425 | 70.594 | 69.7565 | 68.6117 | 68.3773 | 68.5444 | 68.7712 | 69.7501 | 72.4225 | 76.5918 | 81.6183 | 85.0766 | 86.6276 | 87.1309 | 87.3398 | 86.3682 | 83.5967 | 80.0738 | 77.6091 | 75.5027 | 74.0791 | 72.8373 | 71.8279 | 2.8075 | 3.2367 | 3.0591 | 3.5494 | 3.7888 | 2.8818 | 3.2364 | 3.383 | 4.1972 | 5.0901 | 5.3346 | 4.8855 | 4.2177 | 4.3935 | 4.3978 | 4.3559 | 4.3018 | 4.5874 | 4.2663 | 3.4783 | 4.0201 | 3.4913 | 3.4823 | 3.249
Portfolio Adjusted1-in-10AllSouth of Lugo2016November Monthly Peak | Portfolio Adjusted | 1-in-10 | All | South of Lugo | 2016 | November Monthly Peak | 11 | 105.3963 | 101.0665 | 97.9609 | 99.9727 | 105.6423 | 122.1431 | 144.5788 | 163.0131 | 180.9684 | 195.3258 | 205.3545 | 209.3574 | 208.6252 | 210.0956 | 206.3784 | 196.5412 | 186.6432 | 181.0132 | 168.3576 | 159.4051 | 149.2495 | 138.1873 | 121.6127 | 113.1273 | -1.2333 | -1.1142 | -1.1878 | -1.2678 | -1.4741 | -1.1192 | -1.4181 | -1.3743 | -2.6082 | -2.1646 | -1.7411 | -1.2251 | -1.7225 | 0.4172 | 4.6619 | 4.433 | 2.856 | 2.9658 | -0.76605 | -0.97515 | -0.28101 | -0.55286 | -0.42245 | -0.37971 | 64.5812 | 62.8931 | 62.1987 | 60.6045 | 59.4443 | 58.7504 | 58.189 | 59.4997 | 62.2222 | 67.1536 | 72.7173 | 76.781 | 78.8238 | 80.4859 | 81.2991 | 80.8217 | 79.2905 | 77.1608 | 75.1707 | 72.6927 | 70.8743 | 69.3276 | 67.4973 | 66.3791 | 2.9458 | 3.3688 | 3.1822 | 3.7336 | 3.9958 | 3.0406 | 3.3249 | 3.4558 | 4.2938 | 5.1522 | 5.3789 | 4.8988 | 4.1915 | 4.3462 | 4.3583 | 4.3205 | 4.2888 | 4.5682 | 4.2722 | 3.4963 | 4.0743 | 3.5711 | 3.5492 | 3.3084
Portfolio Adjusted1-in-10AllSouth of Lugo2016December Monthly Peak | Portfolio Adjusted | 1-in-10 | All | South of Lugo | 2016 | December Monthly Peak | 12 | 101.5141 | 98.7227 | 96.1132 | 97.0897 | 102.485 | 115.8051 | 140.5092 | 157.8271 | 170.2668 | 177.0924 | 178.3461 | 176.3872 | 172.1516 | 169.483 | 165.4414 | 157.6971 | 154.739 | 154.8096 | 147.7186 | 143.9855 | 136.5001 | 128.9463 | 113.2929 | 106.9333 | -1.1392 | -0.98235 | -1.1012 | -1.1997 | -1.4339 | -1.0466 | -1.3381 | -1.3256 | -2.5907 | -1.9787 | -1.4852 | -1.0048 | -1.4588 | 0.36518 | 3.7876 | 3.5976 | 2.3048 | 2.5327 | -0.75705 | -0.87819 | -0.15423 | -0.42027 | -0.28194 | -0.24011 | 47.0274 | 46.4327 | 45.5575 | 44.8471 | 44.2937 | 43.0162 | 43.9875 | 44.6732 | 45.9721 | 47.6746 | 49.9565 | 51.777 | 53.0477 | 52.5862 | 52.4708 | 52.2052 | 51.9058 | 50.7355 | 49.4243 | 48.6421 | 47.6142 | 47.0454 | 46.3489 | 45.9611 | 2.8936 | 3.3561 | 3.1842 | 3.698 | 3.9534 | 2.9401 | 3.2956 | 3.4123 | 4.1201 | 4.7641 | 4.7644 | 4.2093 | 3.5274 | 3.5758 | 3.5632 | 3.5355 | 3.6264 | 3.9846 | 3.823 | 3.2209 | 3.8003 | 3.3985 | 3.3722 | 3.1894
Portfolio Adjusted1-in-10AllSouth of Lugo2016Typical Event Day | Portfolio Adjusted | 1-in-10 | All | South of Lugo | 2016 | Typical Event Day | 8 | 123.4805 | 120.2856 | 116.374 | 116.8107 | 125.2459 | 144.8971 | 173.6694 | 197.0709 | 213.5394 | 228.989 | 242.2929 | 244.9088 | 240.272 | 241.5617 | 238.3936 | 229.6617 | 217.9994 | 205.6714 | 188.6007 | 181.8485 | 174.735 | 162.0021 | 144.4925 | 134.4482 | -1.8253 | -2.1559 | -1.9104 | -1.7254 | -1.7178 | -1.4441 | -2.0213 | -1.7008 | -1.9759 | -2.4035 | -2.2895 | -1.6769 | -1.6475 | 0.21765 | 4.9183 | 4.7993 | 3.9061 | 3.4021 | -0.16168 | -1.1338 | -1.1742 | -1.4198 | -1.4164 | -1.4109 | 70.1192 | 69.4054 | 69.021 | 68.7244 | 67.9681 | 67.5376 | 67.4069 | 68.0547 | 70.639 | 74.6802 | 78.7843 | 82.5367 | 85.0649 | 86.9207 | 87.9306 | 88.3369 | 89.2128 | 88.508 | 87.4419 | 84.9093 | 80.737 | 76.8279 | 74.2718 | 72.6019 | 3.2516 | 3.7775 | 3.5616 | 4.1101 | 4.4633 | 3.3984 | 3.7629 | 3.9361 | 4.7735 | 5.6908 | 5.9794 | 5.3992 | 4.5481 | 4.7081 | 4.7432 | 4.7566 | 4.7196 | 4.8903 | 4.5091 | 3.7579 | 4.4941 | 3.9444 | 3.9731 | 3.7045
Portfolio Adjusted1-in-10AllSouth of Lugo2017January Monthly Peak | Portfolio Adjusted | 1-in-10 | All | South of Lugo | 2017 | January Monthly Peak | 1 | 104.089 | 101.1859 | 98.3868 | 98.8099 | 104.9884 | 119.7828 | 148.1011 | 167.1092 | 179.756 | 187.671 | 189.5133 | 188.3906 | 185.1916 | 184.6314 | 179.9442 | 170.6093 | 165.6818 | 165.822 | 158.2655 | 154.7185 | 146.3676 | 135.6723 | 118.8387 | 111.5674 | -1.1681 | -1.0069 | -1.1273 | -1.2209 | -1.4689 | -1.0826 | -1.4104 | -1.4036 | -2.7351 | -2.0969 | -1.5782 | -1.0732 | -1.5693 | 0.39781 | 4.1197 | 3.8921 | 2.4678 | 2.7129 | -0.81111 | -0.94365 | -0.16538 | -0.44219 | -0.29574 | -0.25052 | 45.7488 | 45.941 | 45.2506 | 44.5678 | 44.4311 | 44.1857 | 43.1399 | 42.8849 | 43.8257 | 46.5944 | 48.6018 | 50.5925 | 52.6577 | 53.7223 | 54.6387 | 54.8489 | 54.4753 | 53.558 | 51.9752 | 51.0266 | 50.0487 | 49.76 | 49.5919 | 48.5491 | 2.967 | 3.4398 | 3.2595 | 3.7635 | 4.05 | 3.0411 | 3.4736 | 3.613 | 4.3498 | 5.0486 | 5.0627 | 4.4958 | 3.7946 | 3.8954 | 3.8756 | 3.825 | 3.8828 | 4.268 | 4.0959 | 3.461 | 4.075 | 3.5758 | 3.5372 | 3.3276
Portfolio Adjusted1-in-10AllSouth of Lugo2017February Monthly Peak | Portfolio Adjusted | 1-in-10 | All | South of Lugo | 2017 | February Monthly Peak | 2 | 102.4734 | 99.7096 | 97.0027 | 97.6657 | 103.3794 | 118.1922 | 143.5168 | 159.7154 | 171.4028 | 181.1512 | 185.6637 | 187.2295 | 185.6438 | 186.4433 | 182.2 | 172.9836 | 166.2858 | 165.2882 | 157.2348 | 151.8491 | 143.6058 | 133.2336 | 118.0338 | 110.6596 | -1.15 | -0.99217 | -1.1114 | -1.2068 | -1.4464 | -1.0682 | -1.3667 | -1.3415 | -2.608 | -2.0241 | -1.5461 | -1.0666 | -1.5732 | 0.40172 | 4.1713 | 3.9463 | 2.4768 | 2.7041 | -0.80582 | -0.92615 | -0.16226 | -0.43425 | -0.29373 | -0.24848 | 51.6447 | 50.9723 | 50.206 | 49.1421 | 48.4768 | 48.1987 | 47.3366 | 47.1926 | 48.6879 | 52.3788 | 56.2608 | 60.0484 | 61.9134 | 63.2386 | 63.9472 | 64.0557 | 63.1468 | 62.1217 | 60.054 | 58.0606 | 56.6088 | 55.3829 | 54.4129 | 53.0133 | 2.921 | 3.3896 | 3.2137 | 3.72 | 3.9879 | 3.0007 | 3.3661 | 3.4532 | 4.1476 | 4.8733 | 4.9598 | 4.4681 | 3.8039 | 3.9336 | 3.9242 | 3.8782 | 3.897 | 4.2543 | 4.0693 | 3.3968 | 3.9981 | 3.5115 | 3.5133 | 3.3005
Portfolio Adjusted1-in-10AllSouth of Lugo2017March Monthly Peak | Portfolio Adjusted | 1-in-10 | All | South of Lugo | 2017 | March Monthly Peak | 3 | 110.4807 | 107.2794 | 102.4405 | 103.0433 | 108.7537 | 124.6109 | 148.6386 | 168.7938 | 185.0921 | 198.134 | 206.7486 | 210.8259 | 209.7221 | 212.2732 | 210.2354 | 202.2592 | 193.0192 | 182.2746 | 167.4838 | 164.9223 | 157.3819 | 146.4653 | 129.8567 | 119.5727 | -1.2398 | -1.0675 | -1.1737 | -1.2732 | -1.5216 | -1.1262 | -1.4155 | -1.4177 | -2.8162 | -2.2138 | -1.7217 | -1.201 | -1.7772 | 0.45737 | 4.8132 | 4.6142 | 2.875 | 2.982 | -0.85835 | -1.0059 | -0.17783 | -0.47737 | -0.32316 | -0.2685 | 61.1564 | 59.5159 | 58.8411 | 58.6455 | 57.753 | 55.8626 | 55.3251 | 56.0158 | 59.1539 | 64.0511 | 69.2004 | 73.8712 | 77.1629 | 78.5074 | 78.7667 | 79.1337 | 78.132 | 76.6862 | 75.0275 | 72.4745 | 69.6987 | 66.5005 | 63.5747 | 61.4743 | 3.1492 | 3.647 | 3.3938 | 3.9248 | 4.1952 | 3.1637 | 3.4862 | 3.6494 | 4.4789 | 5.3301 | 5.5231 | 5.0312 | 4.2972 | 4.4786 | 4.528 | 4.5346 | 4.5235 | 4.6915 | 4.3345 | 3.6892 | 4.3817 | 3.8603 | 3.8652 | 3.5664
Portfolio Adjusted1-in-10AllSouth of Lugo2017April Monthly Peak | Portfolio Adjusted | 1-in-10 | All | South of Lugo | 2017 | April Monthly Peak | 4 | 3.9574 | 3.7698 | 3.6496 | 3.6398 | 3.724 | 4.091 | 4.5564 | 5.0463 | 5.938 | 6.7702 | 7.4364 | 7.8546 | 8.129 | 8.3018 | 8.3752 | 8.2281 | 7.857 | 7.2002 | 6.4085 | 6.2902 | 5.977 | 5.4832 | 4.8466 | 4.3636 | -0.014906 | -0.016712 | -0.015071 | -0.014058 | -0.01431 | -0.01169 | -0.01612 | -0.01423 | -0.019368 | -0.021246 | -0.019362 | -0.014187 | -0.01541 | 0.002517 | 0.1466 | 0.14416 | 0.12989 | 0.11756 | -0.0029134 | -0.010156 | -0.0086087 | -0.010914 | -0.010457 | -0.010185 | 70.2183 | 69.2438 | 67.6682 | 66.0912 | 64.7358 | 63.8799 | 63.4966 | 63.5769 | 66.2904 | 71.9058 | 77.2426 | 82.3398 | 85.3112 | 86.1026 | 85.1991 | 85.1546 | 85.098 | 85.1862 | 83.8277 | 79.8043 | 75.0579 | 70.4061 | 68.0956 | 67.1151 | 0.059204 | 0.058465 | 0.053678 | 0.055404 | 0.058403 | 0.063503 | 0.085571 | 0.1015 | 0.11725 | 0.13321 | 0.13767 | 0.14088 | 0.14526 | 0.15944 | 0.16673 | 0.16916 | 0.16799 | 0.15124 | 0.13277 | 0.10194 | 0.092413 | 0.081133 | 0.06824 | 0.058549
Portfolio Adjusted1-in-10AllSouth of Lugo2017May Monthly Peak | Portfolio Adjusted | 1-in-10 | All | South of Lugo | 2017 | May Monthly Peak | 5 | 4.0735 | 3.8967 | 3.7652 | 3.7635 | 3.8374 | 4.1877 | 4.5852 | 5.2504 | 6.213 | 7.1107 | 7.7697 | 8.1641 | 8.3194 | 8.4641 | 8.5014 | 8.3313 | 7.9604 | 7.2467 | 6.4803 | 6.156 | 6.0114 | 5.5305 | 4.925 | 4.4524 | -0.015326 | -0.016949 | -0.015502 | -0.014638 | -0.015212 | -0.012243 | -0.016533 | -0.015067 | -0.021648 | -0.022835 | -0.020409 | -0.014735 | -0.016375 | 0.0028484 | 0.14937 | 0.1465 | 0.1311 | 0.11826 | -0.0036167 | -0.010199 | -0.0080677 | -0.010511 | -0.010067 | -0.0098331 | 67.3613 | 66.7773 | 65.3884 | 64.6614 | 64.154 | 63.5356 | 63.7934 | 63.8899 | 66.857 | 72.4225 | 77.5475 | 81.2106 | 83.0758 | 83.8119 | 86.015 | 87.2315 | 87.7947 | 86.6203 | 85.0271 | 82.7987 | 79.6207 | 75.6425 | 72.4937 | 70.2222 | 0.059613 | 0.059308 | 0.054468 | 0.056497 | 0.059712 | 0.063894 | 0.085573 | 0.10157 | 0.11756 | 0.13378 | 0.13821 | 0.14093 | 0.14483 | 0.15882 | 0.16602 | 0.16839 | 0.16718 | 0.15056 | 0.13226 | 0.10139 | 0.092372 | 0.081113 | 0.068686 | 0.059206
Portfolio Adjusted1-in-10AllSouth of Lugo2017June Monthly Peak | Portfolio Adjusted | 1-in-10 | All | South of Lugo | 2017 | June Monthly Peak | 6 | 4.146 | 3.9646 | 3.8505 | 3.8429 | 3.9391 | 4.2855 | 4.6911 | 5.3698 | 6.2884 | 7.1619 | 7.7909 | 8.1689 | 8.3488 | 8.5074 | 8.5581 | 8.4107 | 8.0617 | 7.3799 | 6.5574 | 6.1408 | 6.0473 | 5.5952 | 5.0112 | 4.5291 | -0.015382 | -0.016159 | -0.015348 | -0.014807 | -0.01602 | -0.012678 | -0.016571 | -0.015218 | -0.023503 | -0.022712 | -0.019568 | -0.013962 | -0.016398 | 0.0031953 | 0.15075 | 0.14808 | 0.13167 | 0.12033 | -0.0047994 | -0.010187 | -0.0067048 | -0.0093835 | -0.0087946 | -0.0084957 | 66.0377 | 65.6086 | 65.3686 | 65.3392 | 64.2185 | 63.456 | 63.4528 | 64.4926 | 67.1264 | 71.3297 | 76.2818 | 79.8681 | 81.4697 | 81.4696 | 82.6339 | 82.8491 | 84.1518 | 83.9386 | 83.9403 | 82.1735 | 77.8021 | 73.8236 | 71.3091 | 69.8181 | 0.060481 | 0.060321 | 0.055547 | 0.057736 | 0.061308 | 0.06478 | 0.086143 | 0.10187 | 0.11769 | 0.13365 | 0.13794 | 0.14067 | 0.14454 | 0.15853 | 0.16578 | 0.16822 | 0.16709 | 0.15058 | 0.13236 | 0.10153 | 0.092776 | 0.081605 | 0.069549 | 0.060105
Portfolio Adjusted1-in-10AllSouth of Lugo2017July Monthly Peak | Portfolio Adjusted | 1-in-10 | All | South of Lugo | 2017 | July Monthly Peak | 7 | 4.2977 | 4.1285 | 4.0189 | 4 | 4.0926 | 4.5031 | 5.0063 | 5.7362 | 6.7336 | 7.6844 | 8.3947 | 8.7711 | 8.906 | 9.0442 | 9.0285 | 8.891 | 8.5282 | 7.7918 | 6.9055 | 6.4422 | 6.3216 | 5.8529 | 5.1979 | 4.696 | -0.016902 | -0.019224 | -0.017401 | -0.016035 | -0.01646 | -0.01348 | -0.018351 | -0.015928 | -0.020447 | -0.022579 | -0.020719 | -0.014979 | -0.015612 | 0.002406 | 0.15732 | 0.15514 | 0.14133 | 0.12728 | -0.002656 | -0.010433 | -0.0096017 | -0.012093 | -0.011946 | -0.011807 | 69.5547 | 68.8388 | 68.6033 | 68.4362 | 68.0709 | 67.8338 | 67.4155 | 67.5738 | 70.3301 | 74.4137 | 77.9709 | 79.1494 | 80.1497 | 81.6612 | 83.9642 | 84.9442 | 87.2346 | 85.7826 | 83.8233 | 81.0213 | 77.8128 | 75.3071 | 73.6022 | 72.4489 | 0.060403 | 0.060325 | 0.055693 | 0.058015 | 0.061772 | 0.064946 | 0.086383 | 0.10196 | 0.11758 | 0.13335 | 0.13779 | 0.14042 | 0.14425 | 0.15815 | 0.16535 | 0.16791 | 0.16679 | 0.15034 | 0.13215 | 0.10135 | 0.092733 | 0.081534 | 0.06943 | 0.060049
Portfolio Adjusted1-in-10AllSouth of Lugo2017August Monthly Peak | Portfolio Adjusted | 1-in-10 | All | South of Lugo | 2017 | August Monthly Peak | 8 | 4.3013 | 4.138 | 4.0245 | 4.0068 | 4.1149 | 4.5783 | 5.133 | 5.7821 | 6.8154 | 7.8165 | 8.616 | 9.0402 | 9.2056 | 9.3435 | 9.3368 | 9.1481 | 8.7123 | 7.9414 | 7.009 | 6.686 | 6.4243 | 5.8635 | 5.1856 | 4.6891 | -0.017407 | -0.020831 | -0.018284 | -0.016362 | -0.01609 | -0.013634 | -0.019219 | -0.016029 | -0.017807 | -0.022558 | -0.021759 | -0.015988 | -0.015288 | 0.0018597 | 0.16155 | 0.15866 | 0.14574 | 0.12967 | -0.0010116 | -0.010687 | -0.011661 | -0.01391 | -0.01397 | -0.013949 | 70.3819 | 69.9901 | 69.891 | 69.5972 | 69.1764 | 69.0241 | 68.9219 | 69.1873 | 71.4891 | 75.2349 | 78.5522 | 81.9162 | 84.4527 | 85.8477 | 86.2642 | 87.3974 | 87.887 | 88.2664 | 87.4323 | 83.6741 | 78.5636 | 75.1964 | 73.1625 | 71.8742 | 0.060152 | 0.06001 | 0.055425 | 0.057689 | 0.061346 | 0.064952 | 0.086689 | 0.10225 | 0.11792 | 0.13399 | 0.13866 | 0.1413 | 0.14504 | 0.15903 | 0.16622 | 0.16865 | 0.16747 | 0.15099 | 0.13271 | 0.10186 | 0.093003 | 0.081674 | 0.069276 | 0.059878
Portfolio Adjusted1-in-10AllSouth of Lugo2017September Monthly Peak | Portfolio Adjusted | 1-in-10 | All | South of Lugo | 2017 | September Monthly Peak | 9 | 4.427 | 4.2585 | 4.1243 | 4.1116 | 4.2371 | 4.7184 | 5.429 | 6.1383 | 7.3542 | 8.4718 | 9.314 | 9.7426 | 9.9222 | 10.0643 | 10.0209 | 9.751 | 9.2969 | 8.4422 | 7.4416 | 7.2288 | 6.6636 | 6.0695 | 5.3595 | 4.8477 | -0.019917 | -0.025862 | -0.021342 | -0.018042 | -0.016418 | -0.014822 | -0.022294 | -0.017621 | -0.013494 | -0.02456 | -0.025671 | -0.019173 | -0.015062 | 0.00056007 | 0.17111 | 0.1673 | 0.15895 | 0.13821 | 0.0027579 | -0.011629 | -0.01686 | -0.018619 | -0.019319 | -0.019472 | 73.7241 | 72.8284 | 72.3301 | 72.0468 | 71.3934 | 70.8976 | 70.7491 | 71.0212 | 73.1527 | 77.2555 | 81.9288 | 87.3744 | 91.4821 | 94.7104 | 94.7562 | 94.6535 | 94.1799 | 93.0455 | 91.7516 | 89.2238 | 85.4724 | 80.2804 | 77.003 | 75.0582 | 0.061344 | 0.061545 | 0.056743 | 0.059319 | 0.063326 | 0.066396 | 0.0886 | 0.10439 | 0.12115 | 0.13819 | 0.14296 | 0.14479 | 0.14771 | 0.16171 | 0.16876 | 0.17102 | 0.16977 | 0.15329 | 0.13475 | 0.10375 | 0.095079 | 0.083282 | 0.070896 | 0.061381
Portfolio Adjusted1-in-10AllSouth of Lugo2017October Monthly Peak | Portfolio Adjusted | 1-in-10 | All | South of Lugo | 2017 | October Monthly Peak | 10 | 3.9888 | 3.841 | 3.7382 | 3.7281 | 3.8017 | 4.1801 | 4.8521 | 5.2943 | 6.1397 | 7.0774 | 7.8148 | 8.299 | 8.6025 | 8.8025 | 8.8301 | 8.593 | 8.1304 | 7.4323 | 6.9037 | 6.5243 | 6.0113 | 5.4799 | 4.8371 | 4.3835 | -0.014718 | -0.017217 | -0.015315 | -0.013926 | -0.013653 | -0.011453 | -0.016246 | -0.01368 | -0.016366 | -0.020138 | -0.019099 | -0.014181 | -0.014335 | 0.0019271 | 0.15273 | 0.14883 | 0.13525 | 0.12134 | -0.0015017 | -0.0098222 | -0.0097525 | -0.011692 | -0.011537 | -0.011495 | 71.6259 | 71.171 | 70.2758 | 69.3575 | 68.3229 | 68.1284 | 68.2574 | 68.4168 | 69.5235 | 72.2886 | 76.6376 | 81.6137 | 84.4255 | 85.7197 | 86.1908 | 86.629 | 85.6942 | 82.9593 | 79.352 | 77.152 | 75.1441 | 73.7214 | 72.5145 | 71.3904 | 0.058082 | 0.057084 | 0.052648 | 0.054231 | 0.057124 | 0.062648 | 0.084706 | 0.10037 | 0.1158 | 0.13163 | 0.13609 | 0.13944 | 0.144 | 0.15807 | 0.16521 | 0.16753 | 0.16631 | 0.14999 | 0.13186 | 0.10087 | 0.090938 | 0.079729 | 0.06681 | 0.057409
Portfolio Adjusted1-in-10AllSouth of Lugo2017November Monthly Peak | Portfolio Adjusted | 1-in-10 | All | South of Lugo | 2017 | November Monthly Peak | 11 | 3.7851 | 3.6582 | 3.5681 | 3.5739 | 3.6717 | 4.0356 | 4.435 | 4.8302 | 5.5617 | 6.309 | 6.8669 | 7.2147 | 7.3915 | 7.514 | 7.5101 | 7.2491 | 6.9872 | 6.8945 | 6.3219 | 5.8904 | 5.4933 | 5.0411 | 4.5058 | 4.1173 | -0.011544 | -0.010429 | -0.011118 | -0.011867 | -0.013798 | -0.010476 | -0.013274 | -0.012864 | -0.024413 | -0.020262 | -0.016297 | -0.011467 | -0.016123 | 0.0039052 | 0.13406 | 0.12927 | 0.11218 | 0.1131 | -0.0071705 | -0.0091278 | -0.0026304 | -0.0051749 | -0.0039543 | -0.0035542 | 64.2199 | 62.5057 | 61.6966 | 60.1579 | 59.176 | 58.4468 | 57.7575 | 58.8284 | 61.611 | 66.8642 | 72.4546 | 76.6443 | 78.6701 | 80.1878 | 80.902 | 80.3389 | 78.915 | 76.8421 | 74.8639 | 72.1795 | 70.4721 | 69.0479 | 67.2139 | 66.0214 | 0.058861 | 0.057912 | 0.053429 | 0.055436 | 0.058484 | 0.063504 | 0.085299 | 0.10095 | 0.11652 | 0.1323 | 0.13671 | 0.13998 | 0.14446 | 0.15854 | 0.16574 | 0.16808 | 0.16691 | 0.15048 | 0.13235 | 0.10128 | 0.091449 | 0.080302 | 0.06732 | 0.05787
Portfolio Adjusted1-in-10AllSouth of Lugo2017December Monthly Peak | Portfolio Adjusted | 1-in-10 | All | South of Lugo | 2017 | December Monthly Peak | 12 | 3.9062 | 3.7757 | 3.6673 | 3.6564 | 3.7957 | 4.1742 | 4.888 | 5.2891 | 5.9189 | 6.3462 | 6.4744 | 6.3684 | 6.2131 | 6.0793 | 5.9321 | 5.7834 | 5.8806 | 6.1765 | 5.7972 | 5.6008 | 5.2898 | 4.9503 | 4.4955 | 4.191 | -0.011004 | -0.0094884 | -0.010637 | -0.011587 | -0.01385 | -0.010109 | -0.012925 | -0.012804 | -0.025023 | -0.019112 | -0.014345 | -0.0097053 | -0.014091 | 0.0035272 | 0.10708 | 0.10428 | 0.094287 | 0.10181 | -0.0073123 | -0.0084824 | -0.0014897 | -0.0040594 | -0.0027232 | -0.0023192 | 47.0531 | 46.4552 | 45.5644 | 44.8691 | 44.3134 | 43.2023 | 43.9275 | 44.4197 | 45.7539 | 47.7773 | 50.2802 | 52.0786 | 53.1834 | 52.853 | 52.8265 | 52.708 | 52.3885 | 51.1751 | 49.9643 | 49.1927 | 48.1867 | 47.5776 | 46.8183 | 46.5213 | 0.061762 | 0.060805 | 0.056148 | 0.057904 | 0.061039 | 0.066498 | 0.089934 | 0.10651 | 0.12249 | 0.13834 | 0.14225 | 0.14584 | 0.15113 | 0.16592 | 0.17358 | 0.17612 | 0.17512 | 0.15758 | 0.13862 | 0.10617 | 0.095376 | 0.084008 | 0.070045 | 0.060245
Portfolio Adjusted1-in-10AllSouth of Lugo2017Typical Event Day | Portfolio Adjusted | 1-in-10 | All | South of Lugo | 2017 | Typical Event Day | 8 | 4.291 | 4.1287 | 4.0163 | 3.999 | 4.1064 | 4.5682 | 5.1191 | 5.7576 | 6.7752 | 7.7647 | 8.5548 | 8.9754 | 9.1388 | 9.2768 | 9.2717 | 9.085 | 8.6527 | 7.8882 | 6.9673 | 6.6499 | 6.3964 | 5.8417 | 5.1691 | 4.6752 | -0.017085 | -0.02018 | -0.017882 | -0.016151 | -0.016079 | -0.013517 | -0.01892 | -0.01592 | -0.018495 | -0.022498 | -0.021431 | -0.015697 | -0.015421 | 0.0020372 | 0.16074 | 0.15782 | 0.14431 | 0.12877 | -0.0015134 | -0.010613 | -0.010991 | -0.01329 | -0.013258 | -0.013207 | 69.9246 | 69.3165 | 69.0483 | 68.8548 | 68.2148 | 67.8029 | 67.6348 | 68.0687 | 70.5246 | 74.5584 | 78.6834 | 82.077 | 84.3885 | 85.9222 | 86.9046 | 87.461 | 88.3633 | 87.7583 | 86.7369 | 84.0232 | 79.9128 | 76.1519 | 73.7692 | 72.2998 | 0.060064 | 0.059913 | 0.055337 | 0.057586 | 0.061234 | 0.064862 | 0.08657 | 0.1021 | 0.11771 | 0.13373 | 0.13838 | 0.14106 | 0.14484 | 0.15882 | 0.166 | 0.16844 | 0.16726 | 0.15078 | 0.13253 | 0.10171 | 0.09284 | 0.08154 | 0.069153 | 0.059766
Portfolio Adjusted1-in-10AllSouth of Lugo2018January Monthly Peak | Portfolio Adjusted | 1-in-10 | All | South of Lugo | 2018 | January Monthly Peak | 1 | 3.9238 | 3.7899 | 3.6837 | 3.6817 | 3.8271 | 4.242 | 5.0061 | 5.4312 | 6.1054 | 6.5059 | 6.6182 | 6.5216 | 6.4103 | 6.3404 | 6.2214 | 6.0039 | 5.8732 | 6.2011 | 5.9253 | 5.7143 | 5.3962 | 5.0538 | 4.5722 | 4.271 | -0.011283 | -0.0097252 | -0.010888 | -0.011793 | -0.014188 | -0.010457 | -0.013623 | -0.013557 | -0.026418 | -0.020254 | -0.015243 | -0.010366 | -0.015158 | 0.0038424 | 0.11284 | 0.10873 | 0.093803 | 0.10214 | -0.0078344 | -0.0091147 | -0.0015974 | -0.0042711 | -0.0028565 | -0.0024198 | 46.177 | 46.1459 | 45.5238 | 44.8048 | 44.5434 | 44.1999 | 43.1055 | 42.8367 | 43.8192 | 46.5014 | 48.5413 | 50.5994 | 52.6871 | 53.7136 | 54.6584 | 54.8773 | 54.4652 | 53.4828 | 51.9101 | 50.8836 | 50.0546 | 49.7069 | 49.492 | 48.3923 | 0.062145 | 0.061293 | 0.056597 | 0.05834 | 0.061673 | 0.066987 | 0.090652 | 0.10725 | 0.12336 | 0.13943 | 0.14336 | 0.1468 | 0.15191 | 0.16678 | 0.1744 | 0.17689 | 0.17583 | 0.15845 | 0.1395 | 0.10698 | 0.096526 | 0.084779 | 0.070867 | 0.060992
Portfolio Adjusted1-in-10AllSouth of Lugo2018February Monthly Peak | Portfolio Adjusted | 1-in-10 | All | South of Lugo | 2018 | February Monthly Peak | 2 | 3.8364 | 3.7019 | 3.6024 | 3.6121 | 3.7271 | 4.1163 | 4.7133 | 5.1107 | 5.726 | 6.2062 | 6.4624 | 6.5467 | 6.5978 | 6.6004 | 6.568 | 6.3793 | 6.1978 | 6.1802 | 6.0362 | 5.7047 | 5.372 | 5.0242 | 4.5424 | 4.2104 | -0.011107 | -0.0095833 | -0.010735 | -0.011656 | -0.013971 | -0.010318 | -0.013201 | -0.012957 | -0.02519 | -0.01955 | -0.014934 | -0.010302 | -0.015195 | 0.0038802 | 0.11845 | 0.11469 | 0.098705 | 0.10123 | -0.0077834 | -0.0089456 | -0.0015673 | -0.0041943 | -0.0028372 | -0.0024001 | 51.768 | 51.0837 | 50.3302 | 49.3186 | 48.5827 | 48.3385 | 47.547 | 47.2939 | 48.7191 | 52.3729 | 56.2562 | 60.0713 | 61.9895 | 63.3578 | 63.8303 | 63.749 | 63.1257 | 62.2463 | 60.043 | 58.0198 | 56.4759 | 55.2802 | 54.3033 | 53.0087 | 0.059235 | 0.058641 | 0.054195 | 0.056113 | 0.059258 | 0.06382 | 0.085932 | 0.10142 | 0.11664 | 0.13206 | 0.13602 | 0.13932 | 0.14402 | 0.15811 | 0.1653 | 0.16764 | 0.16657 | 0.15024 | 0.13233 | 0.10145 | 0.091769 | 0.080611 | 0.067754 | 0.058427
Portfolio Adjusted1-in-10AllSouth of Lugo2018March Monthly Peak | Portfolio Adjusted | 1-in-10 | All | South of Lugo | 2018 | March Monthly Peak | 3 | 3.9206 | 3.7516 | 3.6425 | 3.6283 | 3.7234 | 4.0896 | 4.6358 | 5.0248 | 5.7003 | 6.3381 | 6.8045 | 7.0721 | 7.2476 | 7.3806 | 7.4372 | 7.3019 | 6.9872 | 6.5149 | 6.0375 | 6.0182 | 5.6709 | 5.2627 | 4.7198 | 4.2894 | -0.011975 | -0.010311 | -0.011337 | -0.012298 | -0.014697 | -0.010878 | -0.013672 | -0.013694 | -0.027202 | -0.021383 | -0.01663 | -0.0116 | -0.017166 | 0.0044177 | 0.13415 | 0.13133 | 0.11097 | 0.10603 | -0.0082907 | -0.0097158 | -0.0017176 | -0.0046109 | -0.0031213 | -0.0025934 | 60.9978 | 59.3587 | 58.6857 | 58.15 | 57.2644 | 55.5091 | 54.9716 | 55.6303 | 58.9353 | 64.1034 | 69.4255 | 73.8978 | 76.7393 | 77.7781 | 78.284 | 78.3847 | 77.3853 | 76.325 | 74.7804 | 72.282 | 69.6584 | 66.2658 | 63.257 | 61.0998 | 0.060158 | 0.059925 | 0.055085 | 0.057286 | 0.060461 | 0.064373 | 0.08612 | 0.10174 | 0.11742 | 0.13329 | 0.13761 | 0.14066 | 0.14484 | 0.15894 | 0.16618 | 0.16861 | 0.16749 | 0.15096 | 0.1327 | 0.10208 | 0.093127 | 0.081856 | 0.069344 | 0.059725
Portfolio Adjusted1-in-10AllSouth of Lugo2018April Monthly Peak | Portfolio Adjusted | 1-in-10 | All | South of Lugo | 2018 | April Monthly Peak | 4 | 5.5524 | 5.314 | 5.1213 | 5.1209 | 5.2881 | 5.8939 | 6.7312 | 7.555 | 8.7285 | 9.7826 | 10.5994 | 11.083 | 11.3482 | 11.5607 | 11.5993 | 11.3259 | 10.7995 | 9.9666 | 8.9251 | 8.7469 | 8.299 | 7.6317 | 6.7399 | 6.1044 | -0.037903 | -0.042497 | -0.038323 | -0.035749 | -0.036389 | -0.029726 | -0.040992 | -0.036185 | -0.049249 | -0.054026 | -0.049234 | -0.036076 | -0.039186 | 0.0064005 | 0.21506 | 0.21057 | 0.18086 | 0.16324 | -0.0074083 | -0.025826 | -0.021891 | -0.027752 | -0.02659 | -0.025898 | 70.2274 | 69.2511 | 67.6753 | 66.0973 | 64.7413 | 63.8851 | 63.5008 | 63.5813 | 66.2944 | 71.9092 | 77.2422 | 82.3406 | 85.3172 | 86.1197 | 85.2152 | 85.1683 | 85.1134 | 85.1983 | 83.8386 | 79.8134 | 75.0644 | 70.4173 | 68.1055 | 67.1216 | 0.087825 | 0.095173 | 0.088057 | 0.098035 | 0.10431 | 0.090876 | 0.1117 | 0.12671 | 0.15087 | 0.17559 | 0.1823 | 0.17785 | 0.17197 | 0.1859 | 0.19256 | 0.19466 | 0.19331 | 0.18116 | 0.16117 | 0.12807 | 0.13049 | 0.11441 | 0.10563 | 0.094621
Portfolio Adjusted1-in-10AllSouth of Lugo2018May Monthly Peak | Portfolio Adjusted | 1-in-10 | All | South of Lugo | 2018 | May Monthly Peak | 5 | 5.7511 | 5.5327 | 5.3233 | 5.3295 | 5.4989 | 6.0933 | 6.8548 | 7.9143 | 9.189 | 10.3327 | 11.1411 | 11.5698 | 11.6778 | 11.8416 | 11.8367 | 11.5249 | 10.9809 | 10.0731 | 9.0633 | 8.6302 | 8.3938 | 7.7374 | 6.8985 | 6.2818 | -0.038973 | -0.043099 | -0.03942 | -0.037223 | -0.038683 | -0.031132 | -0.042042 | -0.038313 | -0.05505 | -0.058067 | -0.051898 | -0.03747 | -0.041639 | 0.0072432 | 0.22085 | 0.21549 | 0.18262 | 0.16488 | -0.0091969 | -0.025934 | -0.020515 | -0.026728 | -0.0256 | -0.025004 | 67.3675 | 66.7799 | 65.3867 | 64.6567 | 64.1493 | 63.5299 | 63.7873 | 63.885 | 66.857 | 72.4279 | 77.5534 | 81.2193 | 83.0878 | 83.829 | 86.0267 | 87.242 | 87.8019 | 86.6308 | 85.0407 | 82.807 | 79.6274 | 75.6489 | 72.5012 | 70.2326 | 0.090789 | 0.099438 | 0.091993 | 0.10271 | 0.10973 | 0.094008 | 0.11393 | 0.12992 | 0.15551 | 0.18172 | 0.18838 | 0.18198 | 0.17409 | 0.18751 | 0.19395 | 0.19579 | 0.19416 | 0.18205 | 0.16239 | 0.12811 | 0.1324 | 0.11616 | 0.10874 | 0.098199
Portfolio Adjusted1-in-10AllSouth of Lugo2018June Monthly Peak | Portfolio Adjusted | 1-in-10 | All | South of Lugo | 2018 | June Monthly Peak | 6 | 5.9055 | 5.6671 | 5.4824 | 5.4735 | 5.6844 | 6.2918 | 7.04 | 8.0717 | 9.2562 | 10.3315 | 11.0866 | 11.4885 | 11.5909 | 11.7662 | 11.7887 | 11.5223 | 11.0262 | 10.1809 | 9.1332 | 8.6213 | 8.4587 | 7.8479 | 7.0531 | 6.4254 | -0.039114 | -0.04109 | -0.039029 | -0.037652 | -0.040737 | -0.032238 | -0.042139 | -0.038698 | -0.059766 | -0.057754 | -0.049758 | -0.035505 | -0.041699 | 0.0081252 | 0.22123 | 0.21633 | 0.18073 | 0.16645 | -0.012204 | -0.025904 | -0.017049 | -0.023861 | -0.022364 | -0.021604 | 66.0358 | 65.6046 | 65.361 | 65.3259 | 64.1998 | 63.4371 | 63.4368 | 64.4875 | 67.1262 | 71.3325 | 76.2849 | 79.8772 | 81.4829 | 81.489 | 82.6507 | 82.8652 | 84.1668 | 83.9509 | 83.9506 | 82.1863 | 77.8157 | 73.8356 | 71.3158 | 69.82 | 0.094432 | 0.1033 | 0.096076 | 0.10707 | 0.11528 | 0.097849 | 0.11668 | 0.13146 | 0.15613 | 0.18114 | 0.18712 | 0.18067 | 0.17251 | 0.1859 | 0.19261 | 0.19483 | 0.19368 | 0.18219 | 0.16291 | 0.12884 | 0.13421 | 0.11837 | 0.11224 | 0.10167
Portfolio Adjusted1-in-10AllSouth of Lugo2018July Monthly Peak | Portfolio Adjusted | 1-in-10 | All | South of Lugo | 2018 | July Monthly Peak | 7 | 6.0848 | 5.8622 | 5.692 | 5.6762 | 5.8963 | 6.5748 | 7.46 | 8.5389 | 9.7651 | 10.8895 | 11.7512 | 12.1413 | 12.1976 | 12.3349 | 12.2833 | 12.0608 | 11.5512 | 10.6482 | 9.5313 | 8.9634 | 8.7834 | 8.1478 | 7.2677 | 6.6223 | -0.04298 | -0.048886 | -0.044249 | -0.040774 | -0.041856 | -0.034278 | -0.046665 | -0.040502 | -0.051994 | -0.057415 | -0.052686 | -0.038091 | -0.0397 | 0.0061181 | 0.22608 | 0.2228 | 0.19419 | 0.17447 | -0.0067538 | -0.026531 | -0.024416 | -0.030752 | -0.030377 | -0.030023 | 69.5542 | 68.839 | 68.603 | 68.4352 | 68.0703 | 67.8324 | 67.4143 | 67.5729 | 70.3307 | 74.4138 | 77.9727 | 79.1581 | 80.1571 | 81.6733 | 83.9738 | 84.954 | 87.2425 | 85.7938 | 83.8313 | 81.0326 | 77.823 | 75.3149 | 73.6083 | 72.4518 | 0.094485 | 0.10362 | 0.096887 | 0.10827 | 0.1171 | 0.098988 | 0.11852 | 0.13281 | 0.15663 | 0.18081 | 0.18752 | 0.18068 | 0.17241 | 0.18543 | 0.19197 | 0.19487 | 0.19378 | 0.18239 | 0.1631 | 0.12885 | 0.13469 | 0.11865 | 0.11216 | 0.10177
Portfolio Adjusted1-in-10AllSouth of Lugo2018August Monthly Peak | Portfolio Adjusted | 1-in-10 | All | South of Lugo | 2018 | August Monthly Peak | 8 | 6.0434 | 5.8351 | 5.6659 | 5.6548 | 5.8845 | 6.6289 | 7.5989 | 8.5852 | 9.8493 | 11.0643 | 12.0482 | 12.5044 | 12.6001 | 12.7546 | 12.7013 | 12.3869 | 11.7857 | 10.8441 | 9.6725 | 9.2542 | 8.8899 | 8.1494 | 7.2234 | 6.5868 | -0.044263 | -0.052971 | -0.046494 | -0.041606 | -0.040915 | -0.03467 | -0.048872 | -0.04076 | -0.045282 | -0.057362 | -0.055329 | -0.040655 | -0.038875 | 0.0047291 | 0.23088 | 0.22638 | 0.20161 | 0.17775 | -0.0025724 | -0.027176 | -0.029652 | -0.03537 | -0.035525 | -0.035471 | 70.3863 | 69.9938 | 69.8934 | 69.5993 | 69.1788 | 69.0267 | 68.9246 | 69.1895 | 71.4906 | 75.2354 | 78.5537 | 81.9224 | 84.4636 | 85.8645 | 86.2798 | 87.4095 | 87.9012 | 88.2774 | 87.4449 | 83.6902 | 78.5759 | 75.2062 | 73.1694 | 71.8784 | 0.092955 | 0.10204 | 0.095544 | 0.10684 | 0.11535 | 0.098463 | 0.11907 | 0.13305 | 0.15697 | 0.18242 | 0.19018 | 0.18345 | 0.1748 | 0.18818 | 0.19453 | 0.1967 | 0.19527 | 0.18394 | 0.1644 | 0.13024 | 0.13503 | 0.11852 | 0.11102 | 0.10072
Portfolio Adjusted1-in-10AllSouth of Lugo2018September Monthly Peak | Portfolio Adjusted | 1-in-10 | All | South of Lugo | 2018 | September Monthly Peak | 9 | 6.2186 | 6.0071 | 5.8042 | 5.7992 | 6.0603 | 6.8545 | 8.0656 | 9.1833 | 10.7374 | 12.1247 | 13.1535 | 13.5977 | 13.7004 | 13.856 | 13.7295 | 13.2812 | 12.6364 | 11.5594 | 10.2833 | 9.9944 | 9.2597 | 8.4494 | 7.4669 | 6.8036 | -0.050646 | -0.065763 | -0.054272 | -0.045878 | -0.041749 | -0.037691 | -0.056691 | -0.044809 | -0.034315 | -0.062454 | -0.065278 | -0.048756 | -0.0383 | 0.0014242 | 0.24342 | 0.23778 | 0.22459 | 0.19011 | 0.0070131 | -0.029571 | -0.042873 | -0.047347 | -0.049125 | -0.049516 | 73.7335 | 72.8337 | 72.3342 | 72.0514 | 71.3958 | 70.8999 | 70.7503 | 71.0242 | 73.1576 | 77.2591 | 81.9284 | 87.3771 | 91.4899 | 94.7204 | 94.7741 | 94.6665 | 94.1923 | 93.0548 | 91.7618 | 89.2353 | 85.4845 | 80.2902 | 77.0126 | 75.0667 | 0.097058 | 0.10716 | 0.099853 | 0.11199 | 0.12159 | 0.10361 | 0.12641 | 0.14157 | 0.17013 | 0.1995 | 0.20754 | 0.19773 | 0.18573 | 0.19904 | 0.20457 | 0.20582 | 0.20408 | 0.19272 | 0.17216 | 0.13765 | 0.14269 | 0.12431 | 0.1166 | 0.10575
Portfolio Adjusted1-in-10AllSouth of Lugo2018October Monthly Peak | Portfolio Adjusted | 1-in-10 | All | South of Lugo | 2018 | October Monthly Peak | 10 | 5.485 | 5.2876 | 5.141 | 5.1444 | 5.2964 | 5.9105 | 6.9591 | 7.6866 | 8.7876 | 9.9605 | 10.8525 | 11.409 | 11.7257 | 11.9607 | 11.924 | 11.534 | 10.9089 | 10.1368 | 9.4047 | 8.8832 | 8.2026 | 7.4906 | 6.613 | 6.0388 | -0.037426 | -0.043781 | -0.038944 | -0.035412 | -0.034717 | -0.029123 | -0.041311 | -0.034788 | -0.041617 | -0.051208 | -0.048567 | -0.036061 | -0.036451 | 0.0049004 | 0.21706 | 0.21079 | 0.1851 | 0.16609 | -0.0038186 | -0.024977 | -0.024799 | -0.029732 | -0.029336 | -0.02923 | 71.63 | 71.1747 | 70.2804 | 69.3633 | 68.3271 | 68.132 | 68.2615 | 68.4219 | 69.5268 | 72.2905 | 76.637 | 81.6138 | 84.435 | 85.7329 | 86.2045 | 86.6394 | 85.704 | 82.9686 | 79.3625 | 77.1586 | 75.1494 | 73.7266 | 72.5192 | 71.3968 | 0.084088 | 0.090599 | 0.084836 | 0.094454 | 0.1004 | 0.088372 | 0.10959 | 0.12367 | 0.14664 | 0.17117 | 0.17801 | 0.17428 | 0.16941 | 0.18319 | 0.18925 | 0.19076 | 0.18913 | 0.17882 | 0.16014 | 0.12532 | 0.12574 | 0.10973 | 0.10086 | 0.09101
Portfolio Adjusted1-in-10AllSouth of Lugo2018November Monthly Peak | Portfolio Adjusted | 1-in-10 | All | South of Lugo | 2018 | November Monthly Peak | 11 | 5.2664 | 5.0783 | 4.9442 | 4.9793 | 5.1582 | 5.7574 | 6.4781 | 7.1363 | 8.1189 | 9.0646 | 9.7606 | 10.1616 | 10.3252 | 10.4674 | 10.4093 | 10.0087 | 9.6063 | 9.4329 | 8.6841 | 8.1284 | 7.589 | 6.9821 | 6.2131 | 5.7065 | -0.029356 | -0.026521 | -0.028273 | -0.030177 | -0.035088 | -0.026639 | -0.033753 | -0.032711 | -0.062081 | -0.051524 | -0.041443 | -0.02916 | -0.040999 | 0.0099304 | 0.20007 | 0.19201 | 0.15218 | 0.15469 | -0.018234 | -0.023211 | -0.0066888 | -0.013159 | -0.010055 | -0.009038 | 64.2251 | 62.5113 | 61.7039 | 60.1644 | 59.18 | 58.4512 | 57.7638 | 58.8382 | 61.6199 | 66.8684 | 72.4584 | 76.6463 | 78.6724 | 80.1922 | 80.9078 | 80.3459 | 78.9204 | 76.8468 | 74.8684 | 72.187 | 70.478 | 69.052 | 67.218 | 66.0266 | 0.086846 | 0.093385 | 0.08745 | 0.098468 | 0.10492 | 0.091473 | 0.1113 | 0.12508 | 0.14853 | 0.17256 | 0.17911 | 0.17488 | 0.16948 | 0.18304 | 0.18926 | 0.19084 | 0.18949 | 0.17899 | 0.16062 | 0.12588 | 0.12694 | 0.11136 | 0.1023 | 0.092313
Portfolio Adjusted1-in-10AllSouth of Lugo2018December Monthly Peak | Portfolio Adjusted | 1-in-10 | All | South of Lugo | 2018 | December Monthly Peak | 12 | 5.3738 | 5.2034 | 5.0573 | 5.0613 | 5.2796 | 5.8527 | 6.9273 | 7.5827 | 8.3901 | 8.9136 | 9.0587 | 8.9249 | 8.7082 | 8.5363 | 8.3306 | 8.0676 | 8.1189 | 8.4114 | 7.9311 | 7.6816 | 7.2628 | 6.8148 | 6.1314 | 5.7359 | -0.027968 | -0.024117 | -0.027035 | -0.029452 | -0.035202 | -0.025695 | -0.03285 | -0.032544 | -0.063601 | -0.048578 | -0.036461 | -0.024668 | -0.035815 | 0.0089651 | 0.16242 | 0.1568 | 0.12752 | 0.13836 | -0.018586 | -0.02156 | -0.0037864 | -0.010318 | -0.0069216 | -0.0058948 | 47.0527 | 46.4549 | 45.5643 | 44.8687 | 44.3131 | 43.1995 | 43.9284 | 44.4235 | 45.7572 | 47.7757 | 50.2753 | 52.0741 | 53.1813 | 52.849 | 52.8211 | 52.7005 | 52.3812 | 51.1685 | 49.9561 | 49.1844 | 48.1781 | 47.5696 | 46.8113 | 46.5129 | 0.089383 | 0.096726 | 0.090839 | 0.10128 | 0.1078 | 0.093368 | 0.1158 | 0.13027 | 0.15248 | 0.17376 | 0.1768 | 0.17237 | 0.16892 | 0.18236 | 0.18903 | 0.19104 | 0.19101 | 0.1795 | 0.16164 | 0.12747 | 0.12737 | 0.11297 | 0.10288 | 0.093441
Portfolio Adjusted1-in-10AllSouth of Lugo2018Typical Event Day | Portfolio Adjusted | 1-in-10 | All | South of Lugo | 2018 | Typical Event Day | 8 | 6.0286 | 5.8221 | 5.6543 | 5.6436 | 5.8724 | 6.614 | 7.5763 | 8.5467 | 9.7895 | 10.9898 | 11.9623 | 12.4149 | 12.5084 | 12.6632 | 12.6119 | 12.3006 | 11.7046 | 10.7715 | 9.6153 | 9.204 | 8.8505 | 8.1183 | 7.2003 | 6.5671 | -0.043446 | -0.051315 | -0.045472 | -0.041069 | -0.040887 | -0.034373 | -0.048112 | -0.040483 | -0.047032 | -0.05721 | -0.054496 | -0.039915 | -0.039213 | 0.0051805 | 0.2301 | 0.22549 | 0.19915 | 0.17649 | -0.0038483 | -0.026988 | -0.027948 | -0.033795 | -0.033714 | -0.033583 | 69.9274 | 69.3178 | 69.0479 | 68.8529 | 68.2112 | 67.799 | 67.6315 | 68.0685 | 70.5262 | 74.5602 | 78.6849 | 82.0837 | 84.3984 | 85.9368 | 86.9196 | 87.4738 | 88.3757 | 87.7692 | 86.7472 | 84.0361 | 79.9248 | 76.1617 | 73.7765 | 72.3042 | 0.092703 | 0.10177 | 0.095295 | 0.10655 | 0.11503 | 0.098214 | 0.11872 | 0.1326 | 0.15629 | 0.18155 | 0.18923 | 0.18264 | 0.17416 | 0.18753 | 0.19389 | 0.19607 | 0.19465 | 0.18328 | 0.16384 | 0.12979 | 0.13451 | 0.1181 | 0.11065 | 0.10038
Portfolio Adjusted1-in-10AllSouth of Lugo2019January Monthly Peak | Portfolio Adjusted | 1-in-10 | All | South of Lugo | 2019 | January Monthly Peak | 1 | 5.4299 | 5.2544 | 5.1077 | 5.1121 | 5.3482 | 5.9793 | 7.1577 | 7.8623 | 8.7164 | 9.23 | 9.3683 | 9.2563 | 9.0986 | 9.0212 | 8.8335 | 8.479 | 8.2761 | 8.6012 | 8.2159 | 7.9548 | 7.5159 | 7.0178 | 6.2903 | 5.8843 | -0.028677 | -0.024719 | -0.027675 | -0.029973 | -0.036062 | -0.026577 | -0.034625 | -0.034458 | -0.067146 | -0.05148 | -0.038744 | -0.026347 | -0.038528 | 0.0097664 | 0.17309 | 0.16562 | 0.1295 | 0.14139 | -0.019913 | -0.023167 | -0.0040601 | -0.010856 | -0.0072604 | -0.0061503 | 46.1705 | 46.1429 | 45.5197 | 44.8012 | 44.5418 | 44.1997 | 43.106 | 42.8375 | 43.8193 | 46.5028 | 48.5422 | 50.5993 | 52.6866 | 53.7137 | 54.6581 | 54.8769 | 54.4654 | 53.4839 | 51.911 | 50.8857 | 50.0546 | 49.7077 | 49.4935 | 48.3947 | 0.090861 | 0.098515 | 0.092463 | 0.10275 | 0.10996 | 0.095343 | 0.11897 | 0.13358 | 0.15638 | 0.17865 | 0.18184 | 0.17681 | 0.17252 | 0.18643 | 0.19288 | 0.19455 | 0.19421 | 0.18354 | 0.16574 | 0.1313 | 0.13246 | 0.11628 | 0.10621 | 0.096335
Portfolio Adjusted1-in-10AllSouth of Lugo2019February Monthly Peak | Portfolio Adjusted | 1-in-10 | All | South of Lugo | 2019 | February Monthly Peak | 2 | 5.3195 | 5.1455 | 5.0068 | 5.0263 | 5.2255 | 5.8316 | 6.8004 | 7.4354 | 8.2171 | 8.8368 | 9.1569 | 9.2635 | 9.29 | 9.3046 | 9.2089 | 8.8844 | 8.6049 | 8.5726 | 8.3097 | 7.9021 | 7.4506 | 6.952 | 6.2489 | 5.811 | -0.028232 | -0.024358 | -0.027285 | -0.029626 | -0.035509 | -0.026224 | -0.033554 | -0.032933 | -0.064026 | -0.049691 | -0.037957 | -0.026184 | -0.038622 | 0.0098622 | 0.17939 | 0.1723 | 0.13446 | 0.14037 | -0.019783 | -0.022737 | -0.0039835 | -0.010661 | -0.0072112 | -0.0061002 | 51.7661 | 51.082 | 50.3284 | 49.316 | 48.5811 | 48.3364 | 47.5438 | 47.2924 | 48.7186 | 52.3729 | 56.2563 | 60.071 | 61.9883 | 63.356 | 63.8321 | 63.7536 | 63.126 | 62.2445 | 60.0431 | 58.0204 | 56.4779 | 55.2818 | 54.305 | 53.0088 | 0.088172 | 0.096026 | 0.090218 | 0.10071 | 0.10748 | 0.092539 | 0.11387 | 0.12683 | 0.14836 | 0.17054 | 0.17478 | 0.17046 | 0.16593 | 0.17938 | 0.18546 | 0.18699 | 0.18627 | 0.17654 | 0.1596 | 0.12607 | 0.1279 | 0.11234 | 0.10381 | 0.094294
Portfolio Adjusted1-in-10AllSouth of Lugo2019March Monthly Peak | Portfolio Adjusted | 1-in-10 | All | South of Lugo | 2019 | March Monthly Peak | 3 | 5.5229 | 5.3083 | 5.128 | 5.1231 | 5.3027 | 5.9018 | 6.8011 | 7.4873 | 8.3977 | 9.222 | 9.811 | 10.1358 | 10.2921 | 10.4615 | 10.4866 | 10.2333 | 9.7845 | 9.1576 | 8.4651 | 8.4076 | 7.9521 | 7.3859 | 6.6014 | 6.0229 | -0.030438 | -0.026207 | -0.028815 | -0.031258 | -0.037355 | -0.027649 | -0.034751 | -0.034805 | -0.069139 | -0.05435 | -0.042268 | -0.029484 | -0.043631 | 0.011229 | 0.2045 | 0.19873 | 0.15253 | 0.14928 | -0.021073 | -0.024695 | -0.0043657 | -0.01172 | -0.0079335 | -0.0065916 | 61.0002 | 59.361 | 58.688 | 58.1574 | 57.2717 | 55.5144 | 54.977 | 55.6361 | 58.9386 | 64.1026 | 69.4221 | 73.8974 | 76.7457 | 77.789 | 78.2913 | 78.3959 | 77.3965 | 76.3304 | 74.7841 | 72.2849 | 69.659 | 66.2694 | 63.2618 | 61.1055 | 0.092687 | 0.10147 | 0.094038 | 0.10523 | 0.11208 | 0.095638 | 0.11585 | 0.12986 | 0.15379 | 0.17829 | 0.18438 | 0.17933 | 0.17266 | 0.18649 | 0.19312 | 0.19522 | 0.19415 | 0.18271 | 0.16342 | 0.13069 | 0.13508 | 0.11888 | 0.11098 | 0.099876
Portfolio Adjusted1-in-10AllSouth of Lugo2019April Monthly Peak | Portfolio Adjusted | 1-in-10 | All | South of Lugo | 2019 | April Monthly Peak | 4 | 5.5524 | 5.314 | 5.1213 | 5.1209 | 5.2881 | 5.8939 | 6.7312 | 7.555 | 8.7285 | 9.7826 | 10.5994 | 11.083 | 11.3482 | 11.5607 | 11.5993 | 11.3259 | 10.7995 | 9.9666 | 8.9251 | 8.7469 | 8.299 | 7.6317 | 6.7399 | 6.1044 | -0.037903 | -0.042497 | -0.038323 | -0.035749 | -0.036389 | -0.029726 | -0.040992 | -0.036185 | -0.049249 | -0.054026 | -0.049234 | -0.036076 | -0.039186 | 0.0064005 | 0.21506 | 0.21057 | 0.18086 | 0.16324 | -0.0074083 | -0.025826 | -0.021891 | -0.027752 | -0.02659 | -0.025898 | 70.2274 | 69.2511 | 67.6753 | 66.0973 | 64.7413 | 63.8851 | 63.5008 | 63.5813 | 66.2944 | 71.9092 | 77.2422 | 82.3406 | 85.3172 | 86.1197 | 85.2152 | 85.1683 | 85.1134 | 85.1983 | 83.8386 | 79.8134 | 75.0644 | 70.4173 | 68.1055 | 67.1216 | 0.087825 | 0.095173 | 0.088057 | 0.098035 | 0.10431 | 0.090876 | 0.1117 | 0.12671 | 0.15087 | 0.17559 | 0.1823 | 0.17785 | 0.17197 | 0.1859 | 0.19256 | 0.19466 | 0.19331 | 0.18116 | 0.16117 | 0.12807 | 0.13049 | 0.11441 | 0.10563 | 0.094621
Portfolio Adjusted1-in-10AllSouth of Lugo2019May Monthly Peak | Portfolio Adjusted | 1-in-10 | All | South of Lugo | 2019 | May Monthly Peak | 5 | 5.7511 | 5.5327 | 5.3233 | 5.3295 | 5.4989 | 6.0933 | 6.8548 | 7.9143 | 9.189 | 10.3327 | 11.1411 | 11.5698 | 11.6778 | 11.8416 | 11.8367 | 11.5249 | 10.9809 | 10.0731 | 9.0633 | 8.6302 | 8.3938 | 7.7374 | 6.8985 | 6.2818 | -0.038973 | -0.043099 | -0.03942 | -0.037223 | -0.038683 | -0.031132 | -0.042042 | -0.038313 | -0.05505 | -0.058067 | -0.051898 | -0.03747 | -0.041639 | 0.0072432 | 0.22085 | 0.21549 | 0.18262 | 0.16488 | -0.0091969 | -0.025934 | -0.020515 | -0.026728 | -0.0256 | -0.025004 | 67.3675 | 66.7799 | 65.3867 | 64.6567 | 64.1493 | 63.5299 | 63.7873 | 63.885 | 66.857 | 72.4279 | 77.5534 | 81.2193 | 83.0878 | 83.829 | 86.0267 | 87.242 | 87.8019 | 86.6308 | 85.0407 | 82.807 | 79.6274 | 75.6489 | 72.5012 | 70.2326 | 0.090789 | 0.099438 | 0.091993 | 0.10271 | 0.10973 | 0.094008 | 0.11393 | 0.12992 | 0.15551 | 0.18172 | 0.18838 | 0.18198 | 0.17409 | 0.18751 | 0.19395 | 0.19579 | 0.19416 | 0.18205 | 0.16239 | 0.12811 | 0.1324 | 0.11616 | 0.10874 | 0.098199
Portfolio Adjusted1-in-10AllSouth of Lugo2019June Monthly Peak | Portfolio Adjusted | 1-in-10 | All | South of Lugo | 2019 | June Monthly Peak | 6 | 5.9055 | 5.6671 | 5.4824 | 5.4735 | 5.6844 | 6.2918 | 7.04 | 8.0717 | 9.2562 | 10.3315 | 11.0866 | 11.4885 | 11.5909 | 11.7662 | 11.7887 | 11.5223 | 11.0262 | 10.1809 | 9.1332 | 8.6213 | 8.4587 | 7.8479 | 7.0531 | 6.4254 | -0.039114 | -0.04109 | -0.039029 | -0.037652 | -0.040737 | -0.032238 | -0.042139 | -0.038698 | -0.059766 | -0.057754 | -0.049758 | -0.035505 | -0.041699 | 0.0081252 | 0.22123 | 0.21633 | 0.18073 | 0.16645 | -0.012204 | -0.025904 | -0.017049 | -0.023861 | -0.022364 | -0.021604 | 66.0358 | 65.6046 | 65.361 | 65.3259 | 64.1998 | 63.4371 | 63.4368 | 64.4875 | 67.1262 | 71.3325 | 76.2849 | 79.8772 | 81.4829 | 81.489 | 82.6507 | 82.8652 | 84.1668 | 83.9509 | 83.9506 | 82.1863 | 77.8157 | 73.8356 | 71.3158 | 69.82 | 0.094432 | 0.1033 | 0.096076 | 0.10707 | 0.11528 | 0.097849 | 0.11668 | 0.13146 | 0.15613 | 0.18114 | 0.18712 | 0.18067 | 0.17251 | 0.1859 | 0.19261 | 0.19483 | 0.19368 | 0.18219 | 0.16291 | 0.12884 | 0.13421 | 0.11837 | 0.11224 | 0.10167
Portfolio Adjusted1-in-10AllSouth of Lugo2019July Monthly Peak | Portfolio Adjusted | 1-in-10 | All | South of Lugo | 2019 | July Monthly Peak | 7 | 6.0848 | 5.8622 | 5.692 | 5.6762 | 5.8963 | 6.5748 | 7.46 | 8.5389 | 9.7651 | 10.8895 | 11.7512 | 12.1413 | 12.1976 | 12.3349 | 12.2833 | 12.0608 | 11.5512 | 10.6482 | 9.5313 | 8.9634 | 8.7834 | 8.1478 | 7.2677 | 6.6223 | -0.04298 | -0.048886 | -0.044249 | -0.040774 | -0.041856 | -0.034278 | -0.046665 | -0.040502 | -0.051994 | -0.057415 | -0.052686 | -0.038091 | -0.0397 | 0.0061181 | 0.22608 | 0.2228 | 0.19419 | 0.17447 | -0.0067538 | -0.026531 | -0.024416 | -0.030752 | -0.030377 | -0.030023 | 69.5542 | 68.839 | 68.603 | 68.4352 | 68.0703 | 67.8324 | 67.4143 | 67.5729 | 70.3307 | 74.4138 | 77.9727 | 79.1581 | 80.1571 | 81.6733 | 83.9738 | 84.954 | 87.2425 | 85.7938 | 83.8313 | 81.0326 | 77.823 | 75.3149 | 73.6083 | 72.4518 | 0.094485 | 0.10362 | 0.096887 | 0.10827 | 0.1171 | 0.098988 | 0.11852 | 0.13281 | 0.15663 | 0.18081 | 0.18752 | 0.18068 | 0.17241 | 0.18543 | 0.19197 | 0.19487 | 0.19378 | 0.18239 | 0.1631 | 0.12885 | 0.13469 | 0.11865 | 0.11216 | 0.10177
Portfolio Adjusted1-in-10AllSouth of Lugo2019August Monthly Peak | Portfolio Adjusted | 1-in-10 | All | South of Lugo | 2019 | August Monthly Peak | 8 | 6.0434 | 5.8351 | 5.6659 | 5.6548 | 5.8845 | 6.6289 | 7.5989 | 8.5852 | 9.8493 | 11.0643 | 12.0482 | 12.5044 | 12.6001 | 12.7546 | 12.7013 | 12.3869 | 11.7857 | 10.8441 | 9.6725 | 9.2542 | 8.8899 | 8.1494 | 7.2234 | 6.5868 | -0.044263 | -0.052971 | -0.046494 | -0.041606 | -0.040915 | -0.03467 | -0.048872 | -0.04076 | -0.045282 | -0.057362 | -0.055329 | -0.040655 | -0.038875 | 0.0047291 | 0.23088 | 0.22638 | 0.20161 | 0.17775 | -0.0025724 | -0.027176 | -0.029652 | -0.03537 | -0.035525 | -0.035471 | 70.3863 | 69.9938 | 69.8934 | 69.5993 | 69.1788 | 69.0267 | 68.9246 | 69.1895 | 71.4906 | 75.2354 | 78.5537 | 81.9224 | 84.4636 | 85.8645 | 86.2798 | 87.4095 | 87.9012 | 88.2774 | 87.4449 | 83.6902 | 78.5759 | 75.2062 | 73.1694 | 71.8784 | 0.092955 | 0.10204 | 0.095544 | 0.10684 | 0.11535 | 0.098463 | 0.11907 | 0.13305 | 0.15697 | 0.18242 | 0.19018 | 0.18345 | 0.1748 | 0.18818 | 0.19453 | 0.1967 | 0.19527 | 0.18394 | 0.1644 | 0.13024 | 0.13503 | 0.11852 | 0.11102 | 0.10072
Portfolio Adjusted1-in-10AllSouth of Lugo2019September Monthly Peak | Portfolio Adjusted | 1-in-10 | All | South of Lugo | 2019 | September Monthly Peak | 9 | 6.2186 | 6.0071 | 5.8042 | 5.7992 | 6.0603 | 6.8545 | 8.0656 | 9.1833 | 10.7374 | 12.1247 | 13.1535 | 13.5977 | 13.7004 | 13.856 | 13.7295 | 13.2812 | 12.6364 | 11.5594 | 10.2833 | 9.9944 | 9.2597 | 8.4494 | 7.4669 | 6.8036 | -0.050646 | -0.065763 | -0.054272 | -0.045878 | -0.041749 | -0.037691 | -0.056691 | -0.044809 | -0.034315 | -0.062454 | -0.065278 | -0.048756 | -0.0383 | 0.0014242 | 0.24342 | 0.23778 | 0.22459 | 0.19011 | 0.0070131 | -0.029571 | -0.042873 | -0.047347 | -0.049125 | -0.049516 | 73.7335 | 72.8337 | 72.3342 | 72.0514 | 71.3958 | 70.8999 | 70.7503 | 71.0242 | 73.1576 | 77.2591 | 81.9284 | 87.3771 | 91.4899 | 94.7204 | 94.7741 | 94.6665 | 94.1923 | 93.0548 | 91.7618 | 89.2352 | 85.4845 | 80.2902 | 77.0126 | 75.0667 | 0.097058 | 0.10716 | 0.099853 | 0.11199 | 0.12159 | 0.10361 | 0.12641 | 0.14157 | 0.17013 | 0.1995 | 0.20754 | 0.19773 | 0.18573 | 0.19904 | 0.20457 | 0.20582 | 0.20408 | 0.19272 | 0.17216 | 0.13765 | 0.14269 | 0.12431 | 0.1166 | 0.10575
Portfolio Adjusted1-in-10AllSouth of Lugo2019October Monthly Peak | Portfolio Adjusted | 1-in-10 | All | South of Lugo | 2019 | October Monthly Peak | 10 | 5.485 | 5.2876 | 5.141 | 5.1444 | 5.2964 | 5.9105 | 6.9591 | 7.6866 | 8.7876 | 9.9605 | 10.8525 | 11.409 | 11.7257 | 11.9607 | 11.924 | 11.534 | 10.9089 | 10.1368 | 9.4047 | 8.8832 | 8.2026 | 7.4906 | 6.613 | 6.0388 | -0.037426 | -0.043781 | -0.038944 | -0.035412 | -0.034717 | -0.029123 | -0.041311 | -0.034788 | -0.041617 | -0.051208 | -0.048567 | -0.036061 | -0.036451 | 0.0049004 | 0.21706 | 0.21079 | 0.1851 | 0.16609 | -0.0038186 | -0.024977 | -0.024799 | -0.029732 | -0.029336 | -0.02923 | 71.63 | 71.1747 | 70.2804 | 69.3633 | 68.3271 | 68.132 | 68.2615 | 68.4219 | 69.5268 | 72.2905 | 76.637 | 81.6138 | 84.435 | 85.7329 | 86.2045 | 86.6394 | 85.704 | 82.9686 | 79.3625 | 77.1586 | 75.1494 | 73.7266 | 72.5192 | 71.3968 | 0.084088 | 0.090599 | 0.084836 | 0.094454 | 0.1004 | 0.088372 | 0.10959 | 0.12367 | 0.14664 | 0.17117 | 0.17801 | 0.17428 | 0.16941 | 0.18319 | 0.18925 | 0.19076 | 0.18913 | 0.17882 | 0.16014 | 0.12532 | 0.12574 | 0.10973 | 0.10086 | 0.09101
Portfolio Adjusted1-in-10AllSouth of Lugo2019November Monthly Peak | Portfolio Adjusted | 1-in-10 | All | South of Lugo | 2019 | November Monthly Peak | 11 | 5.2664 | 5.0783 | 4.9442 | 4.9793 | 5.1582 | 5.7574 | 6.4781 | 7.1363 | 8.1189 | 9.0646 | 9.7606 | 10.1616 | 10.3252 | 10.4674 | 10.4093 | 10.0087 | 9.6063 | 9.4329 | 8.6841 | 8.1284 | 7.589 | 6.9821 | 6.2131 | 5.7065 | -0.029356 | -0.026521 | -0.028273 | -0.030177 | -0.035088 | -0.026639 | -0.033753 | -0.032711 | -0.062081 | -0.051524 | -0.041443 | -0.02916 | -0.040999 | 0.0099304 | 0.20007 | 0.19201 | 0.15218 | 0.15469 | -0.018234 | -0.023211 | -0.0066888 | -0.013159 | -0.010055 | -0.009038 | 64.2251 | 62.5113 | 61.7039 | 60.1644 | 59.18 | 58.4512 | 57.7638 | 58.8382 | 61.6199 | 66.8684 | 72.4584 | 76.6463 | 78.6724 | 80.1922 | 80.9078 | 80.3459 | 78.9204 | 76.8468 | 74.8684 | 72.187 | 70.478 | 69.052 | 67.218 | 66.0266 | 0.086846 | 0.093385 | 0.08745 | 0.098468 | 0.10492 | 0.091473 | 0.1113 | 0.12508 | 0.14853 | 0.17256 | 0.17911 | 0.17488 | 0.16948 | 0.18304 | 0.18926 | 0.19084 | 0.18949 | 0.17899 | 0.16062 | 0.12588 | 0.12694 | 0.11136 | 0.1023 | 0.092313
Portfolio Adjusted1-in-10AllSouth of Lugo2019December Monthly Peak | Portfolio Adjusted | 1-in-10 | All | South of Lugo | 2019 | December Monthly Peak | 12 | 5.3738 | 5.2034 | 5.0573 | 5.0613 | 5.2796 | 5.8527 | 6.9273 | 7.5827 | 8.3901 | 8.9136 | 9.0587 | 8.9249 | 8.7082 | 8.5363 | 8.3306 | 8.0676 | 8.1189 | 8.4114 | 7.9311 | 7.6816 | 7.2628 | 6.8148 | 6.1314 | 5.7359 | -0.027968 | -0.024117 | -0.027035 | -0.029452 | -0.035202 | -0.025695 | -0.03285 | -0.032544 | -0.063601 | -0.048578 | -0.036461 | -0.024668 | -0.035815 | 0.0089651 | 0.16242 | 0.1568 | 0.12752 | 0.13836 | -0.018586 | -0.02156 | -0.0037864 | -0.010318 | -0.0069216 | -0.0058948 | 47.0527 | 46.4549 | 45.5643 | 44.8687 | 44.3131 | 43.1995 | 43.9284 | 44.4235 | 45.7572 | 47.7757 | 50.2753 | 52.0741 | 53.1813 | 52.849 | 52.8211 | 52.7005 | 52.3812 | 51.1685 | 49.9561 | 49.1844 | 48.1781 | 47.5696 | 46.8113 | 46.5129 | 0.089383 | 0.096726 | 0.090839 | 0.10128 | 0.1078 | 0.093368 | 0.1158 | 0.13027 | 0.15248 | 0.17376 | 0.1768 | 0.17237 | 0.16892 | 0.18236 | 0.18903 | 0.19104 | 0.19101 | 0.1795 | 0.16164 | 0.12747 | 0.12737 | 0.11297 | 0.10288 | 0.093441
Portfolio Adjusted1-in-10AllSouth of Lugo2019Typical Event Day | Portfolio Adjusted | 1-in-10 | All | South of Lugo | 2019 | Typical Event Day | 8 | 6.0286 | 5.8221 | 5.6543 | 5.6436 | 5.8724 | 6.614 | 7.5763 | 8.5467 | 9.7895 | 10.9898 | 11.9623 | 12.4149 | 12.5084 | 12.6632 | 12.6119 | 12.3006 | 11.7046 | 10.7715 | 9.6153 | 9.204 | 8.8505 | 8.1183 | 7.2003 | 6.5671 | -0.043446 | -0.051315 | -0.045472 | -0.041069 | -0.040887 | -0.034373 | -0.048112 | -0.040483 | -0.047032 | -0.05721 | -0.054496 | -0.039915 | -0.039214 | 0.0051805 | 0.2301 | 0.22549 | 0.19915 | 0.17649 | -0.0038483 | -0.026988 | -0.027948 | -0.033795 | -0.033714 | -0.033583 | 69.9275 | 69.3178 | 69.0479 | 68.8529 | 68.2112 | 67.799 | 67.6315 | 68.0685 | 70.5263 | 74.5602 | 78.6849 | 82.0837 | 84.3984 | 85.9368 | 86.9196 | 87.4738 | 88.3757 | 87.7692 | 86.7472 | 84.0361 | 79.9248 | 76.1617 | 73.7765 | 72.3042 | 0.092703 | 0.10177 | 0.095295 | 0.10655 | 0.11503 | 0.098214 | 0.11872 | 0.1326 | 0.15629 | 0.18155 | 0.18923 | 0.18264 | 0.17416 | 0.18753 | 0.19389 | 0.19607 | 0.19465 | 0.18328 | 0.16384 | 0.12979 | 0.13451 | 0.1181 | 0.11065 | 0.10038
Portfolio Adjusted1-in-10AllSouth of Lugo2020January Monthly Peak | Portfolio Adjusted | 1-in-10 | All | South of Lugo | 2020 | January Monthly Peak | 1 | 5.4299 | 5.2544 | 5.1077 | 5.1121 | 5.3482 | 5.9793 | 7.1577 | 7.8623 | 8.7164 | 9.23 | 9.3683 | 9.2563 | 9.0986 | 9.0212 | 8.8335 | 8.479 | 8.2761 | 8.6012 | 8.2159 | 7.9548 | 7.5159 | 7.0178 | 6.2903 | 5.8843 | -0.028677 | -0.024719 | -0.027675 | -0.029973 | -0.036062 | -0.026577 | -0.034625 | -0.034458 | -0.067146 | -0.05148 | -0.038744 | -0.026347 | -0.038528 | 0.0097664 | 0.17309 | 0.16562 | 0.1295 | 0.14139 | -0.019913 | -0.023167 | -0.0040601 | -0.010856 | -0.0072604 | -0.0061503 | 46.1705 | 46.1429 | 45.5197 | 44.8012 | 44.5418 | 44.1997 | 43.106 | 42.8375 | 43.8193 | 46.5028 | 48.5422 | 50.5993 | 52.6866 | 53.7137 | 54.6581 | 54.8769 | 54.4654 | 53.4839 | 51.911 | 50.8857 | 50.0546 | 49.7077 | 49.4935 | 48.3947 | 0.090861 | 0.098515 | 0.092463 | 0.10275 | 0.10996 | 0.095343 | 0.11897 | 0.13358 | 0.15638 | 0.17865 | 0.18184 | 0.17681 | 0.17252 | 0.18643 | 0.19288 | 0.19455 | 0.19421 | 0.18354 | 0.16574 | 0.1313 | 0.13246 | 0.11628 | 0.10621 | 0.096335
Portfolio Adjusted1-in-10AllSouth of Lugo2020February Monthly Peak | Portfolio Adjusted | 1-in-10 | All | South of Lugo | 2020 | February Monthly Peak | 2 | 5.3195 | 5.1455 | 5.0068 | 5.0263 | 5.2255 | 5.8316 | 6.8004 | 7.4354 | 8.2171 | 8.8368 | 9.1569 | 9.2635 | 9.29 | 9.3046 | 9.2089 | 8.8844 | 8.6049 | 8.5726 | 8.3097 | 7.9021 | 7.4506 | 6.952 | 6.2489 | 5.811 | -0.028232 | -0.024358 | -0.027285 | -0.029626 | -0.035509 | -0.026224 | -0.033554 | -0.032933 | -0.064026 | -0.049691 | -0.037957 | -0.026184 | -0.038622 | 0.0098622 | 0.17939 | 0.1723 | 0.13446 | 0.14037 | -0.019783 | -0.022737 | -0.0039835 | -0.010661 | -0.0072112 | -0.0061002 | 51.7661 | 51.082 | 50.3284 | 49.316 | 48.5811 | 48.3364 | 47.5438 | 47.2924 | 48.7186 | 52.3729 | 56.2563 | 60.071 | 61.9883 | 63.356 | 63.8321 | 63.7536 | 63.126 | 62.2445 | 60.0431 | 58.0204 | 56.4779 | 55.2818 | 54.305 | 53.0088 | 0.088172 | 0.096026 | 0.090218 | 0.10071 | 0.10748 | 0.092539 | 0.11387 | 0.12683 | 0.14836 | 0.17054 | 0.17478 | 0.17046 | 0.16593 | 0.17938 | 0.18546 | 0.18699 | 0.18627 | 0.17654 | 0.1596 | 0.12607 | 0.1279 | 0.11234 | 0.10381 | 0.094294
Portfolio Adjusted1-in-10AllSouth of Lugo2020March Monthly Peak | Portfolio Adjusted | 1-in-10 | All | South of Lugo | 2020 | March Monthly Peak | 3 | 5.5229 | 5.3083 | 5.128 | 5.1231 | 5.3027 | 5.9018 | 6.8011 | 7.4873 | 8.3977 | 9.222 | 9.811 | 10.1358 | 10.2921 | 10.4615 | 10.4866 | 10.2333 | 9.7845 | 9.1576 | 8.4651 | 8.4076 | 7.9521 | 7.3859 | 6.6014 | 6.0229 | -0.030438 | -0.026207 | -0.028815 | -0.031258 | -0.037355 | -0.027649 | -0.034751 | -0.034805 | -0.069139 | -0.05435 | -0.042268 | -0.029484 | -0.043631 | 0.011229 | 0.2045 | 0.19873 | 0.15253 | 0.14928 | -0.021073 | -0.024695 | -0.0043657 | -0.01172 | -0.0079335 | -0.0065916 | 61.0002 | 59.361 | 58.688 | 58.1574 | 57.2717 | 55.5145 | 54.9769 | 55.6361 | 58.9386 | 64.1026 | 69.4221 | 73.8974 | 76.7457 | 77.789 | 78.2913 | 78.3959 | 77.3965 | 76.3304 | 74.7841 | 72.2849 | 69.659 | 66.2694 | 63.2618 | 61.1055 | 0.092687 | 0.10147 | 0.094038 | 0.10523 | 0.11208 | 0.095638 | 0.11585 | 0.12986 | 0.15379 | 0.17829 | 0.18438 | 0.17933 | 0.17266 | 0.18649 | 0.19312 | 0.19522 | 0.19415 | 0.18271 | 0.16342 | 0.13069 | 0.13508 | 0.11888 | 0.11098 | 0.099876
Portfolio Adjusted1-in-10AllSouth of Lugo2020April Monthly Peak | Portfolio Adjusted | 1-in-10 | All | South of Lugo | 2020 | April Monthly Peak | 4 | 5.5524 | 5.314 | 5.1213 | 5.1209 | 5.2881 | 5.8939 | 6.7312 | 7.555 | 8.7285 | 9.7826 | 10.5994 | 11.083 | 11.3482 | 11.5607 | 11.5993 | 11.3259 | 10.7995 | 9.9666 | 8.9251 | 8.7469 | 8.299 | 7.6317 | 6.7399 | 6.1044 | -0.037903 | -0.042497 | -0.038323 | -0.035749 | -0.036389 | -0.029726 | -0.040992 | -0.036185 | -0.049249 | -0.054026 | -0.049234 | -0.036076 | -0.039186 | 0.0064005 | 0.21506 | 0.21057 | 0.18086 | 0.16324 | -0.0074083 | -0.025826 | -0.021891 | -0.027752 | -0.02659 | -0.025898 | 70.2274 | 69.2511 | 67.6753 | 66.0973 | 64.7413 | 63.8851 | 63.5008 | 63.5813 | 66.2944 | 71.9092 | 77.2422 | 82.3406 | 85.3172 | 86.1197 | 85.2152 | 85.1683 | 85.1134 | 85.1983 | 83.8386 | 79.8134 | 75.0644 | 70.4173 | 68.1056 | 67.1216 | 0.087825 | 0.095173 | 0.088057 | 0.098035 | 0.10431 | 0.090876 | 0.1117 | 0.12671 | 0.15087 | 0.17559 | 0.1823 | 0.17785 | 0.17197 | 0.1859 | 0.19256 | 0.19466 | 0.19331 | 0.18116 | 0.16117 | 0.12807 | 0.13049 | 0.11441 | 0.10563 | 0.094621
Portfolio Adjusted1-in-10AllSouth of Lugo2020May Monthly Peak | Portfolio Adjusted | 1-in-10 | All | South of Lugo | 2020 | May Monthly Peak | 5 | 5.7511 | 5.5327 | 5.3233 | 5.3295 | 5.4989 | 6.0933 | 6.8548 | 7.9143 | 9.189 | 10.3327 | 11.1411 | 11.5698 | 11.6778 | 11.8416 | 11.8367 | 11.5249 | 10.9809 | 10.0731 | 9.0633 | 8.6302 | 8.3938 | 7.7374 | 6.8985 | 6.2818 | -0.038973 | -0.043099 | -0.03942 | -0.037223 | -0.038683 | -0.031132 | -0.042042 | -0.038313 | -0.05505 | -0.058067 | -0.051898 | -0.03747 | -0.041639 | 0.0072432 | 0.22085 | 0.21549 | 0.18262 | 0.16488 | -0.0091969 | -0.025934 | -0.020515 | -0.026728 | -0.0256 | -0.025004 | 67.3675 | 66.7799 | 65.3866 | 64.6567 | 64.1493 | 63.5299 | 63.7873 | 63.885 | 66.857 | 72.4279 | 77.5534 | 81.2193 | 83.0878 | 83.829 | 86.0267 | 87.242 | 87.8019 | 86.6308 | 85.0407 | 82.807 | 79.6274 | 75.6489 | 72.5012 | 70.2326 | 0.090789 | 0.099438 | 0.091993 | 0.10271 | 0.10973 | 0.094008 | 0.11393 | 0.12992 | 0.15551 | 0.18172 | 0.18838 | 0.18198 | 0.17409 | 0.18751 | 0.19395 | 0.19579 | 0.19416 | 0.18205 | 0.16239 | 0.12811 | 0.1324 | 0.11616 | 0.10874 | 0.098199
Portfolio Adjusted1-in-10AllSouth of Lugo2020June Monthly Peak | Portfolio Adjusted | 1-in-10 | All | South of Lugo | 2020 | June Monthly Peak | 6 | 5.9055 | 5.6671 | 5.4824 | 5.4735 | 5.6844 | 6.2918 | 7.04 | 8.0717 | 9.2562 | 10.3315 | 11.0866 | 11.4885 | 11.5909 | 11.7662 | 11.7887 | 11.5223 | 11.0262 | 10.1809 | 9.1332 | 8.6213 | 8.4587 | 7.8479 | 7.0531 | 6.4254 | -0.039114 | -0.04109 | -0.039029 | -0.037652 | -0.040737 | -0.032238 | -0.042139 | -0.038698 | -0.059766 | -0.057754 | -0.049758 | -0.035505 | -0.041699 | 0.0081252 | 0.22123 | 0.21633 | 0.18073 | 0.16645 | -0.012204 | -0.025904 | -0.017049 | -0.023861 | -0.022364 | -0.021604 | 66.0358 | 65.6046 | 65.361 | 65.3259 | 64.1998 | 63.4371 | 63.4368 | 64.4875 | 67.1262 | 71.3325 | 76.2849 | 79.8772 | 81.4829 | 81.489 | 82.6507 | 82.8652 | 84.1668 | 83.9509 | 83.9506 | 82.1863 | 77.8157 | 73.8356 | 71.3158 | 69.82 | 0.094432 | 0.1033 | 0.096076 | 0.10707 | 0.11528 | 0.097849 | 0.11668 | 0.13146 | 0.15613 | 0.18114 | 0.18712 | 0.18067 | 0.17251 | 0.1859 | 0.19261 | 0.19483 | 0.19368 | 0.18219 | 0.16291 | 0.12884 | 0.13421 | 0.11837 | 0.11224 | 0.10167
Portfolio Adjusted1-in-10AllSouth of Lugo2020July Monthly Peak | Portfolio Adjusted | 1-in-10 | All | South of Lugo | 2020 | July Monthly Peak | 7 | 6.0848 | 5.8622 | 5.692 | 5.6762 | 5.8963 | 6.5748 | 7.46 | 8.5389 | 9.7651 | 10.8895 | 11.7512 | 12.1413 | 12.1976 | 12.3349 | 12.2833 | 12.0608 | 11.5512 | 10.6482 | 9.5313 | 8.9634 | 8.7834 | 8.1478 | 7.2677 | 6.6223 | -0.04298 | -0.048886 | -0.044249 | -0.040774 | -0.041856 | -0.034278 | -0.046665 | -0.040502 | -0.051994 | -0.057415 | -0.052686 | -0.038091 | -0.0397 | 0.0061181 | 0.22608 | 0.2228 | 0.19419 | 0.17447 | -0.0067538 | -0.026531 | -0.024416 | -0.030752 | -0.030377 | -0.030023 | 69.5542 | 68.839 | 68.603 | 68.4352 | 68.0703 | 67.8324 | 67.4143 | 67.5729 | 70.3307 | 74.4138 | 77.9727 | 79.1581 | 80.1571 | 81.6733 | 83.9738 | 84.954 | 87.2425 | 85.7938 | 83.8313 | 81.0326 | 77.823 | 75.3149 | 73.6083 | 72.4518 | 0.094485 | 0.10362 | 0.096887 | 0.10827 | 0.1171 | 0.098988 | 0.11852 | 0.13281 | 0.15663 | 0.18081 | 0.18752 | 0.18068 | 0.17241 | 0.18543 | 0.19197 | 0.19487 | 0.19378 | 0.18239 | 0.1631 | 0.12885 | 0.13469 | 0.11865 | 0.11216 | 0.10177
Portfolio Adjusted1-in-10AllSouth of Lugo2020August Monthly Peak | Portfolio Adjusted | 1-in-10 | All | South of Lugo | 2020 | August Monthly Peak | 8 | 6.0434 | 5.8351 | 5.6659 | 5.6548 | 5.8845 | 6.6289 | 7.5989 | 8.5852 | 9.8493 | 11.0643 | 12.0482 | 12.5044 | 12.6001 | 12.7546 | 12.7013 | 12.3869 | 11.7857 | 10.8441 | 9.6725 | 9.2542 | 8.8899 | 8.1494 | 7.2234 | 6.5868 | -0.044263 | -0.052971 | -0.046494 | -0.041606 | -0.040915 | -0.03467 | -0.048872 | -0.04076 | -0.045282 | -0.057362 | -0.055329 | -0.040655 | -0.038875 | 0.0047291 | 0.23088 | 0.22638 | 0.20161 | 0.17775 | -0.0025724 | -0.027176 | -0.029652 | -0.03537 | -0.035525 | -0.035471 | 70.3863 | 69.9938 | 69.8934 | 69.5993 | 69.1788 | 69.0267 | 68.9246 | 69.1895 | 71.4906 | 75.2354 | 78.5537 | 81.9224 | 84.4636 | 85.8645 | 86.2798 | 87.4095 | 87.9012 | 88.2774 | 87.4449 | 83.6902 | 78.5759 | 75.2062 | 73.1694 | 71.8784 | 0.092955 | 0.10204 | 0.095544 | 0.10684 | 0.11535 | 0.098463 | 0.11907 | 0.13305 | 0.15697 | 0.18242 | 0.19018 | 0.18345 | 0.1748 | 0.18818 | 0.19453 | 0.1967 | 0.19527 | 0.18394 | 0.1644 | 0.13024 | 0.13503 | 0.11852 | 0.11102 | 0.10072
Portfolio Adjusted1-in-10AllSouth of Lugo2020September Monthly Peak | Portfolio Adjusted | 1-in-10 | All | South of Lugo | 2020 | September Monthly Peak | 9 | 6.2186 | 6.0071 | 5.8042 | 5.7992 | 6.0603 | 6.8545 | 8.0656 | 9.1833 | 10.7374 | 12.1247 | 13.1535 | 13.5977 | 13.7004 | 13.856 | 13.7295 | 13.2812 | 12.6364 | 11.5594 | 10.2833 | 9.9944 | 9.2597 | 8.4494 | 7.4669 | 6.8036 | -0.050646 | -0.065763 | -0.054272 | -0.045878 | -0.041749 | -0.037691 | -0.056691 | -0.044809 | -0.034315 | -0.062454 | -0.065278 | -0.048756 | -0.0383 | 0.0014242 | 0.24342 | 0.23778 | 0.22459 | 0.19011 | 0.0070131 | -0.029571 | -0.042873 | -0.047347 | -0.049125 | -0.049516 | 73.7335 | 72.8337 | 72.3342 | 72.0514 | 71.3958 | 70.8999 | 70.7503 | 71.0242 | 73.1576 | 77.2591 | 81.9284 | 87.3771 | 91.4899 | 94.7204 | 94.7741 | 94.6665 | 94.1923 | 93.0548 | 91.7618 | 89.2352 | 85.4845 | 80.2902 | 77.0126 | 75.0667 | 0.097058 | 0.10716 | 0.099853 | 0.11199 | 0.12159 | 0.10361 | 0.12641 | 0.14157 | 0.17013 | 0.1995 | 0.20754 | 0.19773 | 0.18573 | 0.19904 | 0.20457 | 0.20582 | 0.20408 | 0.19272 | 0.17216 | 0.13765 | 0.14269 | 0.12431 | 0.1166 | 0.10575
Portfolio Adjusted1-in-10AllSouth of Lugo2020October Monthly Peak | Portfolio Adjusted | 1-in-10 | All | South of Lugo | 2020 | October Monthly Peak | 10 | 5.485 | 5.2876 | 5.141 | 5.1444 | 5.2964 | 5.9105 | 6.9591 | 7.6866 | 8.7876 | 9.9605 | 10.8525 | 11.409 | 11.7257 | 11.9607 | 11.924 | 11.534 | 10.9089 | 10.1368 | 9.4047 | 8.8832 | 8.2026 | 7.4906 | 6.613 | 6.0388 | -0.037426 | -0.043781 | -0.038944 | -0.035412 | -0.034717 | -0.029123 | -0.041311 | -0.034788 | -0.041617 | -0.051208 | -0.048567 | -0.036061 | -0.036451 | 0.0049004 | 0.21706 | 0.21079 | 0.1851 | 0.16609 | -0.0038186 | -0.024977 | -0.024799 | -0.029732 | -0.029336 | -0.02923 | 71.63 | 71.1747 | 70.2804 | 69.3633 | 68.3271 | 68.132 | 68.2615 | 68.4219 | 69.5268 | 72.2905 | 76.637 | 81.6138 | 84.435 | 85.7329 | 86.2045 | 86.6394 | 85.704 | 82.9686 | 79.3625 | 77.1586 | 75.1494 | 73.7266 | 72.5192 | 71.3968 | 0.084088 | 0.090599 | 0.084836 | 0.094454 | 0.1004 | 0.088372 | 0.10959 | 0.12367 | 0.14664 | 0.17117 | 0.17801 | 0.17428 | 0.16941 | 0.18319 | 0.18925 | 0.19076 | 0.18913 | 0.17882 | 0.16014 | 0.12532 | 0.12574 | 0.10973 | 0.10086 | 0.09101
Portfolio Adjusted1-in-10AllSouth of Lugo2020November Monthly Peak | Portfolio Adjusted | 1-in-10 | All | South of Lugo | 2020 | November Monthly Peak | 11 | 5.2664 | 5.0783 | 4.9442 | 4.9793 | 5.1582 | 5.7574 | 6.4781 | 7.1363 | 8.1189 | 9.0646 | 9.7606 | 10.1616 | 10.3252 | 10.4674 | 10.4093 | 10.0087 | 9.6063 | 9.4329 | 8.6841 | 8.1284 | 7.589 | 6.9821 | 6.2131 | 5.7065 | -0.029356 | -0.026521 | -0.028273 | -0.030177 | -0.035088 | -0.026639 | -0.033753 | -0.032711 | -0.062081 | -0.051524 | -0.041443 | -0.02916 | -0.040999 | 0.0099304 | 0.20007 | 0.19201 | 0.15218 | 0.15469 | -0.018234 | -0.023211 | -0.0066888 | -0.013159 | -0.010055 | -0.009038 | 64.2251 | 62.5113 | 61.7039 | 60.1644 | 59.18 | 58.4512 | 57.7638 | 58.8382 | 61.6199 | 66.8684 | 72.4584 | 76.6463 | 78.6724 | 80.1922 | 80.9078 | 80.3459 | 78.9204 | 76.8468 | 74.8684 | 72.187 | 70.478 | 69.052 | 67.218 | 66.0266 | 0.086846 | 0.093385 | 0.08745 | 0.098468 | 0.10492 | 0.091473 | 0.1113 | 0.12508 | 0.14853 | 0.17256 | 0.17911 | 0.17488 | 0.16948 | 0.18304 | 0.18926 | 0.19084 | 0.18949 | 0.17899 | 0.16062 | 0.12588 | 0.12694 | 0.11136 | 0.1023 | 0.092313
Portfolio Adjusted1-in-10AllSouth of Lugo2020December Monthly Peak | Portfolio Adjusted | 1-in-10 | All | South of Lugo | 2020 | December Monthly Peak | 12 | 5.3738 | 5.2034 | 5.0573 | 5.0613 | 5.2796 | 5.8527 | 6.9273 | 7.5827 | 8.3901 | 8.9136 | 9.0587 | 8.9249 | 8.7082 | 8.5363 | 8.3306 | 8.0676 | 8.1189 | 8.4114 | 7.9311 | 7.6816 | 7.2628 | 6.8148 | 6.1314 | 5.7359 | -0.027968 | -0.024117 | -0.027035 | -0.029452 | -0.035202 | -0.025695 | -0.03285 | -0.032544 | -0.063601 | -0.048578 | -0.036461 | -0.024668 | -0.035815 | 0.0089651 | 0.16242 | 0.1568 | 0.12752 | 0.13836 | -0.018586 | -0.02156 | -0.0037864 | -0.010318 | -0.0069216 | -0.0058948 | 47.0527 | 46.4549 | 45.5643 | 44.8687 | 44.3131 | 43.1995 | 43.9284 | 44.4235 | 45.7572 | 47.7757 | 50.2753 | 52.0741 | 53.1813 | 52.849 | 52.8211 | 52.7005 | 52.3812 | 51.1685 | 49.9561 | 49.1844 | 48.1781 | 47.5696 | 46.8113 | 46.5129 | 0.089383 | 0.096726 | 0.090839 | 0.10128 | 0.1078 | 0.093368 | 0.1158 | 0.13027 | 0.15248 | 0.17376 | 0.1768 | 0.17237 | 0.16892 | 0.18236 | 0.18903 | 0.19104 | 0.19101 | 0.1795 | 0.16164 | 0.12747 | 0.12737 | 0.11297 | 0.10288 | 0.093441
Portfolio Adjusted1-in-10AllSouth of Lugo2020Typical Event Day | Portfolio Adjusted | 1-in-10 | All | South of Lugo | 2020 | Typical Event Day | 8 | 6.0286 | 5.8221 | 5.6543 | 5.6436 | 5.8724 | 6.614 | 7.5763 | 8.5467 | 9.7895 | 10.9898 | 11.9623 | 12.4149 | 12.5084 | 12.6632 | 12.6119 | 12.3006 | 11.7046 | 10.7715 | 9.6153 | 9.204 | 8.8505 | 8.1183 | 7.2003 | 6.5671 | -0.043446 | -0.051315 | -0.045472 | -0.041069 | -0.040887 | -0.034373 | -0.048112 | -0.040483 | -0.047032 | -0.05721 | -0.054496 | -0.039915 | -0.039213 | 0.0051805 | 0.2301 | 0.22549 | 0.19915 | 0.17649 | -0.0038483 | -0.026988 | -0.027948 | -0.033795 | -0.033714 | -0.033583 | 69.9275 | 69.3178 | 69.0479 | 68.8529 | 68.2112 | 67.799 | 67.6315 | 68.0685 | 70.5263 | 74.5602 | 78.6849 | 82.0837 | 84.3984 | 85.9368 | 86.9196 | 87.4738 | 88.3757 | 87.7692 | 86.7472 | 84.0361 | 79.9248 | 76.1617 | 73.7765 | 72.3042 | 0.092703 | 0.10177 | 0.095295 | 0.10655 | 0.11503 | 0.098214 | 0.11872 | 0.1326 | 0.15629 | 0.18155 | 0.18923 | 0.18264 | 0.17416 | 0.18753 | 0.19389 | 0.19607 | 0.19465 | 0.18328 | 0.16384 | 0.12979 | 0.13451 | 0.1181 | 0.11065 | 0.10038
Portfolio Adjusted1-in-10AllSouth of Lugo2021January Monthly Peak | Portfolio Adjusted | 1-in-10 | All | South of Lugo | 2021 | January Monthly Peak | 1 | 5.4299 | 5.2544 | 5.1077 | 5.1121 | 5.3482 | 5.9793 | 7.1577 | 7.8623 | 8.7164 | 9.23 | 9.3683 | 9.2563 | 9.0986 | 9.0212 | 8.8335 | 8.479 | 8.2761 | 8.6012 | 8.2159 | 7.9548 | 7.5159 | 7.0178 | 6.2903 | 5.8843 | -0.028677 | -0.024719 | -0.027675 | -0.029973 | -0.036062 | -0.026577 | -0.034625 | -0.034458 | -0.067146 | -0.05148 | -0.038744 | -0.026347 | -0.038528 | 0.0097664 | 0.17309 | 0.16562 | 0.1295 | 0.14139 | -0.019913 | -0.023167 | -0.0040601 | -0.010856 | -0.0072604 | -0.0061503 | 46.1705 | 46.1429 | 45.5197 | 44.8012 | 44.5417 | 44.1997 | 43.106 | 42.8375 | 43.8193 | 46.5028 | 48.5422 | 50.5993 | 52.6866 | 53.7137 | 54.6581 | 54.8769 | 54.4654 | 53.4839 | 51.911 | 50.8858 | 50.0546 | 49.7076 | 49.4935 | 48.3947 | 0.090861 | 0.098515 | 0.092463 | 0.10275 | 0.10996 | 0.095343 | 0.11897 | 0.13358 | 0.15638 | 0.17865 | 0.18184 | 0.17681 | 0.17252 | 0.18643 | 0.19288 | 0.19455 | 0.19421 | 0.18354 | 0.16574 | 0.1313 | 0.13246 | 0.11628 | 0.10621 | 0.096335
Portfolio Adjusted1-in-10AllSouth of Lugo2021February Monthly Peak | Portfolio Adjusted | 1-in-10 | All | South of Lugo | 2021 | February Monthly Peak | 2 | 5.3195 | 5.1455 | 5.0068 | 5.0263 | 5.2255 | 5.8316 | 6.8004 | 7.4354 | 8.2171 | 8.8368 | 9.1569 | 9.2635 | 9.29 | 9.3046 | 9.2089 | 8.8844 | 8.6049 | 8.5726 | 8.3097 | 7.9021 | 7.4506 | 6.952 | 6.2489 | 5.811 | -0.028232 | -0.024358 | -0.027285 | -0.029626 | -0.035509 | -0.026224 | -0.033554 | -0.032933 | -0.064026 | -0.049691 | -0.037957 | -0.026184 | -0.038622 | 0.0098622 | 0.17939 | 0.1723 | 0.13446 | 0.14037 | -0.019783 | -0.022737 | -0.0039835 | -0.010661 | -0.0072112 | -0.0061002 | 51.7661 | 51.082 | 50.3284 | 49.316 | 48.5811 | 48.3364 | 47.5438 | 47.2924 | 48.7186 | 52.3729 | 56.2563 | 60.071 | 61.9883 | 63.356 | 63.8321 | 63.7536 | 63.126 | 62.2445 | 60.0431 | 58.0204 | 56.4779 | 55.2818 | 54.305 | 53.0088 | 0.088172 | 0.096026 | 0.090218 | 0.10071 | 0.10748 | 0.092539 | 0.11387 | 0.12683 | 0.14836 | 0.17054 | 0.17478 | 0.17046 | 0.16593 | 0.17938 | 0.18546 | 0.18699 | 0.18627 | 0.17654 | 0.1596 | 0.12607 | 0.1279 | 0.11234 | 0.10381 | 0.094294
Portfolio Adjusted1-in-10AllSouth of Lugo2021March Monthly Peak | Portfolio Adjusted | 1-in-10 | All | South of Lugo | 2021 | March Monthly Peak | 3 | 5.5229 | 5.3083 | 5.128 | 5.1231 | 5.3027 | 5.9018 | 6.8011 | 7.4873 | 8.3977 | 9.222 | 9.811 | 10.1358 | 10.2921 | 10.4615 | 10.4866 | 10.2333 | 9.7845 | 9.1576 | 8.4651 | 8.4076 | 7.9521 | 7.3859 | 6.6014 | 6.0229 | -0.030438 | -0.026207 | -0.028815 | -0.031258 | -0.037355 | -0.027649 | -0.034751 | -0.034805 | -0.069139 | -0.05435 | -0.042268 | -0.029484 | -0.043631 | 0.011229 | 0.2045 | 0.19873 | 0.15253 | 0.14928 | -0.021073 | -0.024695 | -0.0043657 | -0.01172 | -0.0079335 | -0.0065916 | 61.0002 | 59.361 | 58.688 | 58.1574 | 57.2717 | 55.5145 | 54.9769 | 55.6361 | 58.9385 | 64.1026 | 69.4221 | 73.8974 | 76.7457 | 77.789 | 78.2913 | 78.3959 | 77.3965 | 76.3304 | 74.7841 | 72.2849 | 69.659 | 66.2694 | 63.2618 | 61.1055 | 0.092687 | 0.10147 | 0.094038 | 0.10523 | 0.11208 | 0.095638 | 0.11585 | 0.12986 | 0.15379 | 0.17829 | 0.18438 | 0.17933 | 0.17266 | 0.18649 | 0.19312 | 0.19522 | 0.19415 | 0.18271 | 0.16342 | 0.13069 | 0.13508 | 0.11888 | 0.11098 | 0.099876
Portfolio Adjusted1-in-10AllSouth of Lugo2021April Monthly Peak | Portfolio Adjusted | 1-in-10 | All | South of Lugo | 2021 | April Monthly Peak | 4 | 5.5524 | 5.314 | 5.1213 | 5.1209 | 5.2881 | 5.8939 | 6.7312 | 7.555 | 8.7285 | 9.7826 | 10.5994 | 11.083 | 11.3482 | 11.5607 | 11.5993 | 11.3259 | 10.7995 | 9.9666 | 8.9251 | 8.7469 | 8.299 | 7.6317 | 6.7399 | 6.1044 | -0.037903 | -0.042497 | -0.038323 | -0.035749 | -0.036389 | -0.029726 | -0.040992 | -0.036185 | -0.049249 | -0.054026 | -0.049234 | -0.036076 | -0.039186 | 0.0064005 | 0.21506 | 0.21057 | 0.18086 | 0.16324 | -0.0074083 | -0.025826 | -0.021891 | -0.027752 | -0.02659 | -0.025898 | 70.2274 | 69.2511 | 67.6753 | 66.0973 | 64.7413 | 63.8851 | 63.5008 | 63.5813 | 66.2944 | 71.9092 | 77.2422 | 82.3406 | 85.3172 | 86.1197 | 85.2152 | 85.1683 | 85.1134 | 85.1983 | 83.8386 | 79.8134 | 75.0644 | 70.4173 | 68.1056 | 67.1216 | 0.087825 | 0.095173 | 0.088057 | 0.098035 | 0.10431 | 0.090876 | 0.1117 | 0.12671 | 0.15087 | 0.17559 | 0.1823 | 0.17785 | 0.17197 | 0.1859 | 0.19256 | 0.19466 | 0.19331 | 0.18116 | 0.16117 | 0.12807 | 0.13049 | 0.11441 | 0.10563 | 0.094621
Portfolio Adjusted1-in-10AllSouth of Lugo2021May Monthly Peak | Portfolio Adjusted | 1-in-10 | All | South of Lugo | 2021 | May Monthly Peak | 5 | 5.7511 | 5.5327 | 5.3233 | 5.3295 | 5.4989 | 6.0933 | 6.8548 | 7.9143 | 9.189 | 10.3327 | 11.1411 | 11.5698 | 11.6778 | 11.8416 | 11.8367 | 11.5249 | 10.9809 | 10.0731 | 9.0633 | 8.6302 | 8.3938 | 7.7374 | 6.8985 | 6.2818 | -0.038973 | -0.043099 | -0.03942 | -0.037223 | -0.038683 | -0.031132 | -0.042042 | -0.038313 | -0.05505 | -0.058067 | -0.051898 | -0.03747 | -0.041639 | 0.0072432 | 0.22085 | 0.21549 | 0.18262 | 0.16488 | -0.0091969 | -0.025934 | -0.020515 | -0.026728 | -0.0256 | -0.025004 | 67.3675 | 66.7799 | 65.3867 | 64.6567 | 64.1493 | 63.5299 | 63.7873 | 63.885 | 66.857 | 72.4279 | 77.5534 | 81.2193 | 83.0878 | 83.829 | 86.0267 | 87.242 | 87.8019 | 86.6308 | 85.0407 | 82.807 | 79.6274 | 75.6489 | 72.5012 | 70.2326 | 0.090789 | 0.099438 | 0.091993 | 0.10271 | 0.10973 | 0.094008 | 0.11393 | 0.12992 | 0.15551 | 0.18172 | 0.18838 | 0.18198 | 0.17409 | 0.18751 | 0.19395 | 0.19579 | 0.19416 | 0.18205 | 0.16239 | 0.12811 | 0.1324 | 0.11616 | 0.10874 | 0.098199
Portfolio Adjusted1-in-10AllSouth of Lugo2021June Monthly Peak | Portfolio Adjusted | 1-in-10 | All | South of Lugo | 2021 | June Monthly Peak | 6 | 5.9055 | 5.6671 | 5.4824 | 5.4735 | 5.6844 | 6.2918 | 7.04 | 8.0717 | 9.2562 | 10.3315 | 11.0866 | 11.4885 | 11.5909 | 11.7662 | 11.7887 | 11.5223 | 11.0262 | 10.1809 | 9.1332 | 8.6213 | 8.4587 | 7.8479 | 7.0531 | 6.4254 | -0.039114 | -0.04109 | -0.039029 | -0.037652 | -0.040737 | -0.032238 | -0.042139 | -0.038698 | -0.059766 | -0.057754 | -0.049758 | -0.035505 | -0.041699 | 0.0081252 | 0.22123 | 0.21633 | 0.18073 | 0.16645 | -0.012204 | -0.025904 | -0.017049 | -0.023861 | -0.022364 | -0.021604 | 66.0358 | 65.6046 | 65.361 | 65.3259 | 64.1999 | 63.4371 | 63.4368 | 64.4875 | 67.1262 | 71.3325 | 76.2849 | 79.8772 | 81.4829 | 81.489 | 82.6507 | 82.8652 | 84.1668 | 83.9509 | 83.9506 | 82.1863 | 77.8157 | 73.8356 | 71.3158 | 69.82 | 0.094432 | 0.1033 | 0.096076 | 0.10707 | 0.11528 | 0.097849 | 0.11668 | 0.13146 | 0.15613 | 0.18114 | 0.18712 | 0.18067 | 0.17251 | 0.1859 | 0.19261 | 0.19483 | 0.19368 | 0.18219 | 0.16291 | 0.12884 | 0.13421 | 0.11837 | 0.11224 | 0.10167
Portfolio Adjusted1-in-10AllSouth of Lugo2021July Monthly Peak | Portfolio Adjusted | 1-in-10 | All | South of Lugo | 2021 | July Monthly Peak | 7 | 6.0848 | 5.8622 | 5.692 | 5.6762 | 5.8963 | 6.5748 | 7.46 | 8.5389 | 9.7651 | 10.8895 | 11.7512 | 12.1413 | 12.1976 | 12.3349 | 12.2833 | 12.0608 | 11.5512 | 10.6482 | 9.5313 | 8.9634 | 8.7834 | 8.1478 | 7.2677 | 6.6223 | -0.04298 | -0.048886 | -0.044249 | -0.040774 | -0.041856 | -0.034278 | -0.046665 | -0.040502 | -0.051994 | -0.057415 | -0.052686 | -0.038091 | -0.0397 | 0.0061181 | 0.22608 | 0.2228 | 0.19419 | 0.17447 | -0.0067538 | -0.026531 | -0.024416 | -0.030752 | -0.030377 | -0.030023 | 69.5542 | 68.839 | 68.603 | 68.4352 | 68.0703 | 67.8324 | 67.4143 | 67.5729 | 70.3307 | 74.4138 | 77.9727 | 79.1581 | 80.1571 | 81.6733 | 83.9738 | 84.954 | 87.2425 | 85.7938 | 83.8313 | 81.0326 | 77.823 | 75.3149 | 73.6083 | 72.4518 | 0.094485 | 0.10362 | 0.096887 | 0.10827 | 0.1171 | 0.098988 | 0.11852 | 0.13281 | 0.15663 | 0.18081 | 0.18752 | 0.18068 | 0.17241 | 0.18543 | 0.19197 | 0.19487 | 0.19378 | 0.18239 | 0.1631 | 0.12885 | 0.13469 | 0.11865 | 0.11216 | 0.10177
Portfolio Adjusted1-in-10AllSouth of Lugo2021August Monthly Peak | Portfolio Adjusted | 1-in-10 | All | South of Lugo | 2021 | August Monthly Peak | 8 | 6.0434 | 5.8351 | 5.6659 | 5.6548 | 5.8845 | 6.6289 | 7.5989 | 8.5852 | 9.8493 | 11.0643 | 12.0482 | 12.5044 | 12.6001 | 12.7546 | 12.7013 | 12.3869 | 11.7857 | 10.8441 | 9.6725 | 9.2542 | 8.8899 | 8.1494 | 7.2234 | 6.5868 | -0.044263 | -0.052971 | -0.046494 | -0.041606 | -0.040915 | -0.03467 | -0.048872 | -0.04076 | -0.045282 | -0.057362 | -0.055329 | -0.040655 | -0.038875 | 0.0047291 | 0.23088 | 0.22638 | 0.20161 | 0.17775 | -0.0025724 | -0.027176 | -0.029652 | -0.03537 | -0.035525 | -0.035471 | 70.3863 | 69.9938 | 69.8934 | 69.5993 | 69.1788 | 69.0267 | 68.9246 | 69.1895 | 71.4906 | 75.2354 | 78.5537 | 81.9224 | 84.4636 | 85.8645 | 86.2798 | 87.4095 | 87.9012 | 88.2774 | 87.4449 | 83.6902 | 78.5759 | 75.2062 | 73.1694 | 71.8784 | 0.092955 | 0.10204 | 0.095544 | 0.10684 | 0.11535 | 0.098463 | 0.11907 | 0.13305 | 0.15697 | 0.18242 | 0.19018 | 0.18345 | 0.1748 | 0.18818 | 0.19453 | 0.1967 | 0.19527 | 0.18394 | 0.1644 | 0.13024 | 0.13503 | 0.11852 | 0.11102 | 0.10072
Portfolio Adjusted1-in-10AllSouth of Lugo2021September Monthly Peak | Portfolio Adjusted | 1-in-10 | All | South of Lugo | 2021 | September Monthly Peak | 9 | 6.2186 | 6.0071 | 5.8042 | 5.7992 | 6.0603 | 6.8545 | 8.0656 | 9.1833 | 10.7374 | 12.1247 | 13.1535 | 13.5977 | 13.7004 | 13.856 | 13.7295 | 13.2812 | 12.6364 | 11.5594 | 10.2833 | 9.9944 | 9.2597 | 8.4494 | 7.4669 | 6.8036 | -0.050646 | -0.065763 | -0.054272 | -0.045878 | -0.041749 | -0.037691 | -0.056691 | -0.044809 | -0.034315 | -0.062454 | -0.065278 | -0.048756 | -0.0383 | 0.0014242 | 0.24342 | 0.23778 | 0.22459 | 0.19011 | 0.0070131 | -0.029571 | -0.042873 | -0.047347 | -0.049125 | -0.049516 | 73.7335 | 72.8337 | 72.3342 | 72.0514 | 71.3958 | 70.8999 | 70.7503 | 71.0242 | 73.1576 | 77.2591 | 81.9284 | 87.3771 | 91.4899 | 94.7204 | 94.7741 | 94.6665 | 94.1923 | 93.0548 | 91.7618 | 89.2352 | 85.4845 | 80.2902 | 77.0126 | 75.0667 | 0.097058 | 0.10716 | 0.099853 | 0.11199 | 0.12159 | 0.10361 | 0.12641 | 0.14157 | 0.17013 | 0.1995 | 0.20754 | 0.19773 | 0.18573 | 0.19904 | 0.20457 | 0.20582 | 0.20408 | 0.19272 | 0.17216 | 0.13765 | 0.14269 | 0.12431 | 0.1166 | 0.10575
Portfolio Adjusted1-in-10AllSouth of Lugo2021October Monthly Peak | Portfolio Adjusted | 1-in-10 | All | South of Lugo | 2021 | October Monthly Peak | 10 | 5.485 | 5.2876 | 5.141 | 5.1444 | 5.2964 | 5.9105 | 6.9591 | 7.6866 | 8.7876 | 9.9605 | 10.8525 | 11.409 | 11.7257 | 11.9607 | 11.924 | 11.534 | 10.9089 | 10.1368 | 9.4047 | 8.8832 | 8.2026 | 7.4906 | 6.613 | 6.0388 | -0.037426 | -0.043781 | -0.038944 | -0.035412 | -0.034717 | -0.029123 | -0.041311 | -0.034788 | -0.041617 | -0.051208 | -0.048567 | -0.036061 | -0.036451 | 0.0049004 | 0.21706 | 0.21079 | 0.1851 | 0.16609 | -0.0038186 | -0.024977 | -0.024799 | -0.029732 | -0.029336 | -0.02923 | 71.63 | 71.1747 | 70.2804 | 69.3633 | 68.3271 | 68.132 | 68.2615 | 68.4219 | 69.5268 | 72.2905 | 76.637 | 81.6138 | 84.435 | 85.7329 | 86.2045 | 86.6394 | 85.704 | 82.9686 | 79.3625 | 77.1586 | 75.1494 | 73.7266 | 72.5192 | 71.3968 | 0.084088 | 0.090599 | 0.084836 | 0.094454 | 0.1004 | 0.088372 | 0.10959 | 0.12367 | 0.14664 | 0.17117 | 0.17801 | 0.17428 | 0.16941 | 0.18319 | 0.18925 | 0.19076 | 0.18913 | 0.17882 | 0.16014 | 0.12532 | 0.12574 | 0.10973 | 0.10086 | 0.09101
Portfolio Adjusted1-in-10AllSouth of Lugo2021November Monthly Peak | Portfolio Adjusted | 1-in-10 | All | South of Lugo | 2021 | November Monthly Peak | 11 | 5.2664 | 5.0783 | 4.9442 | 4.9793 | 5.1582 | 5.7574 | 6.4781 | 7.1363 | 8.1189 | 9.0646 | 9.7606 | 10.1616 | 10.3252 | 10.4674 | 10.4093 | 10.0087 | 9.6063 | 9.4329 | 8.6841 | 8.1284 | 7.589 | 6.9821 | 6.2131 | 5.7065 | -0.029356 | -0.026521 | -0.028273 | -0.030177 | -0.035088 | -0.026639 | -0.033753 | -0.032711 | -0.062081 | -0.051524 | -0.041443 | -0.02916 | -0.040999 | 0.0099304 | 0.20007 | 0.19201 | 0.15218 | 0.15469 | -0.018234 | -0.023211 | -0.0066888 | -0.013159 | -0.010055 | -0.009038 | 64.2251 | 62.5113 | 61.7039 | 60.1644 | 59.18 | 58.4512 | 57.7638 | 58.8382 | 61.6199 | 66.8684 | 72.4584 | 76.6463 | 78.6724 | 80.1922 | 80.9078 | 80.3459 | 78.9204 | 76.8468 | 74.8684 | 72.187 | 70.478 | 69.052 | 67.218 | 66.0266 | 0.086846 | 0.093385 | 0.08745 | 0.098468 | 0.10492 | 0.091473 | 0.1113 | 0.12508 | 0.14853 | 0.17256 | 0.17911 | 0.17488 | 0.16948 | 0.18304 | 0.18926 | 0.19084 | 0.18949 | 0.17899 | 0.16062 | 0.12588 | 0.12694 | 0.11136 | 0.1023 | 0.092313
Portfolio Adjusted1-in-10AllSouth of Lugo2021December Monthly Peak | Portfolio Adjusted | 1-in-10 | All | South of Lugo | 2021 | December Monthly Peak | 12 | 5.3738 | 5.2034 | 5.0573 | 5.0613 | 5.2796 | 5.8527 | 6.9273 | 7.5827 | 8.3901 | 8.9136 | 9.0587 | 8.9249 | 8.7082 | 8.5363 | 8.3306 | 8.0676 | 8.1189 | 8.4114 | 7.9311 | 7.6816 | 7.2628 | 6.8148 | 6.1314 | 5.7359 | -0.027968 | -0.024117 | -0.027035 | -0.029452 | -0.035202 | -0.025695 | -0.03285 | -0.032544 | -0.063601 | -0.048578 | -0.036461 | -0.024668 | -0.035815 | 0.0089651 | 0.16242 | 0.1568 | 0.12752 | 0.13836 | -0.018586 | -0.02156 | -0.0037864 | -0.010318 | -0.0069216 | -0.0058948 | 47.0527 | 46.4548 | 45.5643 | 44.8687 | 44.3131 | 43.1995 | 43.9284 | 44.4235 | 45.7572 | 47.7757 | 50.2753 | 52.0741 | 53.1813 | 52.849 | 52.8211 | 52.7005 | 52.3812 | 51.1685 | 49.9561 | 49.1844 | 48.1781 | 47.5696 | 46.8113 | 46.5129 | 0.089383 | 0.096726 | 0.090839 | 0.10128 | 0.1078 | 0.093368 | 0.1158 | 0.13027 | 0.15248 | 0.17376 | 0.1768 | 0.17237 | 0.16892 | 0.18236 | 0.18903 | 0.19104 | 0.19101 | 0.1795 | 0.16164 | 0.12747 | 0.12737 | 0.11297 | 0.10288 | 0.093441
Portfolio Adjusted1-in-10AllSouth of Lugo2021Typical Event Day | Portfolio Adjusted | 1-in-10 | All | South of Lugo | 2021 | Typical Event Day | 8 | 6.0286 | 5.8221 | 5.6543 | 5.6436 | 5.8724 | 6.614 | 7.5763 | 8.5467 | 9.7895 | 10.9898 | 11.9623 | 12.4149 | 12.5084 | 12.6632 | 12.6119 | 12.3006 | 11.7046 | 10.7715 | 9.6153 | 9.204 | 8.8505 | 8.1183 | 7.2003 | 6.5671 | -0.043446 | -0.051315 | -0.045472 | -0.041069 | -0.040887 | -0.034373 | -0.048112 | -0.040483 | -0.047032 | -0.05721 | -0.054496 | -0.039915 | -0.039213 | 0.0051805 | 0.2301 | 0.22549 | 0.19915 | 0.17649 | -0.0038483 | -0.026988 | -0.027948 | -0.033795 | -0.033714 | -0.033583 | 69.9275 | 69.3178 | 69.0479 | 68.8529 | 68.2112 | 67.799 | 67.6315 | 68.0685 | 70.5263 | 74.5602 | 78.6849 | 82.0837 | 84.3984 | 85.9368 | 86.9196 | 87.4738 | 88.3757 | 87.7692 | 86.7472 | 84.0361 | 79.9248 | 76.1617 | 73.7765 | 72.3042 | 0.092703 | 0.10177 | 0.095295 | 0.10655 | 0.11503 | 0.098214 | 0.11872 | 0.1326 | 0.15629 | 0.18155 | 0.18923 | 0.18264 | 0.17416 | 0.18753 | 0.19389 | 0.19607 | 0.19465 | 0.18328 | 0.16384 | 0.12979 | 0.13451 | 0.1181 | 0.11065 | 0.10038
Portfolio Adjusted1-in-10AllSouth of Lugo2022January Monthly Peak | Portfolio Adjusted | 1-in-10 | All | South of Lugo | 2022 | January Monthly Peak | 1 | 5.4299 | 5.2544 | 5.1077 | 5.1121 | 5.3482 | 5.9793 | 7.1577 | 7.8623 | 8.7164 | 9.23 | 9.3683 | 9.2563 | 9.0986 | 9.0212 | 8.8335 | 8.479 | 8.2761 | 8.6012 | 8.2159 | 7.9548 | 7.5159 | 7.0178 | 6.2903 | 5.8843 | -0.028677 | -0.024719 | -0.027675 | -0.029973 | -0.036062 | -0.026577 | -0.034625 | -0.034458 | -0.067146 | -0.05148 | -0.038744 | -0.026347 | -0.038528 | 0.0097664 | 0.17309 | 0.16562 | 0.1295 | 0.14139 | -0.019913 | -0.023167 | -0.0040601 | -0.010856 | -0.0072604 | -0.0061503 | 46.1705 | 46.1429 | 45.5197 | 44.8012 | 44.5418 | 44.1997 | 43.106 | 42.8375 | 43.8193 | 46.5028 | 48.5422 | 50.5993 | 52.6866 | 53.7137 | 54.6581 | 54.8769 | 54.4654 | 53.4839 | 51.911 | 50.8857 | 50.0546 | 49.7076 | 49.4935 | 48.3947 | 0.090861 | 0.098515 | 0.092463 | 0.10275 | 0.10996 | 0.095343 | 0.11897 | 0.13358 | 0.15638 | 0.17865 | 0.18184 | 0.17681 | 0.17252 | 0.18643 | 0.19288 | 0.19455 | 0.19421 | 0.18354 | 0.16574 | 0.1313 | 0.13246 | 0.11628 | 0.10621 | 0.096335
Portfolio Adjusted1-in-10AllSouth of Lugo2022February Monthly Peak | Portfolio Adjusted | 1-in-10 | All | South of Lugo | 2022 | February Monthly Peak | 2 | 5.3195 | 5.1455 | 5.0068 | 5.0263 | 5.2255 | 5.8316 | 6.8004 | 7.4354 | 8.2171 | 8.8368 | 9.1569 | 9.2635 | 9.29 | 9.3046 | 9.2089 | 8.8844 | 8.6049 | 8.5726 | 8.3097 | 7.9021 | 7.4506 | 6.952 | 6.2489 | 5.811 | -0.028232 | -0.024358 | -0.027285 | -0.029626 | -0.035509 | -0.026224 | -0.033554 | -0.032933 | -0.064025 | -0.049691 | -0.037957 | -0.026184 | -0.038622 | 0.0098622 | 0.17939 | 0.1723 | 0.13446 | 0.14037 | -0.019783 | -0.022737 | -0.0039835 | -0.010661 | -0.0072112 | -0.0061002 | 51.7661 | 51.082 | 50.3284 | 49.316 | 48.5811 | 48.3364 | 47.5438 | 47.2924 | 48.7186 | 52.3729 | 56.2563 | 60.071 | 61.9883 | 63.356 | 63.8321 | 63.7536 | 63.126 | 62.2445 | 60.0431 | 58.0204 | 56.4779 | 55.2818 | 54.305 | 53.0088 | 0.088172 | 0.096026 | 0.090218 | 0.10071 | 0.10748 | 0.092539 | 0.11387 | 0.12683 | 0.14836 | 0.17054 | 0.17478 | 0.17046 | 0.16593 | 0.17938 | 0.18546 | 0.18699 | 0.18627 | 0.17654 | 0.1596 | 0.12607 | 0.1279 | 0.11234 | 0.10381 | 0.094294
Portfolio Adjusted1-in-10AllSouth of Lugo2022March Monthly Peak | Portfolio Adjusted | 1-in-10 | All | South of Lugo | 2022 | March Monthly Peak | 3 | 5.5229 | 5.3083 | 5.128 | 5.1231 | 5.3027 | 5.9018 | 6.8011 | 7.4873 | 8.3977 | 9.222 | 9.811 | 10.1358 | 10.2921 | 10.4615 | 10.4866 | 10.2333 | 9.7845 | 9.1576 | 8.4651 | 8.4076 | 7.9521 | 7.3859 | 6.6014 | 6.0229 | -0.030438 | -0.026207 | -0.028815 | -0.031258 | -0.037355 | -0.027649 | -0.034751 | -0.034805 | -0.069139 | -0.05435 | -0.042268 | -0.029484 | -0.043631 | 0.011229 | 0.2045 | 0.19873 | 0.15253 | 0.14928 | -0.021073 | -0.024695 | -0.0043657 | -0.01172 | -0.0079335 | -0.0065916 | 61.0002 | 59.361 | 58.688 | 58.1574 | 57.2717 | 55.5144 | 54.9769 | 55.6361 | 58.9386 | 64.1026 | 69.4221 | 73.8974 | 76.7457 | 77.7891 | 78.2913 | 78.3959 | 77.3965 | 76.3304 | 74.7841 | 72.2849 | 69.659 | 66.2694 | 63.2618 | 61.1055 | 0.092687 | 0.10147 | 0.094038 | 0.10523 | 0.11208 | 0.095638 | 0.11585 | 0.12986 | 0.15379 | 0.17829 | 0.18438 | 0.17933 | 0.17266 | 0.18649 | 0.19312 | 0.19522 | 0.19415 | 0.18271 | 0.16342 | 0.13069 | 0.13508 | 0.11888 | 0.11098 | 0.099876
Portfolio Adjusted1-in-10AllSouth of Lugo2022April Monthly Peak | Portfolio Adjusted | 1-in-10 | All | South of Lugo | 2022 | April Monthly Peak | 4 | 5.5524 | 5.314 | 5.1213 | 5.1209 | 5.2881 | 5.8939 | 6.7312 | 7.555 | 8.7285 | 9.7826 | 10.5994 | 11.083 | 11.3482 | 11.5607 | 11.5993 | 11.3259 | 10.7995 | 9.9666 | 8.9251 | 8.7469 | 8.299 | 7.6317 | 6.7399 | 6.1044 | -0.037903 | -0.042497 | -0.038323 | -0.035749 | -0.036389 | -0.029726 | -0.040992 | -0.036185 | -0.049249 | -0.054026 | -0.049234 | -0.036076 | -0.039186 | 0.0064005 | 0.21506 | 0.21057 | 0.18086 | 0.16324 | -0.0074083 | -0.025826 | -0.021891 | -0.027752 | -0.02659 | -0.025898 | 70.2274 | 69.2511 | 67.6753 | 66.0973 | 64.7413 | 63.8851 | 63.5008 | 63.5813 | 66.2944 | 71.9092 | 77.2422 | 82.3406 | 85.3172 | 86.1197 | 85.2152 | 85.1683 | 85.1134 | 85.1983 | 83.8386 | 79.8134 | 75.0644 | 70.4173 | 68.1056 | 67.1216 | 0.087825 | 0.095173 | 0.088057 | 0.098035 | 0.10431 | 0.090876 | 0.1117 | 0.12671 | 0.15087 | 0.17559 | 0.1823 | 0.17785 | 0.17197 | 0.1859 | 0.19256 | 0.19466 | 0.19331 | 0.18116 | 0.16117 | 0.12807 | 0.13049 | 0.11441 | 0.10563 | 0.094621
Portfolio Adjusted1-in-10AllSouth of Lugo2022May Monthly Peak | Portfolio Adjusted | 1-in-10 | All | South of Lugo | 2022 | May Monthly Peak | 5 | 5.7511 | 5.5327 | 5.3233 | 5.3295 | 5.4989 | 6.0933 | 6.8548 | 7.9143 | 9.189 | 10.3327 | 11.1411 | 11.5698 | 11.6778 | 11.8416 | 11.8367 | 11.5249 | 10.9809 | 10.0731 | 9.0633 | 8.6302 | 8.3938 | 7.7374 | 6.8985 | 6.2818 | -0.038973 | -0.043099 | -0.03942 | -0.037223 | -0.038683 | -0.031132 | -0.042042 | -0.038313 | -0.05505 | -0.058067 | -0.051898 | -0.03747 | -0.041639 | 0.0072432 | 0.22085 | 0.21549 | 0.18262 | 0.16488 | -0.0091969 | -0.025934 | -0.020515 | -0.026728 | -0.0256 | -0.025004 | 67.3675 | 66.7799 | 65.3867 | 64.6567 | 64.1493 | 63.5299 | 63.7873 | 63.885 | 66.857 | 72.4279 | 77.5534 | 81.2193 | 83.0878 | 83.829 | 86.0267 | 87.242 | 87.8019 | 86.6308 | 85.0407 | 82.807 | 79.6274 | 75.6489 | 72.5012 | 70.2326 | 0.090789 | 0.099438 | 0.091993 | 0.10271 | 0.10973 | 0.094008 | 0.11393 | 0.12992 | 0.15551 | 0.18172 | 0.18838 | 0.18198 | 0.17409 | 0.18751 | 0.19395 | 0.19579 | 0.19416 | 0.18205 | 0.16239 | 0.12811 | 0.1324 | 0.11616 | 0.10874 | 0.098199
Portfolio Adjusted1-in-10AllSouth of Lugo2022June Monthly Peak | Portfolio Adjusted | 1-in-10 | All | South of Lugo | 2022 | June Monthly Peak | 6 | 5.9055 | 5.6671 | 5.4824 | 5.4735 | 5.6844 | 6.2918 | 7.04 | 8.0717 | 9.2562 | 10.3315 | 11.0866 | 11.4885 | 11.5909 | 11.7662 | 11.7887 | 11.5223 | 11.0262 | 10.1809 | 9.1332 | 8.6213 | 8.4587 | 7.8479 | 7.0531 | 6.4254 | -0.039114 | -0.04109 | -0.039029 | -0.037652 | -0.040737 | -0.032238 | -0.042139 | -0.038698 | -0.059766 | -0.057754 | -0.049758 | -0.035505 | -0.041699 | 0.0081252 | 0.22123 | 0.21633 | 0.18073 | 0.16645 | -0.012204 | -0.025904 | -0.017049 | -0.023861 | -0.022364 | -0.021604 | 66.0358 | 65.6046 | 65.361 | 65.3259 | 64.1999 | 63.4371 | 63.4368 | 64.4875 | 67.1262 | 71.3325 | 76.2849 | 79.8772 | 81.4829 | 81.489 | 82.6507 | 82.8652 | 84.1668 | 83.9509 | 83.9506 | 82.1863 | 77.8157 | 73.8356 | 71.3158 | 69.82 | 0.094432 | 0.1033 | 0.096076 | 0.10707 | 0.11528 | 0.097849 | 0.11668 | 0.13146 | 0.15613 | 0.18114 | 0.18712 | 0.18067 | 0.17251 | 0.1859 | 0.19261 | 0.19483 | 0.19368 | 0.18219 | 0.16291 | 0.12884 | 0.13421 | 0.11837 | 0.11224 | 0.10167
Portfolio Adjusted1-in-10AllSouth of Lugo2022July Monthly Peak | Portfolio Adjusted | 1-in-10 | All | South of Lugo | 2022 | July Monthly Peak | 7 | 6.0848 | 5.8622 | 5.692 | 5.6762 | 5.8963 | 6.5748 | 7.46 | 8.5389 | 9.7651 | 10.8895 | 11.7512 | 12.1413 | 12.1976 | 12.3349 | 12.2833 | 12.0608 | 11.5512 | 10.6482 | 9.5313 | 8.9634 | 8.7834 | 8.1478 | 7.2677 | 6.6223 | -0.04298 | -0.048886 | -0.044249 | -0.040774 | -0.041856 | -0.034278 | -0.046665 | -0.040502 | -0.051994 | -0.057415 | -0.052686 | -0.038091 | -0.0397 | 0.0061181 | 0.22608 | 0.2228 | 0.19419 | 0.17447 | -0.0067538 | -0.026531 | -0.024416 | -0.030752 | -0.030377 | -0.030023 | 69.5542 | 68.839 | 68.603 | 68.4352 | 68.0703 | 67.8324 | 67.4143 | 67.5729 | 70.3307 | 74.4138 | 77.9727 | 79.1581 | 80.1571 | 81.6733 | 83.9738 | 84.954 | 87.2425 | 85.7938 | 83.8313 | 81.0326 | 77.823 | 75.3149 | 73.6083 | 72.4518 | 0.094485 | 0.10362 | 0.096887 | 0.10827 | 0.1171 | 0.098988 | 0.11852 | 0.13281 | 0.15663 | 0.18081 | 0.18752 | 0.18068 | 0.17241 | 0.18543 | 0.19197 | 0.19487 | 0.19378 | 0.18239 | 0.1631 | 0.12885 | 0.13469 | 0.11865 | 0.11216 | 0.10177
Portfolio Adjusted1-in-10AllSouth of Lugo2022August Monthly Peak | Portfolio Adjusted | 1-in-10 | All | South of Lugo | 2022 | August Monthly Peak | 8 | 6.0434 | 5.8351 | 5.6659 | 5.6548 | 5.8845 | 6.6289 | 7.5989 | 8.5852 | 9.8493 | 11.0643 | 12.0482 | 12.5044 | 12.6001 | 12.7546 | 12.7013 | 12.3869 | 11.7857 | 10.8441 | 9.6725 | 9.2542 | 8.8899 | 8.1494 | 7.2234 | 6.5868 | -0.044263 | -0.052971 | -0.046494 | -0.041606 | -0.040915 | -0.03467 | -0.048872 | -0.04076 | -0.045282 | -0.057362 | -0.055329 | -0.040655 | -0.038875 | 0.0047291 | 0.23088 | 0.22638 | 0.20161 | 0.17775 | -0.0025724 | -0.027176 | -0.029652 | -0.03537 | -0.035525 | -0.035471 | 70.3863 | 69.9938 | 69.8934 | 69.5993 | 69.1788 | 69.0267 | 68.9246 | 69.1895 | 71.4906 | 75.2354 | 78.5537 | 81.9224 | 84.4636 | 85.8645 | 86.2798 | 87.4095 | 87.9012 | 88.2774 | 87.4449 | 83.6902 | 78.5759 | 75.2062 | 73.1694 | 71.8784 | 0.092955 | 0.10204 | 0.095544 | 0.10684 | 0.11535 | 0.098463 | 0.11907 | 0.13305 | 0.15697 | 0.18242 | 0.19018 | 0.18345 | 0.1748 | 0.18818 | 0.19453 | 0.1967 | 0.19527 | 0.18394 | 0.1644 | 0.13024 | 0.13503 | 0.11852 | 0.11102 | 0.10072
Portfolio Adjusted1-in-10AllSouth of Lugo2022September Monthly Peak | Portfolio Adjusted | 1-in-10 | All | South of Lugo | 2022 | September Monthly Peak | 9 | 6.2186 | 6.0071 | 5.8042 | 5.7992 | 6.0603 | 6.8545 | 8.0656 | 9.1833 | 10.7374 | 12.1247 | 13.1535 | 13.5977 | 13.7004 | 13.856 | 13.7295 | 13.2812 | 12.6364 | 11.5594 | 10.2833 | 9.9944 | 9.2597 | 8.4494 | 7.4669 | 6.8036 | -0.050646 | -0.065763 | -0.054272 | -0.045878 | -0.041749 | -0.037691 | -0.056691 | -0.044809 | -0.034315 | -0.062454 | -0.065278 | -0.048756 | -0.0383 | 0.0014242 | 0.24342 | 0.23778 | 0.22459 | 0.19011 | 0.0070131 | -0.029571 | -0.042873 | -0.047347 | -0.049125 | -0.049516 | 73.7335 | 72.8337 | 72.3342 | 72.0514 | 71.3958 | 70.8999 | 70.7503 | 71.0242 | 73.1576 | 77.2591 | 81.9284 | 87.3771 | 91.4899 | 94.7204 | 94.7741 | 94.6665 | 94.1923 | 93.0548 | 91.7618 | 89.2352 | 85.4845 | 80.2902 | 77.0126 | 75.0667 | 0.097058 | 0.10716 | 0.099853 | 0.11199 | 0.12159 | 0.10361 | 0.12641 | 0.14157 | 0.17013 | 0.1995 | 0.20754 | 0.19773 | 0.18573 | 0.19904 | 0.20457 | 0.20582 | 0.20408 | 0.19272 | 0.17216 | 0.13765 | 0.14269 | 0.12431 | 0.1166 | 0.10575
Portfolio Adjusted1-in-10AllSouth of Lugo2022October Monthly Peak | Portfolio Adjusted | 1-in-10 | All | South of Lugo | 2022 | October Monthly Peak | 10 | 5.485 | 5.2876 | 5.141 | 5.1444 | 5.2964 | 5.9105 | 6.9591 | 7.6866 | 8.7876 | 9.9605 | 10.8525 | 11.409 | 11.7257 | 11.9607 | 11.924 | 11.534 | 10.9089 | 10.1368 | 9.4047 | 8.8832 | 8.2026 | 7.4906 | 6.613 | 6.0388 | -0.037426 | -0.043781 | -0.038944 | -0.035412 | -0.034717 | -0.029123 | -0.041311 | -0.034788 | -0.041617 | -0.051208 | -0.048567 | -0.036061 | -0.036451 | 0.0049004 | 0.21706 | 0.21079 | 0.1851 | 0.16609 | -0.0038186 | -0.024977 | -0.024799 | -0.029732 | -0.029336 | -0.02923 | 71.63 | 71.1747 | 70.2804 | 69.3633 | 68.3271 | 68.132 | 68.2615 | 68.4219 | 69.5268 | 72.2905 | 76.637 | 81.6138 | 84.435 | 85.7329 | 86.2045 | 86.6394 | 85.704 | 82.9686 | 79.3625 | 77.1586 | 75.1494 | 73.7266 | 72.5192 | 71.3968 | 0.084088 | 0.090599 | 0.084836 | 0.094454 | 0.1004 | 0.088372 | 0.10959 | 0.12367 | 0.14664 | 0.17117 | 0.17801 | 0.17428 | 0.16941 | 0.18319 | 0.18925 | 0.19076 | 0.18913 | 0.17882 | 0.16014 | 0.12532 | 0.12574 | 0.10973 | 0.10086 | 0.09101
Portfolio Adjusted1-in-10AllSouth of Lugo2022November Monthly Peak | Portfolio Adjusted | 1-in-10 | All | South of Lugo | 2022 | November Monthly Peak | 11 | 5.2664 | 5.0783 | 4.9442 | 4.9793 | 5.1582 | 5.7574 | 6.4781 | 7.1363 | 8.1189 | 9.0646 | 9.7606 | 10.1616 | 10.3252 | 10.4674 | 10.4093 | 10.0087 | 9.6063 | 9.4329 | 8.6841 | 8.1284 | 7.589 | 6.9821 | 6.2131 | 5.7065 | -0.029356 | -0.026521 | -0.028273 | -0.030177 | -0.035088 | -0.026639 | -0.033753 | -0.032711 | -0.062081 | -0.051524 | -0.041443 | -0.02916 | -0.040999 | 0.0099304 | 0.20007 | 0.19201 | 0.15218 | 0.15469 | -0.018234 | -0.023211 | -0.0066888 | -0.013159 | -0.010055 | -0.009038 | 64.2251 | 62.5113 | 61.7039 | 60.1644 | 59.18 | 58.4512 | 57.7638 | 58.8382 | 61.6199 | 66.8684 | 72.4584 | 76.6463 | 78.6724 | 80.1922 | 80.9078 | 80.3459 | 78.9204 | 76.8468 | 74.8684 | 72.187 | 70.478 | 69.052 | 67.218 | 66.0266 | 0.086846 | 0.093385 | 0.08745 | 0.098468 | 0.10492 | 0.091473 | 0.1113 | 0.12508 | 0.14853 | 0.17256 | 0.17911 | 0.17488 | 0.16948 | 0.18304 | 0.18926 | 0.19084 | 0.18949 | 0.17899 | 0.16062 | 0.12588 | 0.12694 | 0.11136 | 0.1023 | 0.092313
Portfolio Adjusted1-in-10AllSouth of Lugo2022December Monthly Peak | Portfolio Adjusted | 1-in-10 | All | South of Lugo | 2022 | December Monthly Peak | 12 | 5.3738 | 5.2034 | 5.0573 | 5.0613 | 5.2796 | 5.8527 | 6.9273 | 7.5827 | 8.3901 | 8.9136 | 9.0587 | 8.9249 | 8.7082 | 8.5363 | 8.3306 | 8.0676 | 8.1189 | 8.4114 | 7.9311 | 7.6816 | 7.2628 | 6.8148 | 6.1314 | 5.7359 | -0.027968 | -0.024117 | -0.027035 | -0.029452 | -0.035202 | -0.025695 | -0.03285 | -0.032544 | -0.063601 | -0.048578 | -0.036461 | -0.024668 | -0.035815 | 0.0089651 | 0.16242 | 0.1568 | 0.12752 | 0.13836 | -0.018586 | -0.02156 | -0.0037864 | -0.010318 | -0.0069216 | -0.0058948 | 47.0527 | 46.4549 | 45.5643 | 44.8687 | 44.3131 | 43.1995 | 43.9284 | 44.4235 | 45.7572 | 47.7757 | 50.2753 | 52.0741 | 53.1813 | 52.849 | 52.8211 | 52.7005 | 52.3812 | 51.1685 | 49.9561 | 49.1844 | 48.1781 | 47.5696 | 46.8113 | 46.5129 | 0.089383 | 0.096726 | 0.090839 | 0.10128 | 0.1078 | 0.093368 | 0.1158 | 0.13027 | 0.15248 | 0.17376 | 0.1768 | 0.17237 | 0.16892 | 0.18236 | 0.18903 | 0.19104 | 0.19101 | 0.1795 | 0.16164 | 0.12747 | 0.12737 | 0.11297 | 0.10288 | 0.093441
Portfolio Adjusted1-in-10AllSouth of Lugo2022Typical Event Day | Portfolio Adjusted | 1-in-10 | All | South of Lugo | 2022 | Typical Event Day | 8 | 6.0286 | 5.8221 | 5.6543 | 5.6436 | 5.8724 | 6.614 | 7.5763 | 8.5467 | 9.7895 | 10.9898 | 11.9623 | 12.4149 | 12.5084 | 12.6632 | 12.6119 | 12.3006 | 11.7046 | 10.7715 | 9.6153 | 9.204 | 8.8505 | 8.1183 | 7.2003 | 6.5671 | -0.043446 | -0.051315 | -0.045472 | -0.041069 | -0.040887 | -0.034373 | -0.048112 | -0.040483 | -0.047032 | -0.05721 | -0.054496 | -0.039915 | -0.039213 | 0.0051805 | 0.2301 | 0.22549 | 0.19915 | 0.17649 | -0.0038483 | -0.026988 | -0.027948 | -0.033795 | -0.033714 | -0.033583 | 69.9275 | 69.3178 | 69.0479 | 68.8529 | 68.2112 | 67.799 | 67.6315 | 68.0685 | 70.5263 | 74.5602 | 78.6849 | 82.0837 | 84.3984 | 85.9368 | 86.9196 | 87.4738 | 88.3757 | 87.7692 | 86.7472 | 84.0361 | 79.9248 | 76.1617 | 73.7765 | 72.3042 | 0.092703 | 0.10177 | 0.095295 | 0.10655 | 0.11503 | 0.098214 | 0.11872 | 0.1326 | 0.15629 | 0.18155 | 0.18923 | 0.18264 | 0.17416 | 0.18753 | 0.19389 | 0.19607 | 0.19465 | 0.18328 | 0.16384 | 0.12979 | 0.13451 | 0.1181 | 0.11065 | 0.10038
Portfolio Adjusted1-in-10AllSouth of Lugo2023January Monthly Peak | Portfolio Adjusted | 1-in-10 | All | South of Lugo | 2023 | January Monthly Peak | 1 | 5.4299 | 5.2544 | 5.1077 | 5.1121 | 5.3482 | 5.9793 | 7.1577 | 7.8623 | 8.7164 | 9.23 | 9.3683 | 9.2563 | 9.0986 | 9.0212 | 8.8335 | 8.479 | 8.2761 | 8.6012 | 8.2159 | 7.9548 | 7.5159 | 7.0178 | 6.2903 | 5.8843 | -0.028677 | -0.024719 | -0.027675 | -0.029973 | -0.036062 | -0.026577 | -0.034625 | -0.034458 | -0.067146 | -0.05148 | -0.038744 | -0.026347 | -0.038528 | 0.0097664 | 0.17309 | 0.16562 | 0.1295 | 0.14139 | -0.019913 | -0.023167 | -0.0040601 | -0.010856 | -0.0072604 | -0.0061503 | 46.1705 | 46.1429 | 45.5197 | 44.8012 | 44.5418 | 44.1997 | 43.106 | 42.8375 | 43.8193 | 46.5028 | 48.5422 | 50.5993 | 52.6866 | 53.7137 | 54.6581 | 54.8769 | 54.4654 | 53.4839 | 51.911 | 50.8858 | 50.0546 | 49.7076 | 49.4935 | 48.3947 | 0.090861 | 0.098515 | 0.092463 | 0.10275 | 0.10996 | 0.095343 | 0.11897 | 0.13358 | 0.15638 | 0.17865 | 0.18184 | 0.17681 | 0.17252 | 0.18643 | 0.19288 | 0.19455 | 0.19421 | 0.18354 | 0.16574 | 0.1313 | 0.13246 | 0.11628 | 0.10621 | 0.096335
Portfolio Adjusted1-in-10AllSouth of Lugo2023February Monthly Peak | Portfolio Adjusted | 1-in-10 | All | South of Lugo | 2023 | February Monthly Peak | 2 | 5.3195 | 5.1455 | 5.0068 | 5.0263 | 5.2255 | 5.8316 | 6.8004 | 7.4354 | 8.2171 | 8.8368 | 9.1569 | 9.2635 | 9.29 | 9.3046 | 9.2089 | 8.8844 | 8.6049 | 8.5726 | 8.3097 | 7.9021 | 7.4506 | 6.952 | 6.2489 | 5.811 | -0.028232 | -0.024358 | -0.027285 | -0.029626 | -0.035509 | -0.026224 | -0.033554 | -0.032933 | -0.064026 | -0.049691 | -0.037957 | -0.026184 | -0.038622 | 0.0098622 | 0.17939 | 0.1723 | 0.13446 | 0.14037 | -0.019783 | -0.022737 | -0.0039835 | -0.010661 | -0.0072112 | -0.0061002 | 51.7661 | 51.082 | 50.3284 | 49.316 | 48.5811 | 48.3364 | 47.5438 | 47.2924 | 48.7186 | 52.3729 | 56.2563 | 60.071 | 61.9883 | 63.356 | 63.8321 | 63.7536 | 63.126 | 62.2445 | 60.0431 | 58.0204 | 56.4779 | 55.2818 | 54.305 | 53.0088 | 0.088172 | 0.096026 | 0.090218 | 0.10071 | 0.10748 | 0.092539 | 0.11387 | 0.12683 | 0.14836 | 0.17054 | 0.17478 | 0.17046 | 0.16593 | 0.17938 | 0.18546 | 0.18699 | 0.18627 | 0.17654 | 0.1596 | 0.12607 | 0.1279 | 0.11234 | 0.10381 | 0.094294
Portfolio Adjusted1-in-10AllSouth of Lugo2023March Monthly Peak | Portfolio Adjusted | 1-in-10 | All | South of Lugo | 2023 | March Monthly Peak | 3 | 5.5229 | 5.3083 | 5.128 | 5.1231 | 5.3027 | 5.9018 | 6.8011 | 7.4873 | 8.3977 | 9.222 | 9.811 | 10.1358 | 10.2921 | 10.4615 | 10.4866 | 10.2333 | 9.7845 | 9.1576 | 8.4651 | 8.4076 | 7.9521 | 7.3859 | 6.6014 | 6.0229 | -0.030438 | -0.026207 | -0.028815 | -0.031258 | -0.037355 | -0.027649 | -0.034751 | -0.034805 | -0.069139 | -0.05435 | -0.042268 | -0.029484 | -0.043631 | 0.011229 | 0.2045 | 0.19873 | 0.15253 | 0.14928 | -0.021073 | -0.024695 | -0.0043657 | -0.01172 | -0.0079335 | -0.0065916 | 61.0002 | 59.361 | 58.688 | 58.1574 | 57.2717 | 55.5145 | 54.9769 | 55.6361 | 58.9385 | 64.1026 | 69.4221 | 73.8974 | 76.7457 | 77.7891 | 78.2913 | 78.3959 | 77.3965 | 76.3304 | 74.7841 | 72.2849 | 69.659 | 66.2694 | 63.2618 | 61.1055 | 0.092687 | 0.10147 | 0.094038 | 0.10523 | 0.11208 | 0.095638 | 0.11585 | 0.12986 | 0.15379 | 0.17829 | 0.18438 | 0.17933 | 0.17266 | 0.18649 | 0.19312 | 0.19522 | 0.19415 | 0.18271 | 0.16342 | 0.13069 | 0.13508 | 0.11888 | 0.11098 | 0.099876
Portfolio Adjusted1-in-10AllSouth of Lugo2023April Monthly Peak | Portfolio Adjusted | 1-in-10 | All | South of Lugo | 2023 | April Monthly Peak | 4 | 5.5524 | 5.314 | 5.1213 | 5.1209 | 5.2881 | 5.8939 | 6.7312 | 7.555 | 8.7285 | 9.7826 | 10.5994 | 11.083 | 11.3482 | 11.5607 | 11.5993 | 11.3259 | 10.7995 | 9.9666 | 8.9251 | 8.7469 | 8.299 | 7.6317 | 6.7399 | 6.1044 | -0.037903 | -0.042497 | -0.038323 | -0.035749 | -0.036389 | -0.029726 | -0.040992 | -0.036185 | -0.049249 | -0.054026 | -0.049234 | -0.036076 | -0.039186 | 0.0064005 | 0.21506 | 0.21057 | 0.18086 | 0.16324 | -0.0074083 | -0.025826 | -0.021891 | -0.027752 | -0.02659 | -0.025898 | 70.2274 | 69.2511 | 67.6753 | 66.0973 | 64.7413 | 63.8851 | 63.5008 | 63.5813 | 66.2944 | 71.9092 | 77.2422 | 82.3406 | 85.3172 | 86.1197 | 85.2152 | 85.1683 | 85.1134 | 85.1983 | 83.8386 | 79.8134 | 75.0644 | 70.4173 | 68.1055 | 67.1216 | 0.087825 | 0.095173 | 0.088057 | 0.098035 | 0.10431 | 0.090876 | 0.1117 | 0.12671 | 0.15087 | 0.17559 | 0.1823 | 0.17785 | 0.17197 | 0.1859 | 0.19256 | 0.19466 | 0.19331 | 0.18116 | 0.16117 | 0.12807 | 0.13049 | 0.11441 | 0.10563 | 0.094621
Portfolio Adjusted1-in-10AllSouth of Lugo2023May Monthly Peak | Portfolio Adjusted | 1-in-10 | All | South of Lugo | 2023 | May Monthly Peak | 5 | 5.7511 | 5.5327 | 5.3233 | 5.3295 | 5.4989 | 6.0933 | 6.8548 | 7.9143 | 9.189 | 10.3327 | 11.1411 | 11.5698 | 11.6778 | 11.8416 | 11.8367 | 11.5249 | 10.9809 | 10.0731 | 9.0633 | 8.6302 | 8.3938 | 7.7374 | 6.8985 | 6.2818 | -0.038973 | -0.043099 | -0.03942 | -0.037223 | -0.038683 | -0.031132 | -0.042042 | -0.038313 | -0.05505 | -0.058067 | -0.051898 | -0.03747 | -0.041639 | 0.0072432 | 0.22085 | 0.21549 | 0.18262 | 0.16488 | -0.0091969 | -0.025934 | -0.020515 | -0.026728 | -0.0256 | -0.025004 | 67.3675 | 66.7799 | 65.3867 | 64.6567 | 64.1493 | 63.5299 | 63.7873 | 63.885 | 66.857 | 72.4279 | 77.5534 | 81.2193 | 83.0878 | 83.829 | 86.0267 | 87.242 | 87.8019 | 86.6308 | 85.0407 | 82.807 | 79.6274 | 75.6489 | 72.5012 | 70.2326 | 0.090789 | 0.099438 | 0.091993 | 0.10271 | 0.10973 | 0.094008 | 0.11393 | 0.12992 | 0.15551 | 0.18172 | 0.18838 | 0.18198 | 0.17409 | 0.18751 | 0.19395 | 0.19579 | 0.19416 | 0.18205 | 0.16239 | 0.12811 | 0.1324 | 0.11616 | 0.10874 | 0.098199
Portfolio Adjusted1-in-10AllSouth of Lugo2023June Monthly Peak | Portfolio Adjusted | 1-in-10 | All | South of Lugo | 2023 | June Monthly Peak | 6 | 5.9055 | 5.6671 | 5.4824 | 5.4735 | 5.6844 | 6.2918 | 7.04 | 8.0717 | 9.2562 | 10.3315 | 11.0866 | 11.4885 | 11.5909 | 11.7662 | 11.7887 | 11.5223 | 11.0262 | 10.1809 | 9.1332 | 8.6213 | 8.4587 | 7.8479 | 7.0531 | 6.4254 | -0.039114 | -0.04109 | -0.039029 | -0.037652 | -0.040737 | -0.032238 | -0.042139 | -0.038698 | -0.059766 | -0.057754 | -0.049758 | -0.035505 | -0.041699 | 0.0081252 | 0.22123 | 0.21633 | 0.18073 | 0.16645 | -0.012204 | -0.025904 | -0.017049 | -0.023861 | -0.022364 | -0.021604 | 66.0358 | 65.6046 | 65.361 | 65.3259 | 64.1999 | 63.4371 | 63.4368 | 64.4875 | 67.1262 | 71.3325 | 76.2849 | 79.8772 | 81.4829 | 81.489 | 82.6507 | 82.8652 | 84.1668 | 83.9509 | 83.9506 | 82.1863 | 77.8157 | 73.8356 | 71.3158 | 69.82 | 0.094432 | 0.1033 | 0.096076 | 0.10707 | 0.11528 | 0.097849 | 0.11668 | 0.13146 | 0.15613 | 0.18114 | 0.18712 | 0.18067 | 0.17251 | 0.1859 | 0.19261 | 0.19483 | 0.19368 | 0.18219 | 0.16291 | 0.12884 | 0.13421 | 0.11837 | 0.11224 | 0.10167
Portfolio Adjusted1-in-10AllSouth of Lugo2023July Monthly Peak | Portfolio Adjusted | 1-in-10 | All | South of Lugo | 2023 | July Monthly Peak | 7 | 6.0848 | 5.8622 | 5.692 | 5.6762 | 5.8963 | 6.5748 | 7.46 | 8.5389 | 9.7651 | 10.8895 | 11.7512 | 12.1413 | 12.1976 | 12.3349 | 12.2833 | 12.0608 | 11.5512 | 10.6482 | 9.5313 | 8.9634 | 8.7834 | 8.1478 | 7.2677 | 6.6223 | -0.04298 | -0.048886 | -0.044249 | -0.040774 | -0.041856 | -0.034278 | -0.046665 | -0.040502 | -0.051994 | -0.057415 | -0.052686 | -0.038091 | -0.0397 | 0.0061181 | 0.22608 | 0.2228 | 0.19419 | 0.17447 | -0.0067538 | -0.026531 | -0.024416 | -0.030752 | -0.030377 | -0.030023 | 69.5542 | 68.839 | 68.603 | 68.4352 | 68.0703 | 67.8324 | 67.4143 | 67.5729 | 70.3307 | 74.4138 | 77.9727 | 79.1581 | 80.1571 | 81.6733 | 83.9738 | 84.954 | 87.2425 | 85.7938 | 83.8313 | 81.0326 | 77.823 | 75.3149 | 73.6083 | 72.4518 | 0.094485 | 0.10362 | 0.096887 | 0.10827 | 0.1171 | 0.098988 | 0.11852 | 0.13281 | 0.15663 | 0.18081 | 0.18752 | 0.18068 | 0.17241 | 0.18543 | 0.19197 | 0.19487 | 0.19378 | 0.18239 | 0.1631 | 0.12885 | 0.13469 | 0.11865 | 0.11216 | 0.10177
Portfolio Adjusted1-in-10AllSouth of Lugo2023August Monthly Peak | Portfolio Adjusted | 1-in-10 | All | South of Lugo | 2023 | August Monthly Peak | 8 | 6.0434 | 5.8351 | 5.6659 | 5.6548 | 5.8845 | 6.6289 | 7.5989 | 8.5852 | 9.8493 | 11.0643 | 12.0482 | 12.5044 | 12.6001 | 12.7546 | 12.7013 | 12.3869 | 11.7857 | 10.8441 | 9.6725 | 9.2542 | 8.8899 | 8.1494 | 7.2234 | 6.5868 | -0.044263 | -0.052971 | -0.046494 | -0.041606 | -0.040915 | -0.03467 | -0.048872 | -0.04076 | -0.045282 | -0.057362 | -0.055329 | -0.040655 | -0.038875 | 0.0047291 | 0.23088 | 0.22638 | 0.20161 | 0.17775 | -0.0025724 | -0.027176 | -0.029652 | -0.03537 | -0.035525 | -0.035471 | 70.3863 | 69.9938 | 69.8934 | 69.5993 | 69.1788 | 69.0267 | 68.9246 | 69.1896 | 71.4906 | 75.2354 | 78.5537 | 81.9224 | 84.4636 | 85.8645 | 86.2798 | 87.4095 | 87.9012 | 88.2774 | 87.4449 | 83.6902 | 78.5759 | 75.2062 | 73.1694 | 71.8784 | 0.092955 | 0.10204 | 0.095544 | 0.10684 | 0.11535 | 0.098463 | 0.11907 | 0.13305 | 0.15697 | 0.18242 | 0.19018 | 0.18345 | 0.1748 | 0.18818 | 0.19453 | 0.1967 | 0.19527 | 0.18394 | 0.1644 | 0.13024 | 0.13503 | 0.11852 | 0.11102 | 0.10072
Portfolio Adjusted1-in-10AllSouth of Lugo2023September Monthly Peak | Portfolio Adjusted | 1-in-10 | All | South of Lugo | 2023 | September Monthly Peak | 9 | 6.2186 | 6.0071 | 5.8042 | 5.7992 | 6.0603 | 6.8545 | 8.0656 | 9.1833 | 10.7374 | 12.1247 | 13.1535 | 13.5977 | 13.7004 | 13.856 | 13.7295 | 13.2812 | 12.6364 | 11.5594 | 10.2833 | 9.9944 | 9.2597 | 8.4494 | 7.4669 | 6.8036 | -0.050646 | -0.065763 | -0.054272 | -0.045878 | -0.041749 | -0.037691 | -0.056691 | -0.044809 | -0.034315 | -0.062454 | -0.065278 | -0.048756 | -0.0383 | 0.0014242 | 0.24342 | 0.23778 | 0.22459 | 0.19011 | 0.0070131 | -0.029571 | -0.042873 | -0.047347 | -0.049125 | -0.049516 | 73.7335 | 72.8337 | 72.3342 | 72.0514 | 71.3958 | 70.8999 | 70.7504 | 71.0242 | 73.1576 | 77.2591 | 81.9284 | 87.3771 | 91.4899 | 94.7204 | 94.7741 | 94.6665 | 94.1923 | 93.0548 | 91.7618 | 89.2352 | 85.4845 | 80.2902 | 77.0126 | 75.0667 | 0.097058 | 0.10716 | 0.099853 | 0.11199 | 0.12159 | 0.10361 | 0.12641 | 0.14157 | 0.17013 | 0.1995 | 0.20754 | 0.19773 | 0.18573 | 0.19904 | 0.20457 | 0.20582 | 0.20408 | 0.19272 | 0.17216 | 0.13765 | 0.14269 | 0.12431 | 0.1166 | 0.10575
Portfolio Adjusted1-in-10AllSouth of Lugo2023October Monthly Peak | Portfolio Adjusted | 1-in-10 | All | South of Lugo | 2023 | October Monthly Peak | 10 | 5.485 | 5.2876 | 5.141 | 5.1444 | 5.2964 | 5.9105 | 6.9591 | 7.6866 | 8.7876 | 9.9605 | 10.8525 | 11.409 | 11.7257 | 11.9607 | 11.924 | 11.534 | 10.9089 | 10.1368 | 9.4047 | 8.8832 | 8.2026 | 7.4906 | 6.613 | 6.0388 | -0.037426 | -0.043781 | -0.038944 | -0.035412 | -0.034717 | -0.029123 | -0.041311 | -0.034788 | -0.041617 | -0.051208 | -0.048567 | -0.036061 | -0.036451 | 0.0049004 | 0.21706 | 0.21079 | 0.1851 | 0.16609 | -0.0038186 | -0.024977 | -0.024799 | -0.029732 | -0.029336 | -0.02923 | 71.63 | 71.1747 | 70.2804 | 69.3633 | 68.3271 | 68.132 | 68.2615 | 68.4219 | 69.5268 | 72.2905 | 76.637 | 81.6138 | 84.435 | 85.7329 | 86.2045 | 86.6394 | 85.704 | 82.9686 | 79.3625 | 77.1586 | 75.1494 | 73.7266 | 72.5192 | 71.3968 | 0.084088 | 0.090599 | 0.084836 | 0.094454 | 0.1004 | 0.088372 | 0.10959 | 0.12367 | 0.14664 | 0.17117 | 0.17801 | 0.17428 | 0.16941 | 0.18319 | 0.18925 | 0.19076 | 0.18913 | 0.17882 | 0.16014 | 0.12532 | 0.12574 | 0.10973 | 0.10086 | 0.09101
Portfolio Adjusted1-in-10AllSouth of Lugo2023November Monthly Peak | Portfolio Adjusted | 1-in-10 | All | South of Lugo | 2023 | November Monthly Peak | 11 | 5.2664 | 5.0783 | 4.9442 | 4.9793 | 5.1582 | 5.7574 | 6.4781 | 7.1363 | 8.1189 | 9.0646 | 9.7606 | 10.1616 | 10.3252 | 10.4674 | 10.4093 | 10.0087 | 9.6063 | 9.4329 | 8.6841 | 8.1284 | 7.589 | 6.9821 | 6.2131 | 5.7065 | -0.029356 | -0.026521 | -0.028273 | -0.030177 | -0.035088 | -0.026639 | -0.033753 | -0.032711 | -0.062081 | -0.051524 | -0.041443 | -0.02916 | -0.040999 | 0.0099304 | 0.20007 | 0.19201 | 0.15218 | 0.15469 | -0.018234 | -0.023211 | -0.0066888 | -0.013159 | -0.010055 | -0.009038 | 64.2251 | 62.5113 | 61.7039 | 60.1644 | 59.18 | 58.4512 | 57.7638 | 58.8382 | 61.6199 | 66.8684 | 72.4584 | 76.6463 | 78.6724 | 80.1922 | 80.9078 | 80.3459 | 78.9204 | 76.8468 | 74.8684 | 72.187 | 70.478 | 69.052 | 67.218 | 66.0266 | 0.086846 | 0.093385 | 0.08745 | 0.098468 | 0.10492 | 0.091473 | 0.1113 | 0.12508 | 0.14853 | 0.17256 | 0.17911 | 0.17488 | 0.16948 | 0.18304 | 0.18926 | 0.19084 | 0.18949 | 0.17899 | 0.16062 | 0.12588 | 0.12694 | 0.11136 | 0.1023 | 0.092313
Portfolio Adjusted1-in-10AllSouth of Lugo2023December Monthly Peak | Portfolio Adjusted | 1-in-10 | All | South of Lugo | 2023 | December Monthly Peak | 12 | 5.3738 | 5.2034 | 5.0573 | 5.0613 | 5.2796 | 5.8527 | 6.9273 | 7.5827 | 8.3901 | 8.9136 | 9.0587 | 8.9249 | 8.7082 | 8.5363 | 8.3306 | 8.0676 | 8.1189 | 8.4114 | 7.9311 | 7.6816 | 7.2628 | 6.8148 | 6.1314 | 5.7359 | -0.027968 | -0.024117 | -0.027035 | -0.029452 | -0.035202 | -0.025695 | -0.03285 | -0.032544 | -0.063601 | -0.048578 | -0.036461 | -0.024668 | -0.035815 | 0.0089651 | 0.16242 | 0.1568 | 0.12752 | 0.13836 | -0.018586 | -0.02156 | -0.0037864 | -0.010318 | -0.0069216 | -0.0058948 | 47.0527 | 46.4548 | 45.5643 | 44.8687 | 44.3131 | 43.1995 | 43.9284 | 44.4235 | 45.7572 | 47.7757 | 50.2753 | 52.0741 | 53.1813 | 52.849 | 52.8211 | 52.7005 | 52.3812 | 51.1685 | 49.9561 | 49.1844 | 48.1781 | 47.5696 | 46.8113 | 46.5129 | 0.089383 | 0.096726 | 0.090839 | 0.10128 | 0.1078 | 0.093368 | 0.1158 | 0.13027 | 0.15248 | 0.17376 | 0.1768 | 0.17237 | 0.16892 | 0.18236 | 0.18903 | 0.19104 | 0.19101 | 0.1795 | 0.16164 | 0.12747 | 0.12737 | 0.11297 | 0.10288 | 0.093441
Portfolio Adjusted1-in-10AllSouth of Lugo2023Typical Event Day | Portfolio Adjusted | 1-in-10 | All | South of Lugo | 2023 | Typical Event Day | 8 | 6.0286 | 5.8221 | 5.6543 | 5.6436 | 5.8724 | 6.614 | 7.5763 | 8.5467 | 9.7895 | 10.9898 | 11.9623 | 12.4149 | 12.5084 | 12.6632 | 12.6119 | 12.3006 | 11.7046 | 10.7716 | 9.6153 | 9.204 | 8.8505 | 8.1183 | 7.2003 | 6.5671 | -0.043446 | -0.051315 | -0.045472 | -0.041069 | -0.040887 | -0.034373 | -0.048112 | -0.040483 | -0.047032 | -0.05721 | -0.054496 | -0.039915 | -0.039214 | 0.0051805 | 0.2301 | 0.22549 | 0.19915 | 0.17649 | -0.0038483 | -0.026988 | -0.027948 | -0.033795 | -0.033714 | -0.033583 | 69.9274 | 69.3178 | 69.0479 | 68.8529 | 68.2112 | 67.799 | 67.6315 | 68.0685 | 70.5263 | 74.5602 | 78.6849 | 82.0837 | 84.3984 | 85.9368 | 86.9196 | 87.4738 | 88.3757 | 87.7692 | 86.7472 | 84.0361 | 79.9248 | 76.1617 | 73.7765 | 72.3042 | 0.092703 | 0.10177 | 0.095295 | 0.10655 | 0.11503 | 0.098214 | 0.11872 | 0.1326 | 0.15629 | 0.18155 | 0.18923 | 0.18264 | 0.17416 | 0.18753 | 0.19389 | 0.19607 | 0.19465 | 0.18328 | 0.16384 | 0.12979 | 0.13451 | 0.1181 | 0.11065 | 0.10038
Portfolio Adjusted1-in-10AllSouth of Lugo2024January Monthly Peak | Portfolio Adjusted | 1-in-10 | All | South of Lugo | 2024 | January Monthly Peak | 1 | 5.4299 | 5.2544 | 5.1077 | 5.1121 | 5.3482 | 5.9793 | 7.1577 | 7.8623 | 8.7164 | 9.23 | 9.3683 | 9.2563 | 9.0986 | 9.0212 | 8.8335 | 8.479 | 8.2761 | 8.6012 | 8.2159 | 7.9548 | 7.5159 | 7.0178 | 6.2903 | 5.8843 | -0.028677 | -0.024719 | -0.027675 | -0.029973 | -0.036062 | -0.026577 | -0.034625 | -0.034458 | -0.067146 | -0.05148 | -0.038744 | -0.026347 | -0.038528 | 0.0097664 | 0.17309 | 0.16562 | 0.1295 | 0.14139 | -0.019913 | -0.023167 | -0.0040601 | -0.010856 | -0.0072604 | -0.0061503 | 46.1705 | 46.1429 | 45.5197 | 44.8012 | 44.5418 | 44.1997 | 43.106 | 42.8375 | 43.8193 | 46.5028 | 48.5422 | 50.5993 | 52.6866 | 53.7137 | 54.6581 | 54.8769 | 54.4654 | 53.4839 | 51.911 | 50.8857 | 50.0546 | 49.7077 | 49.4935 | 48.3947 | 0.090861 | 0.098515 | 0.092463 | 0.10275 | 0.10996 | 0.095343 | 0.11897 | 0.13358 | 0.15638 | 0.17865 | 0.18184 | 0.17681 | 0.17252 | 0.18643 | 0.19288 | 0.19455 | 0.19421 | 0.18354 | 0.16574 | 0.1313 | 0.13246 | 0.11628 | 0.10621 | 0.096335
Portfolio Adjusted1-in-10AllSouth of Lugo2024February Monthly Peak | Portfolio Adjusted | 1-in-10 | All | South of Lugo | 2024 | February Monthly Peak | 2 | 5.3195 | 5.1455 | 5.0068 | 5.0263 | 5.2255 | 5.8316 | 6.8004 | 7.4354 | 8.2171 | 8.8368 | 9.1569 | 9.2635 | 9.29 | 9.3046 | 9.2089 | 8.8844 | 8.6049 | 8.5726 | 8.3097 | 7.9021 | 7.4506 | 6.952 | 6.2489 | 5.811 | -0.028232 | -0.024358 | -0.027285 | -0.029626 | -0.035509 | -0.026224 | -0.033554 | -0.032933 | -0.064025 | -0.049691 | -0.037957 | -0.026184 | -0.038622 | 0.0098622 | 0.17939 | 0.1723 | 0.13446 | 0.14037 | -0.019783 | -0.022737 | -0.0039835 | -0.010661 | -0.0072112 | -0.0061002 | 51.7661 | 51.082 | 50.3284 | 49.316 | 48.5811 | 48.3364 | 47.5438 | 47.2924 | 48.7186 | 52.3729 | 56.2563 | 60.071 | 61.9883 | 63.356 | 63.8321 | 63.7536 | 63.126 | 62.2445 | 60.0431 | 58.0204 | 56.4779 | 55.2818 | 54.305 | 53.0088 | 0.088172 | 0.096026 | 0.090218 | 0.10071 | 0.10748 | 0.092539 | 0.11387 | 0.12683 | 0.14836 | 0.17054 | 0.17478 | 0.17046 | 0.16593 | 0.17938 | 0.18546 | 0.18699 | 0.18627 | 0.17654 | 0.1596 | 0.12607 | 0.1279 | 0.11234 | 0.10381 | 0.094294
Portfolio Adjusted1-in-10AllSouth of Lugo2024March Monthly Peak | Portfolio Adjusted | 1-in-10 | All | South of Lugo | 2024 | March Monthly Peak | 3 | 5.5229 | 5.3083 | 5.128 | 5.1231 | 5.3027 | 5.9018 | 6.8011 | 7.4873 | 8.3977 | 9.222 | 9.811 | 10.1358 | 10.2921 | 10.4615 | 10.4866 | 10.2333 | 9.7845 | 9.1576 | 8.4651 | 8.4076 | 7.9521 | 7.3859 | 6.6014 | 6.0229 | -0.030438 | -0.026207 | -0.028815 | -0.031258 | -0.037355 | -0.027649 | -0.034751 | -0.034805 | -0.069139 | -0.05435 | -0.042268 | -0.029484 | -0.043631 | 0.011229 | 0.2045 | 0.19873 | 0.15253 | 0.14928 | -0.021073 | -0.024695 | -0.0043657 | -0.01172 | -0.0079335 | -0.0065916 | 61.0002 | 59.3611 | 58.688 | 58.1574 | 57.2717 | 55.5144 | 54.9769 | 55.6361 | 58.9386 | 64.1026 | 69.4221 | 73.8974 | 76.7457 | 77.789 | 78.2913 | 78.3959 | 77.3965 | 76.3304 | 74.7841 | 72.2849 | 69.659 | 66.2694 | 63.2618 | 61.1055 | 0.092687 | 0.10147 | 0.094038 | 0.10523 | 0.11208 | 0.095638 | 0.11585 | 0.12986 | 0.15379 | 0.17829 | 0.18438 | 0.17933 | 0.17266 | 0.18649 | 0.19312 | 0.19522 | 0.19415 | 0.18271 | 0.16342 | 0.13069 | 0.13508 | 0.11888 | 0.11098 | 0.099876
Portfolio Adjusted1-in-10AllSouth of Lugo2024April Monthly Peak | Portfolio Adjusted | 1-in-10 | All | South of Lugo | 2024 | April Monthly Peak | 4 | 5.5524 | 5.314 | 5.1213 | 5.1209 | 5.2881 | 5.8939 | 6.7312 | 7.555 | 8.7285 | 9.7826 | 10.5994 | 11.083 | 11.3482 | 11.5607 | 11.5993 | 11.3259 | 10.7995 | 9.9666 | 8.9251 | 8.7469 | 8.299 | 7.6317 | 6.7399 | 6.1044 | -0.037903 | -0.042497 | -0.038323 | -0.035749 | -0.036389 | -0.029726 | -0.040992 | -0.036185 | -0.049249 | -0.054026 | -0.049234 | -0.036076 | -0.039186 | 0.0064005 | 0.21506 | 0.21057 | 0.18086 | 0.16324 | -0.0074083 | -0.025826 | -0.021891 | -0.027752 | -0.02659 | -0.025898 | 70.2274 | 69.2511 | 67.6753 | 66.0973 | 64.7413 | 63.8851 | 63.5008 | 63.5813 | 66.2944 | 71.9092 | 77.2422 | 82.3406 | 85.3172 | 86.1197 | 85.2152 | 85.1683 | 85.1134 | 85.1983 | 83.8386 | 79.8134 | 75.0644 | 70.4173 | 68.1056 | 67.1216 | 0.087825 | 0.095173 | 0.088057 | 0.098035 | 0.10431 | 0.090876 | 0.1117 | 0.12671 | 0.15087 | 0.17559 | 0.1823 | 0.17785 | 0.17197 | 0.1859 | 0.19256 | 0.19466 | 0.19331 | 0.18116 | 0.16117 | 0.12807 | 0.13049 | 0.11441 | 0.10563 | 0.094621
Portfolio Adjusted1-in-10AllSouth of Lugo2024May Monthly Peak | Portfolio Adjusted | 1-in-10 | All | South of Lugo | 2024 | May Monthly Peak | 5 | 5.7511 | 5.5327 | 5.3233 | 5.3295 | 5.4989 | 6.0933 | 6.8548 | 7.9143 | 9.189 | 10.3327 | 11.1411 | 11.5698 | 11.6778 | 11.8416 | 11.8367 | 11.5249 | 10.9809 | 10.0731 | 9.0633 | 8.6302 | 8.3938 | 7.7374 | 6.8985 | 6.2818 | -0.038973 | -0.043099 | -0.03942 | -0.037223 | -0.038683 | -0.031132 | -0.042042 | -0.038313 | -0.05505 | -0.058067 | -0.051898 | -0.03747 | -0.041639 | 0.0072432 | 0.22085 | 0.21549 | 0.18262 | 0.16488 | -0.0091969 | -0.025934 | -0.020515 | -0.026728 | -0.0256 | -0.025004 | 67.3675 | 66.7799 | 65.3867 | 64.6567 | 64.1493 | 63.5299 | 63.7873 | 63.885 | 66.857 | 72.4279 | 77.5534 | 81.2193 | 83.0878 | 83.829 | 86.0267 | 87.242 | 87.8019 | 86.6308 | 85.0407 | 82.807 | 79.6274 | 75.6489 | 72.5012 | 70.2326 | 0.090789 | 0.099438 | 0.091993 | 0.10271 | 0.10973 | 0.094008 | 0.11393 | 0.12992 | 0.15551 | 0.18172 | 0.18838 | 0.18198 | 0.17409 | 0.18751 | 0.19395 | 0.19579 | 0.19416 | 0.18205 | 0.16239 | 0.12811 | 0.1324 | 0.11616 | 0.10874 | 0.098199
Portfolio Adjusted1-in-10AllSouth of Lugo2024June Monthly Peak | Portfolio Adjusted | 1-in-10 | All | South of Lugo | 2024 | June Monthly Peak | 6 | 5.9055 | 5.6671 | 5.4824 | 5.4735 | 5.6844 | 6.2918 | 7.04 | 8.0717 | 9.2562 | 10.3315 | 11.0866 | 11.4885 | 11.5909 | 11.7662 | 11.7887 | 11.5223 | 11.0262 | 10.1809 | 9.1332 | 8.6213 | 8.4587 | 7.8479 | 7.0531 | 6.4254 | -0.039114 | -0.04109 | -0.039029 | -0.037652 | -0.040737 | -0.032238 | -0.042139 | -0.038698 | -0.059766 | -0.057754 | -0.049758 | -0.035505 | -0.041699 | 0.0081252 | 0.22123 | 0.21633 | 0.18073 | 0.16645 | -0.012204 | -0.025904 | -0.017049 | -0.023861 | -0.022364 | -0.021604 | 66.0358 | 65.6046 | 65.361 | 65.3259 | 64.1998 | 63.4371 | 63.4368 | 64.4875 | 67.1262 | 71.3325 | 76.2849 | 79.8772 | 81.4829 | 81.489 | 82.6507 | 82.8652 | 84.1668 | 83.9509 | 83.9506 | 82.1863 | 77.8157 | 73.8356 | 71.3158 | 69.82 | 0.094432 | 0.1033 | 0.096076 | 0.10707 | 0.11528 | 0.097849 | 0.11668 | 0.13146 | 0.15613 | 0.18114 | 0.18712 | 0.18067 | 0.17251 | 0.1859 | 0.19261 | 0.19483 | 0.19368 | 0.18219 | 0.16291 | 0.12884 | 0.13421 | 0.11837 | 0.11224 | 0.10167
Portfolio Adjusted1-in-10AllSouth of Lugo2024July Monthly Peak | Portfolio Adjusted | 1-in-10 | All | South of Lugo | 2024 | July Monthly Peak | 7 | 6.0848 | 5.8622 | 5.692 | 5.6762 | 5.8963 | 6.5748 | 7.46 | 8.5389 | 9.7651 | 10.8895 | 11.7512 | 12.1413 | 12.1976 | 12.3349 | 12.2833 | 12.0608 | 11.5512 | 10.6482 | 9.5313 | 8.9634 | 8.7834 | 8.1478 | 7.2677 | 6.6223 | -0.04298 | -0.048886 | -0.044249 | -0.040774 | -0.041856 | -0.034278 | -0.046665 | -0.040502 | -0.051994 | -0.057415 | -0.052686 | -0.038091 | -0.0397 | 0.0061181 | 0.22608 | 0.2228 | 0.19419 | 0.17447 | -0.0067538 | -0.026531 | -0.024416 | -0.030752 | -0.030377 | -0.030023 | 69.5542 | 68.839 | 68.603 | 68.4352 | 68.0703 | 67.8324 | 67.4143 | 67.5729 | 70.3307 | 74.4138 | 77.9727 | 79.1581 | 80.1571 | 81.6733 | 83.9738 | 84.954 | 87.2425 | 85.7938 | 83.8313 | 81.0326 | 77.823 | 75.3149 | 73.6083 | 72.4518 | 0.094485 | 0.10362 | 0.096887 | 0.10827 | 0.1171 | 0.098988 | 0.11852 | 0.13281 | 0.15663 | 0.18081 | 0.18752 | 0.18068 | 0.17241 | 0.18543 | 0.19197 | 0.19487 | 0.19378 | 0.18239 | 0.1631 | 0.12885 | 0.13469 | 0.11865 | 0.11216 | 0.10177
Portfolio Adjusted1-in-10AllSouth of Lugo2024August Monthly Peak | Portfolio Adjusted | 1-in-10 | All | South of Lugo | 2024 | August Monthly Peak | 8 | 6.0434 | 5.8351 | 5.6659 | 5.6548 | 5.8845 | 6.6289 | 7.5989 | 8.5852 | 9.8493 | 11.0643 | 12.0482 | 12.5044 | 12.6 | 12.7546 | 12.7013 | 12.3869 | 11.7857 | 10.8441 | 9.6725 | 9.2542 | 8.8899 | 8.1494 | 7.2234 | 6.5868 | -0.044263 | -0.052971 | -0.046494 | -0.041606 | -0.040915 | -0.03467 | -0.048872 | -0.04076 | -0.045282 | -0.057362 | -0.055329 | -0.040655 | -0.038875 | 0.0047291 | 0.23088 | 0.22638 | 0.20161 | 0.17775 | -0.0025724 | -0.027176 | -0.029652 | -0.03537 | -0.035525 | -0.035471 | 70.3863 | 69.9938 | 69.8934 | 69.5993 | 69.1788 | 69.0267 | 68.9246 | 69.1895 | 71.4906 | 75.2354 | 78.5537 | 81.9224 | 84.4636 | 85.8645 | 86.2798 | 87.4095 | 87.9012 | 88.2774 | 87.4449 | 83.6902 | 78.5759 | 75.2062 | 73.1694 | 71.8784 | 0.092955 | 0.10204 | 0.095544 | 0.10684 | 0.11535 | 0.098463 | 0.11907 | 0.13305 | 0.15697 | 0.18242 | 0.19018 | 0.18345 | 0.1748 | 0.18818 | 0.19453 | 0.1967 | 0.19527 | 0.18394 | 0.1644 | 0.13024 | 0.13503 | 0.11852 | 0.11102 | 0.10072
Portfolio Adjusted1-in-10AllSouth of Lugo2024September Monthly Peak | Portfolio Adjusted | 1-in-10 | All | South of Lugo | 2024 | September Monthly Peak | 9 | 6.2186 | 6.0071 | 5.8042 | 5.7992 | 6.0603 | 6.8545 | 8.0656 | 9.1833 | 10.7374 | 12.1247 | 13.1535 | 13.5977 | 13.7004 | 13.856 | 13.7295 | 13.2812 | 12.6364 | 11.5594 | 10.2833 | 9.9944 | 9.2597 | 8.4494 | 7.4669 | 6.8036 | -0.050646 | -0.065763 | -0.054272 | -0.045878 | -0.041749 | -0.037691 | -0.056691 | -0.044809 | -0.034315 | -0.062454 | -0.065278 | -0.048756 | -0.0383 | 0.0014242 | 0.24342 | 0.23778 | 0.22459 | 0.19011 | 0.0070131 | -0.029571 | -0.042873 | -0.047347 | -0.049125 | -0.049516 | 73.7335 | 72.8337 | 72.3342 | 72.0514 | 71.3958 | 70.8999 | 70.7503 | 71.0242 | 73.1576 | 77.2591 | 81.9284 | 87.3771 | 91.4899 | 94.7204 | 94.7741 | 94.6665 | 94.1923 | 93.0548 | 91.7618 | 89.2353 | 85.4845 | 80.2902 | 77.0126 | 75.0667 | 0.097058 | 0.10716 | 0.099853 | 0.11199 | 0.12159 | 0.10361 | 0.12641 | 0.14157 | 0.17013 | 0.1995 | 0.20754 | 0.19773 | 0.18573 | 0.19904 | 0.20457 | 0.20582 | 0.20408 | 0.19272 | 0.17216 | 0.13765 | 0.14269 | 0.12431 | 0.1166 | 0.10575
Portfolio Adjusted1-in-10AllSouth of Lugo2024October Monthly Peak | Portfolio Adjusted | 1-in-10 | All | South of Lugo | 2024 | October Monthly Peak | 10 | 5.485 | 5.2876 | 5.141 | 5.1444 | 5.2964 | 5.9105 | 6.9591 | 7.6866 | 8.7876 | 9.9605 | 10.8525 | 11.409 | 11.7257 | 11.9607 | 11.924 | 11.534 | 10.9089 | 10.1368 | 9.4047 | 8.8832 | 8.2026 | 7.4906 | 6.613 | 6.0388 | -0.037426 | -0.043781 | -0.038944 | -0.035412 | -0.034717 | -0.029123 | -0.041311 | -0.034788 | -0.041617 | -0.051208 | -0.048567 | -0.036061 | -0.036451 | 0.0049004 | 0.21706 | 0.21079 | 0.1851 | 0.16609 | -0.0038186 | -0.024977 | -0.024799 | -0.029732 | -0.029336 | -0.02923 | 71.63 | 71.1747 | 70.2804 | 69.3633 | 68.3271 | 68.132 | 68.2615 | 68.4219 | 69.5268 | 72.2905 | 76.637 | 81.6138 | 84.435 | 85.7329 | 86.2045 | 86.6394 | 85.704 | 82.9686 | 79.3625 | 77.1586 | 75.1494 | 73.7266 | 72.5192 | 71.3968 | 0.084088 | 0.090599 | 0.084836 | 0.094454 | 0.1004 | 0.088372 | 0.10959 | 0.12367 | 0.14664 | 0.17117 | 0.17801 | 0.17428 | 0.16941 | 0.18319 | 0.18925 | 0.19076 | 0.18913 | 0.17882 | 0.16014 | 0.12532 | 0.12574 | 0.10973 | 0.10086 | 0.09101
Portfolio Adjusted1-in-10AllSouth of Lugo2024November Monthly Peak | Portfolio Adjusted | 1-in-10 | All | South of Lugo | 2024 | November Monthly Peak | 11 | 5.2664 | 5.0783 | 4.9442 | 4.9793 | 5.1582 | 5.7574 | 6.4781 | 7.1363 | 8.1189 | 9.0646 | 9.7606 | 10.1616 | 10.3252 | 10.4674 | 10.4093 | 10.0087 | 9.6063 | 9.4329 | 8.6841 | 8.1284 | 7.589 | 6.9821 | 6.2131 | 5.7065 | -0.029356 | -0.026521 | -0.028273 | -0.030177 | -0.035088 | -0.026639 | -0.033753 | -0.032711 | -0.062081 | -0.051524 | -0.041443 | -0.02916 | -0.040999 | 0.0099304 | 0.20007 | 0.19201 | 0.15218 | 0.15469 | -0.018234 | -0.023211 | -0.0066888 | -0.013159 | -0.010055 | -0.009038 | 64.2251 | 62.5113 | 61.7039 | 60.1644 | 59.18 | 58.4512 | 57.7638 | 58.8382 | 61.6199 | 66.8684 | 72.4584 | 76.6463 | 78.6724 | 80.1922 | 80.9078 | 80.3459 | 78.9204 | 76.8468 | 74.8684 | 72.187 | 70.478 | 69.052 | 67.218 | 66.0266 | 0.086846 | 0.093385 | 0.08745 | 0.098468 | 0.10492 | 0.091473 | 0.1113 | 0.12508 | 0.14853 | 0.17256 | 0.17911 | 0.17488 | 0.16948 | 0.18304 | 0.18926 | 0.19084 | 0.18949 | 0.17899 | 0.16062 | 0.12588 | 0.12694 | 0.11136 | 0.1023 | 0.092313
Portfolio Adjusted1-in-10AllSouth of Lugo2024December Monthly Peak | Portfolio Adjusted | 1-in-10 | All | South of Lugo | 2024 | December Monthly Peak | 12 | 5.3738 | 5.2034 | 5.0573 | 5.0613 | 5.2796 | 5.8527 | 6.9273 | 7.5827 | 8.3901 | 8.9136 | 9.0587 | 8.9249 | 8.7082 | 8.5363 | 8.3306 | 8.0676 | 8.1189 | 8.4114 | 7.9311 | 7.6816 | 7.2628 | 6.8148 | 6.1314 | 5.7359 | -0.027968 | -0.024117 | -0.027035 | -0.029452 | -0.035202 | -0.025695 | -0.03285 | -0.032544 | -0.063601 | -0.048578 | -0.036461 | -0.024668 | -0.035815 | 0.0089651 | 0.16242 | 0.1568 | 0.12752 | 0.13836 | -0.018586 | -0.02156 | -0.0037864 | -0.010318 | -0.0069216 | -0.0058948 | 47.0527 | 46.4549 | 45.5643 | 44.8687 | 44.3131 | 43.1995 | 43.9284 | 44.4235 | 45.7572 | 47.7757 | 50.2753 | 52.0741 | 53.1813 | 52.849 | 52.8211 | 52.7005 | 52.3812 | 51.1685 | 49.9561 | 49.1844 | 48.1781 | 47.5696 | 46.8113 | 46.5129 | 0.089383 | 0.096726 | 0.090839 | 0.10128 | 0.1078 | 0.093368 | 0.1158 | 0.13027 | 0.15248 | 0.17376 | 0.1768 | 0.17237 | 0.16892 | 0.18236 | 0.18903 | 0.19104 | 0.19101 | 0.1795 | 0.16164 | 0.12747 | 0.12737 | 0.11297 | 0.10288 | 0.093441
Portfolio Adjusted1-in-10AllSouth of Lugo2024Typical Event Day | Portfolio Adjusted | 1-in-10 | All | South of Lugo | 2024 | Typical Event Day | 8 | 6.0286 | 5.8221 | 5.6543 | 5.6436 | 5.8724 | 6.614 | 7.5763 | 8.5467 | 9.7895 | 10.9898 | 11.9623 | 12.4149 | 12.5084 | 12.6632 | 12.6119 | 12.3006 | 11.7046 | 10.7716 | 9.6153 | 9.204 | 8.8505 | 8.1183 | 7.2003 | 6.5671 | -0.043446 | -0.051315 | -0.045472 | -0.041069 | -0.040887 | -0.034373 | -0.048112 | -0.040483 | -0.047032 | -0.05721 | -0.054496 | -0.039915 | -0.039213 | 0.0051805 | 0.2301 | 0.22549 | 0.19915 | 0.17649 | -0.0038483 | -0.026988 | -0.027948 | -0.033795 | -0.033714 | -0.033583 | 69.9275 | 69.3178 | 69.0479 | 68.8529 | 68.2112 | 67.799 | 67.6315 | 68.0685 | 70.5262 | 74.5602 | 78.6849 | 82.0837 | 84.3984 | 85.9368 | 86.9196 | 87.4738 | 88.3757 | 87.7692 | 86.7471 | 84.0361 | 79.9248 | 76.1617 | 73.7765 | 72.3042 | 0.092703 | 0.10177 | 0.095295 | 0.10655 | 0.11503 | 0.098214 | 0.11872 | 0.1326 | 0.15629 | 0.18155 | 0.18923 | 0.18264 | 0.17416 | 0.18753 | 0.19389 | 0.19607 | 0.19465 | 0.18328 | 0.16384 | 0.12979 | 0.13451 | 0.1181 | 0.11065 | 0.10038
Portfolio Adjusted1-in-10AllSouth of Lugo2025January Monthly Peak | Portfolio Adjusted | 1-in-10 | All | South of Lugo | 2025 | January Monthly Peak | 1 | 5.4299 | 5.2544 | 5.1077 | 5.1121 | 5.3482 | 5.9793 | 7.1577 | 7.8623 | 8.7164 | 9.23 | 9.3683 | 9.2563 | 9.0986 | 9.0212 | 8.8335 | 8.479 | 8.2761 | 8.6012 | 8.2159 | 7.9548 | 7.5159 | 7.0178 | 6.2903 | 5.8843 | -0.028677 | -0.024719 | -0.027675 | -0.029973 | -0.036062 | -0.026577 | -0.034625 | -0.034458 | -0.067146 | -0.05148 | -0.038744 | -0.026347 | -0.038528 | 0.0097664 | 0.17309 | 0.16562 | 0.1295 | 0.14139 | -0.019913 | -0.023167 | -0.0040601 | -0.010856 | -0.0072604 | -0.0061503 | 46.1705 | 46.1429 | 45.5197 | 44.8012 | 44.5418 | 44.1997 | 43.106 | 42.8375 | 43.8193 | 46.5028 | 48.5422 | 50.5993 | 52.6866 | 53.7137 | 54.6581 | 54.8769 | 54.4654 | 53.4839 | 51.911 | 50.8857 | 50.0546 | 49.7076 | 49.4935 | 48.3947 | 0.090861 | 0.098515 | 0.092463 | 0.10275 | 0.10996 | 0.095343 | 0.11897 | 0.13358 | 0.15638 | 0.17865 | 0.18184 | 0.17681 | 0.17252 | 0.18643 | 0.19288 | 0.19455 | 0.19421 | 0.18354 | 0.16574 | 0.1313 | 0.13246 | 0.11628 | 0.10621 | 0.096335
Portfolio Adjusted1-in-10AllSouth of Lugo2025February Monthly Peak | Portfolio Adjusted | 1-in-10 | All | South of Lugo | 2025 | February Monthly Peak | 2 | 5.3195 | 5.1455 | 5.0068 | 5.0263 | 5.2255 | 5.8316 | 6.8004 | 7.4354 | 8.2171 | 8.8368 | 9.1569 | 9.2635 | 9.29 | 9.3046 | 9.2089 | 8.8844 | 8.6049 | 8.5726 | 8.3097 | 7.9021 | 7.4506 | 6.952 | 6.2489 | 5.811 | -0.028232 | -0.024358 | -0.027285 | -0.029626 | -0.035509 | -0.026224 | -0.033554 | -0.032933 | -0.064025 | -0.049691 | -0.037957 | -0.026184 | -0.038622 | 0.0098622 | 0.17939 | 0.1723 | 0.13446 | 0.14037 | -0.019783 | -0.022737 | -0.0039835 | -0.010661 | -0.0072112 | -0.0061002 | 51.7661 | 51.082 | 50.3284 | 49.316 | 48.5811 | 48.3364 | 47.5438 | 47.2924 | 48.7186 | 52.3729 | 56.2563 | 60.071 | 61.9883 | 63.356 | 63.8321 | 63.7536 | 63.126 | 62.2445 | 60.0431 | 58.0204 | 56.4779 | 55.2818 | 54.305 | 53.0088 | 0.088172 | 0.096026 | 0.090218 | 0.10071 | 0.10748 | 0.092539 | 0.11387 | 0.12683 | 0.14836 | 0.17054 | 0.17478 | 0.17046 | 0.16593 | 0.17938 | 0.18546 | 0.18699 | 0.18627 | 0.17654 | 0.1596 | 0.12607 | 0.1279 | 0.11234 | 0.10381 | 0.094294
Portfolio Adjusted1-in-10AllSouth of Lugo2025March Monthly Peak | Portfolio Adjusted | 1-in-10 | All | South of Lugo | 2025 | March Monthly Peak | 3 | 5.5229 | 5.3083 | 5.128 | 5.1231 | 5.3027 | 5.9018 | 6.8011 | 7.4873 | 8.3977 | 9.222 | 9.811 | 10.1358 | 10.2921 | 10.4615 | 10.4866 | 10.2333 | 9.7845 | 9.1576 | 8.4651 | 8.4076 | 7.9521 | 7.3859 | 6.6014 | 6.0229 | -0.030438 | -0.026207 | -0.028815 | -0.031258 | -0.037355 | -0.027649 | -0.034751 | -0.034805 | -0.069139 | -0.05435 | -0.042268 | -0.029484 | -0.043631 | 0.011229 | 0.2045 | 0.19873 | 0.15253 | 0.14928 | -0.021073 | -0.024695 | -0.0043657 | -0.01172 | -0.0079335 | -0.0065916 | 61.0002 | 59.361 | 58.688 | 58.1574 | 57.2717 | 55.5145 | 54.9769 | 55.6361 | 58.9386 | 64.1026 | 69.4221 | 73.8974 | 76.7457 | 77.7891 | 78.2913 | 78.3959 | 77.3965 | 76.3304 | 74.7841 | 72.2849 | 69.659 | 66.2694 | 63.2618 | 61.1055 | 0.092687 | 0.10147 | 0.094038 | 0.10523 | 0.11208 | 0.095638 | 0.11585 | 0.12986 | 0.15379 | 0.17829 | 0.18438 | 0.17933 | 0.17266 | 0.18649 | 0.19312 | 0.19522 | 0.19415 | 0.18271 | 0.16342 | 0.13069 | 0.13508 | 0.11888 | 0.11098 | 0.099876
Portfolio Adjusted1-in-10AllSouth of Lugo2025April Monthly Peak | Portfolio Adjusted | 1-in-10 | All | South of Lugo | 2025 | April Monthly Peak | 4 | 5.5524 | 5.314 | 5.1213 | 5.1209 | 5.2881 | 5.8939 | 6.7312 | 7.555 | 8.7285 | 9.7826 | 10.5994 | 11.083 | 11.3482 | 11.5607 | 11.5993 | 11.3259 | 10.7995 | 9.9666 | 8.9251 | 8.7469 | 8.299 | 7.6317 | 6.7399 | 6.1044 | -0.037903 | -0.042497 | -0.038323 | -0.035749 | -0.036389 | -0.029726 | -0.040992 | -0.036185 | -0.049249 | -0.054026 | -0.049234 | -0.036076 | -0.039186 | 0.0064005 | 0.21506 | 0.21057 | 0.18086 | 0.16324 | -0.0074083 | -0.025826 | -0.021891 | -0.027752 | -0.02659 | -0.025898 | 70.2274 | 69.2511 | 67.6753 | 66.0973 | 64.7413 | 63.8851 | 63.5008 | 63.5813 | 66.2944 | 71.9092 | 77.2422 | 82.3406 | 85.3172 | 86.1197 | 85.2152 | 85.1683 | 85.1134 | 85.1983 | 83.8386 | 79.8134 | 75.0644 | 70.4173 | 68.1055 | 67.1216 | 0.087825 | 0.095173 | 0.088057 | 0.098035 | 0.10431 | 0.090876 | 0.1117 | 0.12671 | 0.15087 | 0.17559 | 0.1823 | 0.17785 | 0.17197 | 0.1859 | 0.19256 | 0.19466 | 0.19331 | 0.18116 | 0.16117 | 0.12807 | 0.13049 | 0.11441 | 0.10563 | 0.094621
Portfolio Adjusted1-in-10AllSouth of Lugo2025May Monthly Peak | Portfolio Adjusted | 1-in-10 | All | South of Lugo | 2025 | May Monthly Peak | 5 | 5.7511 | 5.5327 | 5.3233 | 5.3295 | 5.4989 | 6.0933 | 6.8548 | 7.9143 | 9.189 | 10.3327 | 11.1411 | 11.5698 | 11.6778 | 11.8416 | 11.8367 | 11.5249 | 10.9809 | 10.0731 | 9.0633 | 8.6302 | 8.3938 | 7.7374 | 6.8985 | 6.2818 | -0.038973 | -0.043099 | -0.03942 | -0.037223 | -0.038683 | -0.031132 | -0.042042 | -0.038313 | -0.05505 | -0.058067 | -0.051898 | -0.03747 | -0.041639 | 0.0072432 | 0.22085 | 0.21549 | 0.18262 | 0.16488 | -0.0091969 | -0.025934 | -0.020515 | -0.026728 | -0.0256 | -0.025004 | 67.3675 | 66.7799 | 65.3867 | 64.6567 | 64.1493 | 63.5299 | 63.7873 | 63.885 | 66.857 | 72.4279 | 77.5534 | 81.2193 | 83.0878 | 83.829 | 86.0267 | 87.242 | 87.8019 | 86.6308 | 85.0407 | 82.807 | 79.6274 | 75.6489 | 72.5012 | 70.2326 | 0.090789 | 0.099438 | 0.091993 | 0.10271 | 0.10973 | 0.094008 | 0.11393 | 0.12992 | 0.15551 | 0.18172 | 0.18838 | 0.18198 | 0.17409 | 0.18751 | 0.19395 | 0.19579 | 0.19416 | 0.18205 | 0.16239 | 0.12811 | 0.1324 | 0.11616 | 0.10874 | 0.098199
Portfolio Adjusted1-in-10AllSouth of Lugo2025June Monthly Peak | Portfolio Adjusted | 1-in-10 | All | South of Lugo | 2025 | June Monthly Peak | 6 | 5.9055 | 5.6671 | 5.4824 | 5.4735 | 5.6844 | 6.2918 | 7.04 | 8.0717 | 9.2562 | 10.3315 | 11.0866 | 11.4885 | 11.5909 | 11.7662 | 11.7887 | 11.5223 | 11.0262 | 10.1809 | 9.1332 | 8.6213 | 8.4587 | 7.8479 | 7.0531 | 6.4254 | -0.039114 | -0.04109 | -0.039029 | -0.037652 | -0.040737 | -0.032238 | -0.042139 | -0.038698 | -0.059766 | -0.057754 | -0.049758 | -0.035505 | -0.041699 | 0.0081252 | 0.22123 | 0.21633 | 0.18073 | 0.16645 | -0.012204 | -0.025904 | -0.017049 | -0.023861 | -0.022364 | -0.021604 | 66.0358 | 65.6046 | 65.361 | 65.3259 | 64.1999 | 63.4371 | 63.4368 | 64.4875 | 67.1262 | 71.3325 | 76.2849 | 79.8772 | 81.4829 | 81.489 | 82.6507 | 82.8652 | 84.1668 | 83.9509 | 83.9506 | 82.1863 | 77.8157 | 73.8356 | 71.3158 | 69.82 | 0.094432 | 0.1033 | 0.096076 | 0.10707 | 0.11528 | 0.097849 | 0.11668 | 0.13146 | 0.15613 | 0.18114 | 0.18712 | 0.18067 | 0.17251 | 0.1859 | 0.19261 | 0.19483 | 0.19368 | 0.18219 | 0.16291 | 0.12884 | 0.13421 | 0.11837 | 0.11224 | 0.10167
Portfolio Adjusted1-in-10AllSouth of Lugo2025July Monthly Peak | Portfolio Adjusted | 1-in-10 | All | South of Lugo | 2025 | July Monthly Peak | 7 | 6.0848 | 5.8622 | 5.692 | 5.6762 | 5.8963 | 6.5748 | 7.46 | 8.5389 | 9.7651 | 10.8895 | 11.7512 | 12.1413 | 12.1976 | 12.3349 | 12.2833 | 12.0608 | 11.5512 | 10.6482 | 9.5313 | 8.9634 | 8.7834 | 8.1478 | 7.2677 | 6.6223 | -0.04298 | -0.048886 | -0.044249 | -0.040774 | -0.041856 | -0.034278 | -0.046665 | -0.040502 | -0.051994 | -0.057415 | -0.052686 | -0.038091 | -0.0397 | 0.0061181 | 0.22608 | 0.2228 | 0.19419 | 0.17447 | -0.0067538 | -0.026531 | -0.024416 | -0.030752 | -0.030377 | -0.030023 | 69.5542 | 68.839 | 68.603 | 68.4352 | 68.0703 | 67.8324 | 67.4143 | 67.5729 | 70.3307 | 74.4138 | 77.9727 | 79.1581 | 80.1571 | 81.6733 | 83.9738 | 84.954 | 87.2425 | 85.7938 | 83.8313 | 81.0326 | 77.823 | 75.3149 | 73.6083 | 72.4518 | 0.094485 | 0.10362 | 0.096887 | 0.10827 | 0.1171 | 0.098988 | 0.11852 | 0.13281 | 0.15663 | 0.18081 | 0.18752 | 0.18068 | 0.17241 | 0.18543 | 0.19197 | 0.19487 | 0.19378 | 0.18239 | 0.1631 | 0.12885 | 0.13469 | 0.11865 | 0.11216 | 0.10177
Portfolio Adjusted1-in-10AllSouth of Lugo2025August Monthly Peak | Portfolio Adjusted | 1-in-10 | All | South of Lugo | 2025 | August Monthly Peak | 8 | 6.0434 | 5.8351 | 5.6659 | 5.6548 | 5.8845 | 6.6289 | 7.5989 | 8.5852 | 9.8493 | 11.0643 | 12.0482 | 12.5044 | 12.6001 | 12.7546 | 12.7013 | 12.3869 | 11.7857 | 10.8441 | 9.6725 | 9.2542 | 8.8899 | 8.1494 | 7.2234 | 6.5868 | -0.044263 | -0.052971 | -0.046494 | -0.041606 | -0.040915 | -0.03467 | -0.048872 | -0.04076 | -0.045282 | -0.057362 | -0.055329 | -0.040655 | -0.038875 | 0.0047291 | 0.23088 | 0.22638 | 0.20161 | 0.17775 | -0.0025724 | -0.027176 | -0.029652 | -0.03537 | -0.035525 | -0.035471 | 70.3863 | 69.9938 | 69.8934 | 69.5993 | 69.1788 | 69.0267 | 68.9246 | 69.1895 | 71.4906 | 75.2354 | 78.5537 | 81.9224 | 84.4636 | 85.8645 | 86.2798 | 87.4095 | 87.9012 | 88.2774 | 87.4449 | 83.6902 | 78.5759 | 75.2062 | 73.1694 | 71.8784 | 0.092955 | 0.10204 | 0.095544 | 0.10684 | 0.11535 | 0.098463 | 0.11907 | 0.13305 | 0.15697 | 0.18242 | 0.19018 | 0.18345 | 0.1748 | 0.18818 | 0.19453 | 0.1967 | 0.19527 | 0.18394 | 0.1644 | 0.13024 | 0.13503 | 0.11852 | 0.11102 | 0.10072
Portfolio Adjusted1-in-10AllSouth of Lugo2025September Monthly Peak | Portfolio Adjusted | 1-in-10 | All | South of Lugo | 2025 | September Monthly Peak | 9 | 6.2186 | 6.0071 | 5.8042 | 5.7992 | 6.0603 | 6.8545 | 8.0656 | 9.1833 | 10.7374 | 12.1247 | 13.1535 | 13.5977 | 13.7004 | 13.856 | 13.7295 | 13.2812 | 12.6364 | 11.5594 | 10.2833 | 9.9944 | 9.2597 | 8.4494 | 7.4669 | 6.8036 | -0.050646 | -0.065763 | -0.054272 | -0.045878 | -0.041749 | -0.037691 | -0.056691 | -0.044809 | -0.034315 | -0.062454 | -0.065278 | -0.048756 | -0.0383 | 0.0014242 | 0.24342 | 0.23778 | 0.22459 | 0.19011 | 0.0070131 | -0.029571 | -0.042873 | -0.047347 | -0.049125 | -0.049516 | 73.7335 | 72.8337 | 72.3342 | 72.0514 | 71.3958 | 70.8999 | 70.7503 | 71.0242 | 73.1576 | 77.2591 | 81.9284 | 87.3771 | 91.4899 | 94.7204 | 94.7741 | 94.6665 | 94.1923 | 93.0548 | 91.7618 | 89.2352 | 85.4845 | 80.2902 | 77.0126 | 75.0667 | 0.097058 | 0.10716 | 0.099853 | 0.11199 | 0.12159 | 0.10361 | 0.12641 | 0.14157 | 0.17013 | 0.1995 | 0.20754 | 0.19773 | 0.18573 | 0.19904 | 0.20457 | 0.20582 | 0.20408 | 0.19272 | 0.17216 | 0.13765 | 0.14269 | 0.12431 | 0.1166 | 0.10575
Portfolio Adjusted1-in-10AllSouth of Lugo2025October Monthly Peak | Portfolio Adjusted | 1-in-10 | All | South of Lugo | 2025 | October Monthly Peak | 10 | 5.485 | 5.2876 | 5.141 | 5.1444 | 5.2964 | 5.9105 | 6.9591 | 7.6866 | 8.7876 | 9.9605 | 10.8525 | 11.409 | 11.7257 | 11.9607 | 11.924 | 11.534 | 10.9089 | 10.1368 | 9.4047 | 8.8832 | 8.2026 | 7.4906 | 6.613 | 6.0388 | -0.037426 | -0.043781 | -0.038944 | -0.035412 | -0.034717 | -0.029123 | -0.041311 | -0.034788 | -0.041617 | -0.051208 | -0.048567 | -0.036061 | -0.036451 | 0.0049004 | 0.21706 | 0.21079 | 0.1851 | 0.16609 | -0.0038186 | -0.024977 | -0.024799 | -0.029732 | -0.029336 | -0.02923 | 71.63 | 71.1747 | 70.2804 | 69.3633 | 68.3271 | 68.132 | 68.2615 | 68.4219 | 69.5268 | 72.2905 | 76.637 | 81.6138 | 84.435 | 85.7329 | 86.2045 | 86.6394 | 85.704 | 82.9686 | 79.3625 | 77.1586 | 75.1494 | 73.7266 | 72.5192 | 71.3968 | 0.084088 | 0.090599 | 0.084836 | 0.094454 | 0.1004 | 0.088372 | 0.10959 | 0.12367 | 0.14664 | 0.17117 | 0.17801 | 0.17428 | 0.16941 | 0.18319 | 0.18925 | 0.19076 | 0.18913 | 0.17882 | 0.16014 | 0.12532 | 0.12574 | 0.10973 | 0.10086 | 0.09101
Portfolio Adjusted1-in-10AllSouth of Lugo2025November Monthly Peak | Portfolio Adjusted | 1-in-10 | All | South of Lugo | 2025 | November Monthly Peak | 11 | 5.2664 | 5.0783 | 4.9442 | 4.9793 | 5.1582 | 5.7574 | 6.4781 | 7.1363 | 8.1189 | 9.0646 | 9.7606 | 10.1616 | 10.3252 | 10.4674 | 10.4093 | 10.0087 | 9.6063 | 9.4329 | 8.6841 | 8.1284 | 7.589 | 6.9821 | 6.2131 | 5.7065 | -0.029356 | -0.026521 | -0.028273 | -0.030177 | -0.035088 | -0.026639 | -0.033753 | -0.032711 | -0.062081 | -0.051524 | -0.041443 | -0.02916 | -0.040999 | 0.0099304 | 0.20007 | 0.19201 | 0.15218 | 0.15469 | -0.018234 | -0.023211 | -0.0066888 | -0.013159 | -0.010055 | -0.009038 | 64.2251 | 62.5113 | 61.7039 | 60.1644 | 59.18 | 58.4512 | 57.7638 | 58.8382 | 61.6199 | 66.8684 | 72.4584 | 76.6463 | 78.6724 | 80.1922 | 80.9078 | 80.3459 | 78.9204 | 76.8468 | 74.8684 | 72.187 | 70.478 | 69.052 | 67.218 | 66.0266 | 0.086846 | 0.093385 | 0.08745 | 0.098468 | 0.10492 | 0.091473 | 0.1113 | 0.12508 | 0.14853 | 0.17256 | 0.17911 | 0.17488 | 0.16948 | 0.18304 | 0.18926 | 0.19084 | 0.18949 | 0.17899 | 0.16062 | 0.12588 | 0.12694 | 0.11136 | 0.1023 | 0.092313
Portfolio Adjusted1-in-10AllSouth of Lugo2025December Monthly Peak | Portfolio Adjusted | 1-in-10 | All | South of Lugo | 2025 | December Monthly Peak | 12 | 5.3738 | 5.2034 | 5.0573 | 5.0613 | 5.2796 | 5.8527 | 6.9273 | 7.5827 | 8.3901 | 8.9136 | 9.0587 | 8.9249 | 8.7082 | 8.5363 | 8.3306 | 8.0676 | 8.1189 | 8.4114 | 7.9311 | 7.6816 | 7.2628 | 6.8148 | 6.1314 | 5.7359 | -0.027968 | -0.024117 | -0.027035 | -0.029452 | -0.035202 | -0.025695 | -0.03285 | -0.032544 | -0.063601 | -0.048578 | -0.036461 | -0.024668 | -0.035815 | 0.0089651 | 0.16242 | 0.1568 | 0.12752 | 0.13836 | -0.018586 | -0.02156 | -0.0037864 | -0.010318 | -0.0069216 | -0.0058948 | 47.0527 | 46.4548 | 45.5643 | 44.8687 | 44.3131 | 43.1995 | 43.9284 | 44.4235 | 45.7572 | 47.7757 | 50.2753 | 52.0741 | 53.1813 | 52.849 | 52.8212 | 52.7005 | 52.3812 | 51.1685 | 49.9561 | 49.1844 | 48.1781 | 47.5696 | 46.8113 | 46.5129 | 0.089383 | 0.096726 | 0.090839 | 0.10128 | 0.1078 | 0.093368 | 0.1158 | 0.13027 | 0.15248 | 0.17376 | 0.1768 | 0.17237 | 0.16892 | 0.18236 | 0.18903 | 0.19104 | 0.19101 | 0.1795 | 0.16164 | 0.12747 | 0.12737 | 0.11297 | 0.10288 | 0.093441
Portfolio Adjusted1-in-10AllSouth of Lugo2025Typical Event Day | Portfolio Adjusted | 1-in-10 | All | South of Lugo | 2025 | Typical Event Day | 8 | 6.0286 | 5.8221 | 5.6543 | 5.6436 | 5.8724 | 6.614 | 7.5763 | 8.5467 | 9.7895 | 10.9898 | 11.9623 | 12.4149 | 12.5084 | 12.6632 | 12.6119 | 12.3006 | 11.7046 | 10.7716 | 9.6153 | 9.204 | 8.8505 | 8.1183 | 7.2003 | 6.5671 | -0.043446 | -0.051315 | -0.045472 | -0.041069 | -0.040887 | -0.034373 | -0.048112 | -0.040483 | -0.047032 | -0.05721 | -0.054496 | -0.039915 | -0.039213 | 0.0051805 | 0.2301 | 0.22549 | 0.19915 | 0.17649 | -0.0038483 | -0.026988 | -0.027948 | -0.033795 | -0.033714 | -0.033583 | 69.9275 | 69.3178 | 69.0479 | 68.8529 | 68.2112 | 67.799 | 67.6315 | 68.0685 | 70.5263 | 74.5602 | 78.6849 | 82.0837 | 84.3984 | 85.9368 | 86.9196 | 87.4738 | 88.3757 | 87.7692 | 86.7472 | 84.0361 | 79.9248 | 76.1617 | 73.7765 | 72.3042 | 0.092703 | 0.10177 | 0.095295 | 0.10655 | 0.11503 | 0.098214 | 0.11872 | 0.1326 | 0.15629 | 0.18155 | 0.18923 | 0.18264 | 0.17416 | 0.18753 | 0.19389 | 0.19607 | 0.19465 | 0.18328 | 0.16384 | 0.12979 | 0.13451 | 0.1181 | 0.11065 | 0.10038
Portfolio Adjusted1-in-2AllSouth of Lugo2015January Monthly Peak | Portfolio Adjusted | 1-in-2 | All | South of Lugo | 2015 | January Monthly Peak | 1 | 103.2356 | 100.4136 | 97.6661 | 98.2007 | 104.1591 | 118.9322 | 145.7822 | 163.3654 | 175.4321 | 184.1069 | 187.1219 | 187.2322 | 184.7649 | 184.831 | 180.3609 | 171.1094 | 165.4111 | 165.0839 | 157.3987 | 153.0447 | 144.8112 | 134.3164 | 118.2999 | 111.0022 | -1.1585 | -0.99918 | -1.119 | -1.2134 | -1.4573 | -1.0749 | -1.3883 | -1.3721 | -2.6693 | -2.0571 | -1.5583 | -1.0666 | -1.5657 | 0.39824 | 4.1292 | 3.9035 | 2.4638 | 2.7008 | -0.80666 | -0.93345 | -0.16362 | -0.43777 | -0.2944 | -0.24925 | 48.2539 | 47.2538 | 46.0304 | 45.5299 | 45.3454 | 45.6849 | 45.4361 | 45.6141 | 46.5439 | 48.6394 | 52.4284 | 55.3111 | 56.9855 | 58.2512 | 58.6529 | 58.7594 | 58.6258 | 57.0416 | 55.5183 | 54.0416 | 53.2085 | 52.0367 | 51.0755 | 49.6359 | 2.9427 | 3.4136 | 3.2356 | 3.7403 | 4.018 | 3.0195 | 3.4192 | 3.5321 | 4.2451 | 4.9528 | 4.9988 | 4.4682 | 3.7859 | 3.8996 | 3.8846 | 3.8362 | 3.8765 | 4.249 | 4.0735 | 3.4235 | 4.0317 | 3.5401 | 3.5212 | 3.3107
Portfolio Adjusted1-in-2AllSouth of Lugo2015February Monthly Peak | Portfolio Adjusted | 1-in-2 | All | South of Lugo | 2015 | February Monthly Peak | 2 | 102.7494 | 99.9675 | 97.2471 | 97.8575 | 103.67 | 118.456 | 144.3782 | 161.1018 | 172.8972 | 182.1731 | 186.0481 | 187.0118 | 185.0585 | 185.5557 | 181.2233 | 172.0025 | 165.7325 | 165.0312 | 157.1648 | 152.2186 | 144.0031 | 133.5985 | 118.0845 | 110.7493 | -1.1531 | -0.99474 | -1.1142 | -1.2091 | -1.4505 | -1.0706 | -1.3749 | -1.3531 | -2.6307 | -2.0355 | -1.5493 | -1.0653 | -1.5682 | 0.39981 | 4.149 | 3.9239 | 2.4685 | 2.6999 | -0.80547 | -0.92841 | -0.16271 | -0.43543 | -0.29386 | -0.24868 | 51.5751 | 51.2872 | 51.0125 | 50.7479 | 50.4249 | 50.0008 | 49.7461 | 49.7238 | 50.4787 | 52.5865 | 54.3521 | 56.0914 | 56.676 | 56.7487 | 56.7219 | 55.6342 | 55.532 | 55.2547 | 53.8628 | 52.8979 | 52.0705 | 51.8522 | 50.6065 | 49.143 | 2.9289 | 3.3984 | 3.2218 | 3.7273 | 3.9991 | 3.0074 | 3.3863 | 3.4831 | 4.1838 | 4.9007 | 4.9701 | 4.4629 | 3.7919 | 3.9149 | 3.9031 | 3.8563 | 3.884 | 4.2477 | 4.0674 | 3.405 | 4.0092 | 3.5212 | 3.5148 | 3.3032
Portfolio Adjusted1-in-2AllSouth of Lugo2015March Monthly Peak | Portfolio Adjusted | 1-in-2 | All | South of Lugo | 2015 | March Monthly Peak | 3 | 110.3038 | 107.2698 | 102.5003 | 102.8195 | 108.9978 | 124.2236 | 150.2318 | 171.2865 | 185.9802 | 194.9588 | 199.0107 | 199.5593 | 196.1714 | 196.9935 | 194.651 | 187.113 | 181.0339 | 172.8946 | 160.7831 | 161.3755 | 155.0862 | 144.8132 | 127.4451 | 117.723 | -1.2378 | -1.0674 | -1.1744 | -1.2705 | -1.525 | -1.1227 | -1.4307 | -1.4387 | -2.8298 | -2.1784 | -1.6573 | -1.1368 | -1.6624 | 0.42445 | 4.4564 | 4.2686 | 2.6965 | 2.8286 | -0.82401 | -0.98426 | -0.17523 | -0.47199 | -0.31716 | -0.26434 | 51.7779 | 50.5414 | 49.2103 | 48.6578 | 48.4009 | 47.8147 | 47.6257 | 48.0647 | 50.5815 | 52.6907 | 55.0219 | 57.2064 | 58.1011 | 59.127 | 59.1575 | 59.8386 | 59.4443 | 58.2028 | 56.5957 | 54.8991 | 54.1582 | 53.2226 | 52.1692 | 51.0709 | 3.1442 | 3.6466 | 3.3958 | 3.9163 | 4.2046 | 3.1539 | 3.5236 | 3.7033 | 4.5004 | 5.2447 | 5.3164 | 4.7623 | 4.0196 | 4.1562 | 4.1923 | 4.195 | 4.2426 | 4.4501 | 4.1611 | 3.6099 | 4.3178 | 3.8167 | 3.7934 | 3.5112
Portfolio Adjusted1-in-2AllSouth of Lugo2015April Monthly Peak | Portfolio Adjusted | 1-in-2 | All | South of Lugo | 2015 | April Monthly Peak | 4 | 110.2538 | 107.0952 | 102.2782 | 102.8676 | 108.5916 | 124.3551 | 148.3135 | 168.2578 | 184.1931 | 196.8435 | 205.0942 | 208.9672 | 207.7154 | 210.1717 | 208.1425 | 200.2476 | 191.2696 | 180.7807 | 166.3362 | 164.0272 | 156.6905 | 145.9119 | 129.39 | 119.1788 | -1.2373 | -1.0657 | -1.1719 | -1.2711 | -1.5193 | -1.1239 | -1.4124 | -1.4132 | -2.8026 | -2.1994 | -1.7079 | -1.1904 | -1.7602 | 0.45284 | 4.7652 | 4.5683 | 2.8489 | 2.9576 | -0.85247 | -1.0004 | -0.17705 | -0.47557 | -0.322 | -0.26761 | 62.0272 | 61.5675 | 60.7961 | 59.6748 | 58.842 | 58.0491 | 57.5602 | 57.7665 | 59.4338 | 62.7783 | 65.7749 | 69.0351 | 71.6561 | 73.6688 | 74.3238 | 74.2192 | 74.4743 | 73.5279 | 72.6165 | 70.6996 | 67.1729 | 65.5019 | 63.8848 | 61.781 | 3.1428 | 3.6407 | 3.3884 | 3.9181 | 4.189 | 3.1572 | 3.4786 | 3.6378 | 4.4571 | 5.2954 | 5.4789 | 4.9868 | 4.2561 | 4.4342 | 4.4829 | 4.4895 | 4.4825 | 4.6531 | 4.3048 | 3.6692 | 4.3624 | 3.8457 | 3.8513 | 3.5546
Portfolio Adjusted1-in-2AllSouth of Lugo2015May Monthly Peak | Portfolio Adjusted | 1-in-2 | All | South of Lugo | 2015 | May Monthly Peak | 5 | 116.1615 | 113.6313 | 108.4317 | 108.9021 | 115.5135 | 131.615 | 155.2168 | 179.7089 | 197.8532 | 212.0314 | 219.9297 | 221.3903 | 217.2544 | 218.1477 | 215.5325 | 206.5594 | 196.5303 | 184.8688 | 170.9604 | 165.2686 | 161.0599 | 150.1327 | 135.0038 | 125.394 | -1.3036 | -1.1307 | -1.2424 | -1.3456 | -1.6162 | -1.1895 | -1.4782 | -1.5094 | -3.0104 | -2.3691 | -1.8315 | -1.2612 | -1.8411 | 0.47003 | 4.9344 | 4.7123 | 2.9273 | 3.0245 | -0.87617 | -1.008 | -0.18198 | -0.48932 | -0.33597 | -0.28157 | 59.044 | 59.1305 | 59.1369 | 58.5076 | 57.9686 | 57.9823 | 58.3101 | 58.9294 | 59.7008 | 61.5045 | 64.5568 | 67.527 | 70.1272 | 71.0969 | 70.827 | 71.7054 | 71.8426 | 70.7134 | 68.7721 | 66.0591 | 63.1198 | 60.7716 | 60.2611 | 59.9006 | 3.3112 | 3.8629 | 3.5923 | 4.1479 | 4.456 | 3.3415 | 3.6405 | 3.8854 | 4.7877 | 5.704 | 5.8752 | 5.2833 | 4.4516 | 4.6025 | 4.6421 | 4.631 | 4.6058 | 4.7583 | 4.4245 | 3.697 | 4.4841 | 3.9569 | 4.0184 | 3.74
Portfolio Adjusted1-in-2AllSouth of Lugo2015June Monthly Peak | Portfolio Adjusted | 1-in-2 | All | South of Lugo | 2015 | June Monthly Peak | 6 | 123.4428 | 119.5741 | 114.7413 | 114.6324 | 122.5626 | 140.3797 | 163.3422 | 186.6645 | 203.9224 | 217.1818 | 225.3009 | 226.9178 | 221.4264 | 222.5613 | 220.8062 | 212.9037 | 203.3322 | 192.4005 | 177.6501 | 171.5008 | 167.6446 | 157.021 | 142.7184 | 132.5719 | -1.3853 | -1.1898 | -1.3147 | -1.4164 | -1.7148 | -1.2687 | -1.5555 | -1.5678 | -3.1028 | -2.4267 | -1.8762 | -1.2927 | -1.8764 | 0.47954 | 5.0552 | 4.857 | 3.0286 | 3.1477 | -0.91045 | -1.046 | -0.18942 | -0.51178 | -0.35516 | -0.29769 | 62.7137 | 62.6263 | 62.1857 | 61.5597 | 61.3606 | 60.8774 | 60.4289 | 60.97 | 63.0565 | 67.5748 | 71.8685 | 75.5656 | 76.156 | 76.0935 | 77.5587 | 77.717 | 79.1591 | 79.2698 | 79.1468 | 75.5282 | 71.2072 | 67.4268 | 65.8223 | 64.6044 | 3.5187 | 4.0649 | 3.8013 | 4.3662 | 4.7279 | 3.564 | 3.8311 | 4.0358 | 4.9346 | 5.8425 | 6.0187 | 5.4152 | 4.5371 | 4.6956 | 4.7557 | 4.7732 | 4.7652 | 4.9521 | 4.5976 | 3.8364 | 4.6674 | 4.1385 | 4.248 | 3.9541
Portfolio Adjusted1-in-2AllSouth of Lugo2015July Monthly Peak | Portfolio Adjusted | 1-in-2 | All | South of Lugo | 2015 | July Monthly Peak | 7 | 126.4844 | 122.7185 | 118.4877 | 118.6799 | 127.4954 | 146.1773 | 172.5637 | 196.7565 | 212.9451 | 225.4913 | 236.3637 | 237.6612 | 232.3553 | 232.4291 | 230.0002 | 224.1336 | 213.8745 | 201.9165 | 185.5807 | 178.0875 | 174.1473 | 162.422 | 146.5548 | 136.2884 | -1.7567 | -1.9539 | -1.7977 | -1.6811 | -1.7574 | -1.4228 | -1.9168 | -1.6867 | -2.2891 | -2.4051 | -2.1669 | -1.5587 | -1.6875 | 0.28255 | 4.8757 | 4.7916 | 3.6699 | 3.3308 | -0.35787 | -1.1043 | -0.92591 | -1.1991 | -1.1676 | -1.1481 | 69.6006 | 68.8635 | 68.555 | 68.4415 | 68.0167 | 67.1606 | 67.0841 | 68.0329 | 70.7411 | 73.4073 | 76.0376 | 79.447 | 80.9501 | 81.4278 | 82.2446 | 82.4384 | 83.178 | 83.41 | 83.814 | 82.3068 | 79.0999 | 74.9019 | 72.3981 | 71.5106 | 3.3431 | 3.8683 | 3.6399 | 4.1915 | 4.5604 | 3.4412 | 3.7529 | 3.9445 | 4.778 | 5.6247 | 5.8549 | 5.259 | 4.4146 | 4.547 | 4.5933 | 4.6594 | 4.6476 | 4.819 | 4.4534 | 3.6939 | 4.4957 | 3.9694 | 4.0448 | 3.7692
Portfolio Adjusted1-in-2AllSouth of Lugo2015August Monthly Peak | Portfolio Adjusted | 1-in-2 | All | South of Lugo | 2015 | August Monthly Peak | 8 | 123.1051 | 119.9676 | 116.0872 | 116.5285 | 124.9414 | 144.4923 | 172.9496 | 195.8973 | 211.8957 | 227.0681 | 240.192 | 242.8022 | 238.1346 | 239.4306 | 236.3074 | 227.6732 | 216.1527 | 204.0103 | 187.2749 | 180.6487 | 173.7646 | 161.2071 | 143.9224 | 133.9487 | -1.7832 | -2.0705 | -1.8578 | -1.6978 | -1.7165 | -1.4289 | -1.9825 | -1.6869 | -2.0659 | -2.3962 | -2.2472 | -1.6392 | -1.6649 | 0.24072 | 4.9198 | 4.7941 | 3.8186 | 3.3715 | -0.22711 | -1.1243 | -1.0868 | -1.3389 | -1.3231 | -1.3136 | 70.2939 | 68.8328 | 68.2846 | 68.6026 | 68.555 | 67.7099 | 67.4967 | 67.4934 | 69.3165 | 73.5777 | 78.0046 | 82.5077 | 84.9213 | 85.587 | 85.8439 | 85.8492 | 87.2826 | 88.4614 | 87.6167 | 82.6076 | 76.9048 | 74.1941 | 72.8875 | 71.6368 | 3.2414 | 3.7672 | 3.5526 | 4.0999 | 4.452 | 3.3886 | 3.747 | 3.9124 | 4.7364 | 5.6426 | 5.9271 | 5.3523 | 4.5072 | 4.6662 | 4.7013 | 4.715 | 4.6792 | 4.8504 | 4.477 | 3.7328 | 4.4688 | 3.9247 | 3.9571 | 3.6904
Portfolio Adjusted1-in-2AllSouth of Lugo2015September Monthly Peak | Portfolio Adjusted | 1-in-2 | All | South of Lugo | 2015 | September Monthly Peak | 9 | 124.3881 | 121.7096 | 117.0969 | 117.6643 | 126.893 | 148.0897 | 180.5316 | 205.6445 | 226.4588 | 244.1524 | 256.6609 | 258.3307 | 253.1248 | 254.3558 | 248.9827 | 237.2086 | 224.6004 | 209.7955 | 192.3659 | 187.7249 | 177.2669 | 163.176 | 145.5845 | 135.2025 | -1.8294 | -2.161 | -1.91 | -1.732 | -1.7411 | -1.473 | -2.0932 | -1.7738 | -2.1239 | -2.5662 | -2.4192 | -1.7626 | -1.7442 | 0.23589 | 5.1486 | 4.9666 | 4.0101 | 3.4695 | -0.1822 | -1.1699 | -1.1703 | -1.4112 | -1.4047 | -1.3953 | 70.1393 | 69.453 | 68.9368 | 68.5519 | 67.9874 | 67.6335 | 67.4003 | 67.3519 | 69.0723 | 73.1264 | 77.1865 | 82.0195 | 85.9394 | 87.7717 | 88.4507 | 88.9116 | 89.3295 | 88.0232 | 87.3167 | 84.9708 | 81.1907 | 77.9652 | 76.0654 | 75.1905 | 3.275 | 3.8217 | 3.5832 | 4.1396 | 4.5213 | 3.4728 | 3.911 | 4.1068 | 5.0616 | 6.0667 | 6.3331 | 5.6943 | 4.7907 | 4.9568 | 4.9532 | 4.9122 | 4.8618 | 4.9877 | 4.5984 | 3.8787 | 4.5586 | 3.9724 | 4.0025 | 3.7247
Portfolio Adjusted1-in-2AllSouth of Lugo2015October Monthly Peak | Portfolio Adjusted | 1-in-2 | All | South of Lugo | 2015 | October Monthly Peak | 10 | 103.806 | 100.6999 | 97.8285 | 98.7567 | 104.0783 | 119.8227 | 144.1667 | 160.8787 | 175.5984 | 190.2068 | 199.7727 | 204.8342 | 205.5953 | 208.0797 | 203.9983 | 194.0487 | 183.7975 | 179.6589 | 167.93 | 159.0467 | 148.8624 | 137.3149 | 122.17 | 114.024 | -1.2486 | -1.1838 | -1.2307 | -1.2742 | -1.4497 | -1.1081 | -1.442 | -1.3597 | -2.4348 | -2.0961 | -1.7143 | -1.2202 | -1.667 | 0.38929 | 4.5659 | 4.3427 | 2.8634 | 2.9466 | -0.69841 | -0.97494 | -0.35656 | -0.61866 | -0.50629 | -0.46893 | 64.2351 | 63.9469 | 63.7306 | 62.4905 | 61.8839 | 61.2487 | 60.6747 | 60.7572 | 61.6143 | 64.7022 | 68.7909 | 74.3523 | 80.413 | 83.6201 | 82.4799 | 81.9436 | 82.2819 | 81.3263 | 78.5117 | 74.2558 | 71.8981 | 70.3044 | 68.6267 | 66.9786 | 2.8665 | 3.3163 | 3.1398 | 3.644 | 3.8894 | 2.9471 | 3.2757 | 3.3696 | 4.1164 | 4.957 | 5.17 | 4.7355 | 4.0811 | 4.2529 | 4.2564 | 4.2146 | 4.1728 | 4.4797 | 4.2103 | 3.4466 | 4.015 | 3.506 | 3.5228 | 3.2946
Portfolio Adjusted1-in-2AllSouth of Lugo2015November Monthly Peak | Portfolio Adjusted | 1-in-2 | All | South of Lugo | 2015 | November Monthly Peak | 11 | 104.2216 | 100.1087 | 97.1152 | 99.0659 | 104.7918 | 120.8246 | 142.8378 | 160.1468 | 176.265 | 188.715 | 196.9955 | 200.0479 | 198.6187 | 199.6507 | 195.9877 | 186.5597 | 177.9241 | 173.5412 | 162.6018 | 154.8622 | 145.7267 | 135.3616 | 119.2618 | 111.1371 | -1.1696 | -0.99614 | -1.1127 | -1.2241 | -1.4662 | -1.092 | -1.3603 | -1.3451 | -2.6819 | -2.1086 | -1.6405 | -1.1396 | -1.6831 | 0.43018 | 4.487 | 4.256 | 2.6501 | 2.8392 | -0.83333 | -0.94453 | -0.16466 | -0.44118 | -0.29679 | -0.24955 | 59.4229 | 58.4533 | 57.6749 | 56.8855 | 55.6992 | 54.5572 | 54.2103 | 54.772 | 57.0943 | 60.0353 | 64.6325 | 68.9716 | 72.2036 | 74.0758 | 75.4664 | 74.8218 | 72.5425 | 69.6714 | 67.3714 | 66.3429 | 65.2328 | 65.0493 | 64.4693 | 64.7668 | 2.9708 | 3.4032 | 3.2174 | 3.7733 | 4.0424 | 3.0676 | 3.3502 | 3.4625 | 4.2653 | 5.0767 | 5.2626 | 4.774 | 4.0697 | 4.2123 | 4.2211 | 4.1826 | 4.1697 | 4.4667 | 4.2082 | 3.4642 | 4.0572 | 3.5676 | 3.5498 | 3.3148
Portfolio Adjusted1-in-2AllSouth of Lugo2015December Monthly Peak | Portfolio Adjusted | 1-in-2 | All | South of Lugo | 2015 | December Monthly Peak | 12 | 99.9009 | 97.2474 | 94.7295 | 95.948 | 100.8751 | 114.2185 | 135.9153 | 150.4185 | 161.9121 | 170.6019 | 174.5599 | 175.3154 | 172.71 | 171.4138 | 167.8182 | 160.189 | 155.4369 | 154.3498 | 146.7413 | 141.1458 | 133.7581 | 126.5221 | 112.5074 | 106.0407 | -1.1211 | -0.96767 | -1.0854 | -1.1856 | -1.4114 | -1.0323 | -1.2944 | -1.2634 | -2.4636 | -1.9062 | -1.4536 | -0.9987 | -1.4636 | 0.36934 | 3.8421 | 3.6544 | 2.3152 | 2.5252 | -0.75205 | -0.86087 | -0.15113 | -0.41237 | -0.27998 | -0.23811 | 52.4211 | 51.1439 | 50.2196 | 49.4245 | 48.9351 | 47.8943 | 48.1876 | 48.4148 | 48.9151 | 52.5157 | 57.012 | 59.992 | 61.6755 | 62.9226 | 63.4153 | 63.7459 | 62.9764 | 60.7744 | 58.7189 | 57.0619 | 55.2993 | 53.1474 | 51.1984 | 49.881 | 2.8477 | 3.3059 | 3.1384 | 3.6545 | 3.8913 | 2.8998 | 3.1878 | 3.2521 | 3.918 | 4.5895 | 4.6632 | 4.1838 | 3.5389 | 3.6165 | 3.6144 | 3.5914 | 3.6427 | 3.9728 | 3.7977 | 3.1573 | 3.724 | 3.3347 | 3.3488 | 3.1628
Portfolio Adjusted1-in-2AllSouth of Lugo2015Typical Event Day | Portfolio Adjusted | 1-in-2 | All | South of Lugo | 2015 | Typical Event Day | 8 | 122.1294 | 119.1432 | 115.3446 | 115.7941 | 124.1551 | 143.4377 | 171.1051 | 192.8884 | 207.6462 | 222.0456 | 234.6409 | 237.1889 | 232.4104 | 233.6995 | 230.6886 | 222.3134 | 211.2032 | 199.5774 | 183.7475 | 177.4904 | 171.2178 | 159.1236 | 142.4117 | 132.6286 | -1.6665 | -1.8321 | -1.7109 | -1.6211 | -1.7137 | -1.387 | -1.8759 | -1.6505 | -2.3167 | -2.3787 | -2.1331 | -1.5369 | -1.7136 | 0.30411 | 4.926 | 4.7817 | 3.5804 | 3.2897 | -0.40792 | -1.0989 | -0.84493 | -1.1149 | -1.0634 | -1.0425 | 68.1869 | 67.4439 | 66.9905 | 66.7889 | 66.4799 | 65.8453 | 65.6025 | 65.9621 | 68.0466 | 71.9215 | 75.7743 | 79.8849 | 81.9917 | 82.72 | 83.5245 | 83.7291 | 84.7373 | 84.7911 | 84.4736 | 81.3533 | 77.1006 | 73.622 | 71.7933 | 70.7356 | 3.2379 | 3.7671 | 3.5541 | 4.1021 | 4.4545 | 3.3871 | 3.7326 | 3.8788 | 4.6733 | 5.5557 | 5.83 | 5.2646 | 4.4292 | 4.5859 | 4.6211 | 4.6357 | 4.6035 | 4.7777 | 4.4229 | 3.6927 | 4.4336 | 3.9007 | 3.9425 | 3.6792
Portfolio Adjusted1-in-2AllSouth of Lugo2016January Monthly Peak | Portfolio Adjusted | 1-in-2 | All | South of Lugo | 2016 | January Monthly Peak | 1 | 103.2356 | 100.4136 | 97.6661 | 98.2007 | 104.1591 | 118.9322 | 145.7822 | 163.3654 | 175.4321 | 184.1069 | 187.1219 | 187.2322 | 184.7649 | 184.831 | 180.3609 | 171.1094 | 165.4111 | 165.0839 | 157.3987 | 153.0447 | 144.8112 | 134.3164 | 118.2999 | 111.0022 | -1.1585 | -0.99918 | -1.119 | -1.2134 | -1.4573 | -1.0749 | -1.3883 | -1.3721 | -2.6693 | -2.0571 | -1.5583 | -1.0666 | -1.5657 | 0.39824 | 4.1292 | 3.9035 | 2.4638 | 2.7008 | -0.80666 | -0.93345 | -0.16362 | -0.43777 | -0.2944 | -0.24925 | 48.2539 | 47.2538 | 46.0304 | 45.5299 | 45.3454 | 45.6849 | 45.4361 | 45.6141 | 46.5439 | 48.6394 | 52.4284 | 55.3111 | 56.9855 | 58.2512 | 58.6529 | 58.7594 | 58.6258 | 57.0416 | 55.5183 | 54.0416 | 53.2085 | 52.0367 | 51.0755 | 49.6359 | 2.9427 | 3.4136 | 3.2356 | 3.7403 | 4.018 | 3.0195 | 3.4192 | 3.5321 | 4.2451 | 4.9528 | 4.9988 | 4.4682 | 3.7859 | 3.8996 | 3.8846 | 3.8362 | 3.8765 | 4.249 | 4.0735 | 3.4235 | 4.0317 | 3.5401 | 3.5212 | 3.3107
Portfolio Adjusted1-in-2AllSouth of Lugo2016February Monthly Peak | Portfolio Adjusted | 1-in-2 | All | South of Lugo | 2016 | February Monthly Peak | 2 | 102.7494 | 99.9675 | 97.2471 | 97.8575 | 103.67 | 118.456 | 144.3782 | 161.1018 | 172.8972 | 182.1731 | 186.0481 | 187.0118 | 185.0585 | 185.5557 | 181.2233 | 172.0025 | 165.7325 | 165.0312 | 157.1648 | 152.2186 | 144.0031 | 133.5985 | 118.0845 | 110.7493 | -1.1531 | -0.99474 | -1.1142 | -1.2091 | -1.4505 | -1.0706 | -1.3749 | -1.3531 | -2.6307 | -2.0355 | -1.5493 | -1.0653 | -1.5682 | 0.39981 | 4.149 | 3.9239 | 2.4685 | 2.6999 | -0.80547 | -0.92841 | -0.16271 | -0.43543 | -0.29386 | -0.24868 | 51.5751 | 51.2872 | 51.0125 | 50.7479 | 50.4249 | 50.0008 | 49.7461 | 49.7238 | 50.4787 | 52.5865 | 54.3521 | 56.0914 | 56.676 | 56.7487 | 56.7219 | 55.6342 | 55.532 | 55.2547 | 53.8628 | 52.8979 | 52.0705 | 51.8522 | 50.6065 | 49.143 | 2.9289 | 3.3984 | 3.2218 | 3.7273 | 3.9991 | 3.0074 | 3.3863 | 3.4831 | 4.1838 | 4.9007 | 4.9701 | 4.4629 | 3.7919 | 3.9149 | 3.9031 | 3.8563 | 3.884 | 4.2477 | 4.0674 | 3.405 | 4.0092 | 3.5212 | 3.5148 | 3.3032
Portfolio Adjusted1-in-2AllSouth of Lugo2016March Monthly Peak | Portfolio Adjusted | 1-in-2 | All | South of Lugo | 2016 | March Monthly Peak | 3 | 110.3038 | 107.2698 | 102.5003 | 102.8195 | 108.9978 | 124.2236 | 150.2318 | 171.2865 | 185.9802 | 194.9588 | 199.0107 | 199.5594 | 196.1714 | 196.9935 | 194.651 | 187.113 | 181.0339 | 172.8946 | 160.7831 | 161.3755 | 155.0862 | 144.8132 | 127.4451 | 117.723 | -1.2378 | -1.0674 | -1.1744 | -1.2705 | -1.525 | -1.1227 | -1.4307 | -1.4387 | -2.8298 | -2.1784 | -1.6573 | -1.1368 | -1.6624 | 0.42445 | 4.4564 | 4.2686 | 2.6965 | 2.8286 | -0.82401 | -0.98426 | -0.17523 | -0.47199 | -0.31716 | -0.26434 | 51.7779 | 50.5414 | 49.2103 | 48.6578 | 48.4009 | 47.8147 | 47.6257 | 48.0647 | 50.5815 | 52.6907 | 55.0219 | 57.2064 | 58.1011 | 59.127 | 59.1575 | 59.8386 | 59.4443 | 58.2028 | 56.5957 | 54.8991 | 54.1582 | 53.2226 | 52.1692 | 51.0709 | 3.1442 | 3.6466 | 3.3958 | 3.9163 | 4.2047 | 3.1539 | 3.5236 | 3.7033 | 4.5004 | 5.2447 | 5.3164 | 4.7623 | 4.0196 | 4.1562 | 4.1923 | 4.195 | 4.2426 | 4.4501 | 4.1611 | 3.6099 | 4.3178 | 3.8167 | 3.7934 | 3.5112
Portfolio Adjusted1-in-2AllSouth of Lugo2016April Monthly Peak | Portfolio Adjusted | 1-in-2 | All | South of Lugo | 2016 | April Monthly Peak | 4 | 110.2538 | 107.0952 | 102.2782 | 102.8676 | 108.5916 | 124.355 | 148.3135 | 168.2578 | 184.1931 | 196.8435 | 205.0942 | 208.9672 | 207.7154 | 210.1717 | 208.1425 | 200.2476 | 191.2696 | 180.7807 | 166.3362 | 164.0272 | 156.6905 | 145.9119 | 129.39 | 119.1788 | -1.2373 | -1.0657 | -1.1719 | -1.2711 | -1.5193 | -1.1239 | -1.4124 | -1.4132 | -2.8026 | -2.1994 | -1.7079 | -1.1904 | -1.7602 | 0.45284 | 4.7652 | 4.5683 | 2.8489 | 2.9576 | -0.85247 | -1.0004 | -0.17705 | -0.47557 | -0.322 | -0.26761 | 62.0272 | 61.5675 | 60.7961 | 59.6748 | 58.842 | 58.0491 | 57.5602 | 57.7665 | 59.4338 | 62.7783 | 65.7749 | 69.0351 | 71.6561 | 73.6688 | 74.3238 | 74.2192 | 74.4743 | 73.5279 | 72.6165 | 70.6996 | 67.1729 | 65.5019 | 63.8848 | 61.781 | 3.1428 | 3.6407 | 3.3884 | 3.9181 | 4.189 | 3.1572 | 3.4786 | 3.6378 | 4.4571 | 5.2954 | 5.4789 | 4.9868 | 4.2561 | 4.4342 | 4.4829 | 4.4895 | 4.4825 | 4.6531 | 4.3048 | 3.6692 | 4.3624 | 3.8457 | 3.8513 | 3.5546
Portfolio Adjusted1-in-2AllSouth of Lugo2016May Monthly Peak | Portfolio Adjusted | 1-in-2 | All | South of Lugo | 2016 | May Monthly Peak | 5 | 116.1615 | 113.6313 | 108.4317 | 108.9021 | 115.5135 | 131.615 | 155.2168 | 179.7089 | 197.8532 | 212.0314 | 219.9297 | 221.3903 | 217.2544 | 218.1477 | 215.5325 | 206.5594 | 196.5303 | 184.8689 | 170.9604 | 165.2686 | 161.0599 | 150.1327 | 135.0038 | 125.394 | -1.3036 | -1.1307 | -1.2424 | -1.3456 | -1.6162 | -1.1895 | -1.4782 | -1.5094 | -3.0104 | -2.3691 | -1.8315 | -1.2612 | -1.8411 | 0.47003 | 4.9344 | 4.7123 | 2.9273 | 3.0245 | -0.87617 | -1.008 | -0.18198 | -0.48932 | -0.33597 | -0.28157 | 59.044 | 59.1306 | 59.1369 | 58.5076 | 57.9686 | 57.9823 | 58.3101 | 58.9294 | 59.7008 | 61.5045 | 64.5568 | 67.5271 | 70.1272 | 71.0969 | 70.827 | 71.7054 | 71.8426 | 70.7134 | 68.7721 | 66.0591 | 63.1198 | 60.7716 | 60.2611 | 59.9006 | 3.3112 | 3.8629 | 3.5923 | 4.1479 | 4.456 | 3.3415 | 3.6405 | 3.8854 | 4.7877 | 5.704 | 5.8752 | 5.2833 | 4.4516 | 4.6025 | 4.6421 | 4.631 | 4.6058 | 4.7583 | 4.4245 | 3.697 | 4.4841 | 3.9569 | 4.0184 | 3.74
Portfolio Adjusted1-in-2AllSouth of Lugo2016June Monthly Peak | Portfolio Adjusted | 1-in-2 | All | South of Lugo | 2016 | June Monthly Peak | 6 | 123.4428 | 119.5741 | 114.7413 | 114.6324 | 122.5626 | 140.3797 | 163.3422 | 186.6645 | 203.9225 | 217.1818 | 225.3009 | 226.9178 | 221.4264 | 222.5613 | 220.8062 | 212.9037 | 203.3322 | 192.4005 | 177.6501 | 171.5008 | 167.6445 | 157.021 | 142.7184 | 132.5719 | -1.3853 | -1.1898 | -1.3147 | -1.4164 | -1.7148 | -1.2687 | -1.5555 | -1.5678 | -3.1028 | -2.4267 | -1.8762 | -1.2927 | -1.8764 | 0.47954 | 5.0552 | 4.857 | 3.0286 | 3.1477 | -0.91045 | -1.046 | -0.18942 | -0.51178 | -0.35516 | -0.29769 | 62.7137 | 62.6263 | 62.1857 | 61.5597 | 61.3606 | 60.8774 | 60.4289 | 60.97 | 63.0565 | 67.5748 | 71.8685 | 75.5656 | 76.156 | 76.0935 | 77.5587 | 77.717 | 79.1591 | 79.2698 | 79.1468 | 75.5282 | 71.2072 | 67.4268 | 65.8223 | 64.6044 | 3.5187 | 4.0649 | 3.8013 | 4.3662 | 4.7279 | 3.564 | 3.8311 | 4.0358 | 4.9346 | 5.8425 | 6.0187 | 5.4152 | 4.5371 | 4.6956 | 4.7557 | 4.7732 | 4.7652 | 4.9521 | 4.5976 | 3.8364 | 4.6674 | 4.1385 | 4.248 | 3.9541
Portfolio Adjusted1-in-2AllSouth of Lugo2016July Monthly Peak | Portfolio Adjusted | 1-in-2 | All | South of Lugo | 2016 | July Monthly Peak | 7 | 126.4844 | 122.7185 | 118.4877 | 118.6799 | 127.4954 | 146.1773 | 172.5637 | 196.7565 | 212.9451 | 225.4913 | 236.3637 | 237.6612 | 232.3554 | 232.4291 | 230.0002 | 224.1337 | 213.8744 | 201.9165 | 185.5807 | 178.0875 | 174.1474 | 162.422 | 146.5548 | 136.2884 | -1.7567 | -1.9539 | -1.7977 | -1.6811 | -1.7574 | -1.4228 | -1.9168 | -1.6867 | -2.2891 | -2.4051 | -2.1669 | -1.5587 | -1.6875 | 0.28255 | 4.8757 | 4.7916 | 3.6699 | 3.3308 | -0.35787 | -1.1043 | -0.92591 | -1.1991 | -1.1676 | -1.1481 | 69.6006 | 68.8635 | 68.555 | 68.4415 | 68.0167 | 67.1605 | 67.0841 | 68.0329 | 70.7411 | 73.4073 | 76.0376 | 79.447 | 80.9501 | 81.4278 | 82.2446 | 82.4384 | 83.178 | 83.41 | 83.814 | 82.3068 | 79.0999 | 74.9019 | 72.3981 | 71.5106 | 3.3431 | 3.8683 | 3.6399 | 4.1915 | 4.5604 | 3.4412 | 3.7529 | 3.9445 | 4.778 | 5.6247 | 5.8549 | 5.259 | 4.4146 | 4.547 | 4.5933 | 4.6594 | 4.6476 | 4.819 | 4.4534 | 3.6939 | 4.4957 | 3.9694 | 4.0448 | 3.7692
Portfolio Adjusted1-in-2AllSouth of Lugo2016August Monthly Peak | Portfolio Adjusted | 1-in-2 | All | South of Lugo | 2016 | August Monthly Peak | 8 | 123.1051 | 119.9676 | 116.0872 | 116.5285 | 124.9414 | 144.4923 | 172.9496 | 195.8973 | 211.8957 | 227.0681 | 240.192 | 242.8022 | 238.1346 | 239.4306 | 236.3074 | 227.6732 | 216.1527 | 204.0103 | 187.2749 | 180.6487 | 173.7646 | 161.2071 | 143.9224 | 133.9487 | -1.7832 | -2.0705 | -1.8578 | -1.6978 | -1.7165 | -1.4289 | -1.9825 | -1.6869 | -2.0659 | -2.3962 | -2.2472 | -1.6392 | -1.6649 | 0.24072 | 4.9198 | 4.7941 | 3.8186 | 3.3715 | -0.22711 | -1.1243 | -1.0868 | -1.3389 | -1.3231 | -1.3136 | 70.2939 | 68.8328 | 68.2846 | 68.6026 | 68.555 | 67.7099 | 67.4967 | 67.4934 | 69.3165 | 73.5777 | 78.0046 | 82.5077 | 84.9213 | 85.587 | 85.8439 | 85.8492 | 87.2826 | 88.4614 | 87.6167 | 82.6076 | 76.9048 | 74.1941 | 72.8875 | 71.6368 | 3.2414 | 3.7672 | 3.5526 | 4.0999 | 4.452 | 3.3886 | 3.747 | 3.9124 | 4.7364 | 5.6426 | 5.9271 | 5.3523 | 4.5072 | 4.6662 | 4.7013 | 4.715 | 4.6792 | 4.8504 | 4.477 | 3.7328 | 4.4688 | 3.9247 | 3.9571 | 3.6904
Portfolio Adjusted1-in-2AllSouth of Lugo2016September Monthly Peak | Portfolio Adjusted | 1-in-2 | All | South of Lugo | 2016 | September Monthly Peak | 9 | 124.3881 | 121.7096 | 117.0969 | 117.6643 | 126.893 | 148.0898 | 180.5316 | 205.6445 | 226.4588 | 244.1524 | 256.6609 | 258.3307 | 253.1248 | 254.3558 | 248.9827 | 237.2086 | 224.6004 | 209.7955 | 192.3659 | 187.7249 | 177.2669 | 163.176 | 145.5845 | 135.2025 | -1.8294 | -2.161 | -1.91 | -1.732 | -1.7411 | -1.473 | -2.0932 | -1.7738 | -2.1239 | -2.5662 | -2.4192 | -1.7626 | -1.7442 | 0.23589 | 5.1486 | 4.9666 | 4.0101 | 3.4695 | -0.1822 | -1.1699 | -1.1703 | -1.4112 | -1.4047 | -1.3953 | 70.1393 | 69.453 | 68.9368 | 68.5519 | 67.9874 | 67.6335 | 67.4003 | 67.3519 | 69.0723 | 73.1264 | 77.1865 | 82.0195 | 85.9394 | 87.7717 | 88.4507 | 88.9116 | 89.3295 | 88.0232 | 87.3167 | 84.9708 | 81.1907 | 77.9652 | 76.0654 | 75.1905 | 3.275 | 3.8217 | 3.5832 | 4.1396 | 4.5213 | 3.4728 | 3.911 | 4.1068 | 5.0616 | 6.0667 | 6.3331 | 5.6943 | 4.7907 | 4.9568 | 4.9532 | 4.9122 | 4.8618 | 4.9877 | 4.5984 | 3.8787 | 4.5586 | 3.9724 | 4.0025 | 3.7247
Portfolio Adjusted1-in-2AllSouth of Lugo2016October Monthly Peak | Portfolio Adjusted | 1-in-2 | All | South of Lugo | 2016 | October Monthly Peak | 10 | 103.806 | 100.6999 | 97.8285 | 98.7567 | 104.0783 | 119.8227 | 144.1667 | 160.8787 | 175.5984 | 190.2068 | 199.7727 | 204.8342 | 205.5952 | 208.0797 | 203.9983 | 194.0487 | 183.7975 | 179.6589 | 167.93 | 159.0467 | 148.8624 | 137.3149 | 122.17 | 114.024 | -1.2486 | -1.1838 | -1.2307 | -1.2742 | -1.4497 | -1.1081 | -1.442 | -1.3597 | -2.4348 | -2.0961 | -1.7143 | -1.2202 | -1.667 | 0.38929 | 4.5659 | 4.3427 | 2.8634 | 2.9466 | -0.69841 | -0.97494 | -0.35656 | -0.61866 | -0.50629 | -0.46893 | 64.2351 | 63.9469 | 63.7306 | 62.4905 | 61.8839 | 61.2487 | 60.6747 | 60.7572 | 61.6144 | 64.7022 | 68.7909 | 74.3523 | 80.413 | 83.6201 | 82.4799 | 81.9436 | 82.2819 | 81.3263 | 78.5118 | 74.2558 | 71.898 | 70.3044 | 68.6267 | 66.9786 | 2.8665 | 3.3163 | 3.1398 | 3.644 | 3.8894 | 2.9471 | 3.2757 | 3.3696 | 4.1164 | 4.957 | 5.17 | 4.7355 | 4.0811 | 4.2529 | 4.2564 | 4.2146 | 4.1728 | 4.4797 | 4.2103 | 3.4466 | 4.015 | 3.506 | 3.5228 | 3.2946
Portfolio Adjusted1-in-2AllSouth of Lugo2016November Monthly Peak | Portfolio Adjusted | 1-in-2 | All | South of Lugo | 2016 | November Monthly Peak | 11 | 104.2216 | 100.1087 | 97.1152 | 99.0659 | 104.7918 | 120.8246 | 142.8378 | 160.1468 | 176.265 | 188.715 | 196.9955 | 200.0479 | 198.6186 | 199.6507 | 195.9877 | 186.5598 | 177.9241 | 173.5412 | 162.6018 | 154.8622 | 145.7267 | 135.3616 | 119.2617 | 111.1371 | -1.1696 | -0.99614 | -1.1127 | -1.2241 | -1.4662 | -1.092 | -1.3603 | -1.3451 | -2.6819 | -2.1086 | -1.6405 | -1.1396 | -1.6831 | 0.43018 | 4.487 | 4.256 | 2.6501 | 2.8392 | -0.83333 | -0.94453 | -0.16466 | -0.44118 | -0.29679 | -0.24955 | 59.4229 | 58.4533 | 57.6749 | 56.8855 | 55.6992 | 54.5572 | 54.2103 | 54.772 | 57.0943 | 60.0353 | 64.6325 | 68.9716 | 72.2036 | 74.0758 | 75.4664 | 74.8218 | 72.5425 | 69.6714 | 67.3714 | 66.3429 | 65.2328 | 65.0493 | 64.4693 | 64.7668 | 2.9708 | 3.4032 | 3.2174 | 3.7733 | 4.0424 | 3.0676 | 3.3502 | 3.4625 | 4.2653 | 5.0767 | 5.2626 | 4.774 | 4.0697 | 4.2123 | 4.2211 | 4.1826 | 4.1697 | 4.4667 | 4.2082 | 3.4642 | 4.0572 | 3.5676 | 3.5498 | 3.3148
Portfolio Adjusted1-in-2AllSouth of Lugo2016December Monthly Peak | Portfolio Adjusted | 1-in-2 | All | South of Lugo | 2016 | December Monthly Peak | 12 | 99.9009 | 97.2474 | 94.7295 | 95.948 | 100.8751 | 114.2185 | 135.9153 | 150.4185 | 161.9121 | 170.6019 | 174.5599 | 175.3154 | 172.71 | 171.4139 | 167.8182 | 160.189 | 155.4369 | 154.3498 | 146.7413 | 141.1458 | 133.7581 | 126.5221 | 112.5074 | 106.0407 | -1.1211 | -0.96767 | -1.0854 | -1.1856 | -1.4114 | -1.0323 | -1.2944 | -1.2634 | -2.4636 | -1.9062 | -1.4536 | -0.9987 | -1.4636 | 0.36934 | 3.8421 | 3.6544 | 2.3152 | 2.5252 | -0.75205 | -0.86087 | -0.15113 | -0.41237 | -0.27998 | -0.23811 | 52.4211 | 51.1439 | 50.2196 | 49.4245 | 48.9351 | 47.8943 | 48.1876 | 48.4148 | 48.9151 | 52.5157 | 57.012 | 59.992 | 61.6755 | 62.9226 | 63.4152 | 63.7459 | 62.9764 | 60.7744 | 58.7189 | 57.0619 | 55.2993 | 53.1474 | 51.1984 | 49.881 | 2.8477 | 3.3059 | 3.1384 | 3.6545 | 3.8913 | 2.8998 | 3.1878 | 3.2521 | 3.918 | 4.5895 | 4.6632 | 4.1838 | 3.5389 | 3.6165 | 3.6144 | 3.5914 | 3.6427 | 3.9728 | 3.7977 | 3.1573 | 3.724 | 3.3347 | 3.3488 | 3.1628
Portfolio Adjusted1-in-2AllSouth of Lugo2016Typical Event Day | Portfolio Adjusted | 1-in-2 | All | South of Lugo | 2016 | Typical Event Day | 8 | 122.1294 | 119.1432 | 115.3446 | 115.7941 | 124.1551 | 143.4377 | 171.1051 | 192.8884 | 207.6462 | 222.0456 | 234.6409 | 237.1889 | 232.4104 | 233.6995 | 230.6886 | 222.3134 | 211.2032 | 199.5774 | 183.7475 | 177.4904 | 171.2178 | 159.1236 | 142.4117 | 132.6286 | -1.6665 | -1.8321 | -1.7109 | -1.6211 | -1.7137 | -1.387 | -1.8759 | -1.6505 | -2.3167 | -2.3787 | -2.1331 | -1.5369 | -1.7136 | 0.30411 | 4.926 | 4.7817 | 3.5804 | 3.2897 | -0.40792 | -1.0989 | -0.84493 | -1.1149 | -1.0634 | -1.0425 | 68.1869 | 67.4439 | 66.9905 | 66.7889 | 66.4799 | 65.8453 | 65.6025 | 65.9621 | 68.0466 | 71.9215 | 75.7743 | 79.885 | 81.9917 | 82.72 | 83.5245 | 83.7291 | 84.7373 | 84.7911 | 84.4736 | 81.3533 | 77.1007 | 73.622 | 71.7933 | 70.7356 | 3.2379 | 3.7671 | 3.5541 | 4.1021 | 4.4545 | 3.3871 | 3.7326 | 3.8788 | 4.6733 | 5.5557 | 5.83 | 5.2646 | 4.4292 | 4.5859 | 4.6211 | 4.6357 | 4.6035 | 4.7777 | 4.4229 | 3.6927 | 4.4336 | 3.9007 | 3.9425 | 3.6792
Portfolio Adjusted1-in-2AllSouth of Lugo2017January Monthly Peak | Portfolio Adjusted | 1-in-2 | All | South of Lugo | 2017 | January Monthly Peak | 1 | 103.2356 | 100.4136 | 97.6661 | 98.2007 | 104.1591 | 118.9322 | 145.7822 | 163.3654 | 175.4321 | 184.1069 | 187.1219 | 187.2322 | 184.7649 | 184.831 | 180.3609 | 171.1094 | 165.4111 | 165.0839 | 157.3987 | 153.0447 | 144.8112 | 134.3164 | 118.2999 | 111.0022 | -1.1585 | -0.99918 | -1.119 | -1.2134 | -1.4573 | -1.0749 | -1.3883 | -1.3721 | -2.6693 | -2.0571 | -1.5583 | -1.0666 | -1.5657 | 0.39824 | 4.1292 | 3.9035 | 2.4638 | 2.7008 | -0.80666 | -0.93345 | -0.16362 | -0.43777 | -0.2944 | -0.24925 | 48.2539 | 47.2538 | 46.0304 | 45.5299 | 45.3454 | 45.6849 | 45.4361 | 45.6141 | 46.5439 | 48.6394 | 52.4284 | 55.3111 | 56.9855 | 58.2512 | 58.6529 | 58.7594 | 58.6258 | 57.0416 | 55.5183 | 54.0416 | 53.2085 | 52.0367 | 51.0755 | 49.6359 | 2.9427 | 3.4136 | 3.2356 | 3.7403 | 4.018 | 3.0195 | 3.4192 | 3.5321 | 4.2451 | 4.9528 | 4.9988 | 4.4682 | 3.7859 | 3.8996 | 3.8846 | 3.8362 | 3.8765 | 4.249 | 4.0735 | 3.4235 | 4.0317 | 3.5401 | 3.5212 | 3.3107
Portfolio Adjusted1-in-2AllSouth of Lugo2017February Monthly Peak | Portfolio Adjusted | 1-in-2 | All | South of Lugo | 2017 | February Monthly Peak | 2 | 102.7494 | 99.9675 | 97.2471 | 97.8575 | 103.67 | 118.456 | 144.3782 | 161.1018 | 172.8972 | 182.1731 | 186.0481 | 187.0118 | 185.0586 | 185.5557 | 181.2233 | 172.0025 | 165.7325 | 165.0312 | 157.1648 | 152.2186 | 144.0031 | 133.5985 | 118.0845 | 110.7493 | -1.1531 | -0.99474 | -1.1142 | -1.2091 | -1.4505 | -1.0706 | -1.3749 | -1.3531 | -2.6307 | -2.0355 | -1.5493 | -1.0653 | -1.5682 | 0.39981 | 4.149 | 3.9239 | 2.4685 | 2.6999 | -0.80547 | -0.92841 | -0.16271 | -0.43543 | -0.29386 | -0.24868 | 51.5751 | 51.2872 | 51.0125 | 50.7479 | 50.4249 | 50.0008 | 49.7461 | 49.7238 | 50.4787 | 52.5865 | 54.3521 | 56.0914 | 56.676 | 56.7487 | 56.7219 | 55.6342 | 55.532 | 55.2547 | 53.8628 | 52.8979 | 52.0705 | 51.8522 | 50.6065 | 49.143 | 2.9289 | 3.3984 | 3.2218 | 3.7273 | 3.9991 | 3.0074 | 3.3863 | 3.4831 | 4.1838 | 4.9007 | 4.9701 | 4.4629 | 3.7919 | 3.9149 | 3.9031 | 3.8563 | 3.884 | 4.2477 | 4.0674 | 3.405 | 4.0092 | 3.5212 | 3.5148 | 3.3032
Portfolio Adjusted1-in-2AllSouth of Lugo2017March Monthly Peak | Portfolio Adjusted | 1-in-2 | All | South of Lugo | 2017 | March Monthly Peak | 3 | 110.3038 | 107.2698 | 102.5003 | 102.8195 | 108.9978 | 124.2236 | 150.2318 | 171.2865 | 185.9802 | 194.9588 | 199.0107 | 199.5594 | 196.1714 | 196.9935 | 194.651 | 187.113 | 181.0339 | 172.8946 | 160.7831 | 161.3755 | 155.0862 | 144.8132 | 127.4451 | 117.723 | -1.2378 | -1.0674 | -1.1744 | -1.2705 | -1.525 | -1.1227 | -1.4307 | -1.4387 | -2.8298 | -2.1784 | -1.6573 | -1.1368 | -1.6624 | 0.42445 | 4.4564 | 4.2686 | 2.6965 | 2.8286 | -0.82401 | -0.98426 | -0.17523 | -0.47199 | -0.31716 | -0.26434 | 51.7779 | 50.5414 | 49.2103 | 48.6578 | 48.4009 | 47.8147 | 47.6257 | 48.0647 | 50.5815 | 52.6907 | 55.0218 | 57.2064 | 58.1011 | 59.127 | 59.1575 | 59.8386 | 59.4443 | 58.2028 | 56.5957 | 54.8991 | 54.1582 | 53.2226 | 52.1692 | 51.0709 | 3.1442 | 3.6466 | 3.3958 | 3.9163 | 4.2047 | 3.1539 | 3.5236 | 3.7033 | 4.5004 | 5.2447 | 5.3164 | 4.7623 | 4.0196 | 4.1562 | 4.1923 | 4.195 | 4.2426 | 4.4501 | 4.1611 | 3.6099 | 4.3178 | 3.8167 | 3.7934 | 3.5112
Portfolio Adjusted1-in-2AllSouth of Lugo2017April Monthly Peak | Portfolio Adjusted | 1-in-2 | All | South of Lugo | 2017 | April Monthly Peak | 4 | 3.8514 | 3.6742 | 3.5659 | 3.558 | 3.6456 | 4.0023 | 4.4567 | 4.8394 | 5.5402 | 6.1843 | 6.6739 | 6.9756 | 7.1745 | 7.3119 | 7.3794 | 7.2593 | 6.9619 | 6.4492 | 5.8338 | 5.8258 | 5.6224 | 5.2139 | 4.6484 | 4.21 | -0.011581 | -0.009975 | -0.010969 | -0.011898 | -0.014222 | -0.01052 | -0.013221 | -0.013228 | -0.026233 | -0.020587 | -0.015987 | -0.011143 | -0.016476 | 0.0042388 | 0.13273 | 0.13014 | 0.11069 | 0.10498 | -0.0079794 | -0.0093644 | -0.0016572 | -0.0044515 | -0.003014 | -0.0025049 | 61.8965 | 61.4543 | 60.7007 | 59.6592 | 58.8897 | 58.0931 | 57.6221 | 57.8155 | 59.5342 | 62.7806 | 65.7937 | 68.8824 | 71.2397 | 72.947 | 73.5626 | 73.7088 | 73.9451 | 73.1042 | 72.2983 | 70.4675 | 67.144 | 65.7899 | 64.2572 | 61.7644 | 0.059468 | 0.05909 | 0.054307 | 0.056339 | 0.059447 | 0.063689 | 0.085381 | 0.10095 | 0.11643 | 0.13208 | 0.13633 | 0.13948 | 0.1438 | 0.15784 | 0.16507 | 0.16749 | 0.16638 | 0.14986 | 0.1317 | 0.10126 | 0.092145 | 0.081001 | 0.068451 | 0.058886
Portfolio Adjusted1-in-2AllSouth of Lugo2017May Monthly Peak | Portfolio Adjusted | 1-in-2 | All | South of Lugo | 2017 | May Monthly Peak | 5 | 3.9723 | 3.8052 | 3.6853 | 3.6851 | 3.7649 | 4.1067 | 4.5012 | 5.0642 | 5.8369 | 6.5373 | 7.0067 | 7.2693 | 7.338 | 7.4392 | 7.465 | 7.3225 | 7.0321 | 6.4764 | 5.8934 | 5.6884 | 5.6551 | 5.2614 | 4.7281 | 4.3027 | -0.012202 | -0.010584 | -0.011629 | -0.012595 | -0.015128 | -0.011134 | -0.013836 | -0.014129 | -0.028179 | -0.022176 | -0.017143 | -0.011805 | -0.017233 | 0.0043997 | 0.13454 | 0.13156 | 0.11177 | 0.10541 | -0.0082013 | -0.0094353 | -0.0017034 | -0.0045803 | -0.0031448 | -0.0026356 | 59.481 | 59.5309 | 59.5381 | 59.0038 | 58.5152 | 58.5279 | 58.7925 | 59.3513 | 60.0704 | 61.626 | 64.3693 | 67.2281 | 69.4953 | 70.2417 | 70.0525 | 71.0276 | 71.1011 | 70.0481 | 68.1196 | 65.5419 | 62.9309 | 60.8619 | 60.3666 | 60.0606 | 0.06048 | 0.060503 | 0.055615 | 0.057918 | 0.061285 | 0.06475 | 0.086326 | 0.10219 | 0.11806 | 0.13412 | 0.13834 | 0.14104 | 0.14497 | 0.15898 | 0.16621 | 0.16859 | 0.16744 | 0.15082 | 0.13263 | 0.10178 | 0.093016 | 0.081786 | 0.069528 | 0.060077
Portfolio Adjusted1-in-2AllSouth of Lugo2017June Monthly Peak | Portfolio Adjusted | 1-in-2 | All | South of Lugo | 2017 | June Monthly Peak | 6 | 4.0947 | 3.9184 | 3.81 | 3.8034 | 3.9004 | 4.2415 | 4.6401 | 5.2672 | 6.0952 | 6.8828 | 7.4325 | 7.7603 | 7.9081 | 8.0527 | 8.1027 | 7.9677 | 7.651 | 7.0324 | 6.2909 | 5.9235 | 5.8813 | 5.4689 | 4.9178 | 4.4558 | -0.012967 | -0.011137 | -0.012306 | -0.013258 | -0.016051 | -0.011876 | -0.01456 | -0.014676 | -0.029043 | -0.022714 | -0.017562 | -0.0121 | -0.017564 | 0.0044887 | 0.14532 | 0.14241 | 0.12174 | 0.11444 | -0.0085222 | -0.0097911 | -0.0017731 | -0.0047904 | -0.0033245 | -0.0027864 | 63.0475 | 62.9345 | 62.4402 | 61.8908 | 61.7146 | 61.2841 | 60.8916 | 61.3973 | 63.2926 | 67.3652 | 71.6649 | 75.1644 | 75.3311 | 75.1347 | 76.4146 | 76.8361 | 78.187 | 78.5453 | 78.5782 | 74.8266 | 70.656 | 67.1585 | 65.7397 | 64.5645 | 0.061276 | 0.061459 | 0.056644 | 0.059149 | 0.062883 | 0.065534 | 0.086679 | 0.10225 | 0.11808 | 0.13407 | 0.13829 | 0.14085 | 0.14453 | 0.15848 | 0.16571 | 0.16814 | 0.16704 | 0.15067 | 0.13254 | 0.10178 | 0.093431 | 0.082243 | 0.070469 | 0.061069
Portfolio Adjusted1-in-2AllSouth of Lugo2017July Monthly Peak | Portfolio Adjusted | 1-in-2 | All | South of Lugo | 2017 | July Monthly Peak | 7 | 4.2813 | 4.1137 | 4.0059 | 3.9875 | 4.0794 | 4.4878 | 4.9863 | 5.6998 | 6.6708 | 7.6003 | 8.2926 | 8.6603 | 8.7902 | 8.9275 | 8.9137 | 8.7796 | 8.4233 | 7.6997 | 6.834 | 6.3816 | 6.2751 | 5.817 | 5.1709 | 4.6737 | -0.016443 | -0.01829 | -0.016827 | -0.015736 | -0.01645 | -0.013318 | -0.017942 | -0.015788 | -0.021427 | -0.022513 | -0.020283 | -0.01459 | -0.015796 | 0.0026448 | 0.15578 | 0.15358 | 0.13898 | 0.12572 | -0.0033498 | -0.010337 | -0.0086669 | -0.011224 | -0.010929 | -0.010746 | 69.4997 | 68.8007 | 68.5018 | 68.3635 | 67.9612 | 67.1798 | 67.1074 | 67.9971 | 70.5787 | 73.1977 | 75.6171 | 78.9472 | 80.3494 | 80.5886 | 81.4513 | 81.8469 | 82.4076 | 82.7818 | 83.4288 | 81.7107 | 78.4304 | 74.2338 | 72.117 | 71.2896 | 0.060374 | 0.060307 | 0.05568 | 0.058006 | 0.061764 | 0.064918 | 0.086322 | 0.10187 | 0.11744 | 0.13316 | 0.13758 | 0.14024 | 0.14409 | 0.15798 | 0.16519 | 0.16774 | 0.16663 | 0.15018 | 0.13202 | 0.10125 | 0.092633 | 0.081459 | 0.069375 | 0.060005
Portfolio Adjusted1-in-2AllSouth of Lugo2017August Monthly Peak | Portfolio Adjusted | 1-in-2 | All | South of Lugo | 2017 | August Monthly Peak | 8 | 4.274 | 4.1135 | 4.0029 | 3.986 | 4.0925 | 4.5521 | 5.0978 | 5.7194 | 6.71 | 7.6784 | 8.4512 | 8.8641 | 9.0233 | 9.161 | 9.1584 | 8.975 | 8.5488 | 7.7961 | 6.8957 | 6.5885 | 6.3494 | 5.8054 | 5.1416 | 4.6523 | -0.016692 | -0.019381 | -0.017389 | -0.015892 | -0.016067 | -0.013375 | -0.018557 | -0.01579 | -0.019338 | -0.022429 | -0.021035 | -0.015344 | -0.015584 | 0.0022533 | 0.15919 | 0.15625 | 0.14204 | 0.12721 | -0.0021258 | -0.010524 | -0.010173 | -0.012533 | -0.012385 | -0.012296 | 69.7611 | 68.5155 | 68.0525 | 68.3898 | 68.3148 | 67.5416 | 67.2472 | 67.2692 | 69.1922 | 73.3393 | 77.8533 | 82.2555 | 84.1463 | 84.4452 | 84.7754 | 84.9046 | 86.3609 | 87.7139 | 86.9931 | 81.6859 | 76.3073 | 73.7094 | 72.3863 | 71.1815 | 0.059968 | 0.059815 | 0.055248 | 0.057488 | 0.061128 | 0.064765 | 0.086432 | 0.10192 | 0.11748 | 0.13343 | 0.13806 | 0.14077 | 0.14459 | 0.15855 | 0.16573 | 0.16817 | 0.16699 | 0.15052 | 0.13231 | 0.10154 | 0.092654 | 0.081388 | 0.06902 | 0.059647
Portfolio Adjusted1-in-2AllSouth of Lugo2017September Monthly Peak | Portfolio Adjusted | 1-in-2 | All | South of Lugo | 2017 | September Monthly Peak | 9 | 4.3114 | 4.1549 | 4.0329 | 4.0237 | 4.1406 | 4.6047 | 5.2718 | 5.8651 | 6.9052 | 7.8971 | 8.6409 | 9.0361 | 9.2 | 9.3478 | 9.3263 | 9.0774 | 8.6571 | 7.8646 | 6.9889 | 6.8336 | 6.3589 | 5.8322 | 5.1787 | 4.6943 | -0.017123 | -0.020227 | -0.017879 | -0.016213 | -0.016297 | -0.013788 | -0.019593 | -0.016603 | -0.019881 | -0.02402 | -0.022645 | -0.016498 | -0.016327 | 0.002208 | 0.16208 | 0.15801 | 0.1443 | 0.1284 | -0.0017055 | -0.010951 | -0.010955 | -0.013209 | -0.013148 | -0.013061 | 69.8573 | 69.1976 | 68.6823 | 68.318 | 67.7728 | 67.4437 | 67.1825 | 67.0718 | 68.9828 | 73.0071 | 77.1085 | 81.8269 | 85.0911 | 86.5337 | 87.4557 | 88.2329 | 88.5087 | 87.3354 | 86.6931 | 84.659 | 80.8239 | 77.5466 | 75.7155 | 74.7549 | 0.060084 | 0.060078 | 0.055386 | 0.057706 | 0.061539 | 0.065106 | 0.086995 | 0.1025 | 0.11856 | 0.13494 | 0.13952 | 0.14182 | 0.14525 | 0.15918 | 0.16622 | 0.1685 | 0.16729 | 0.15078 | 0.13255 | 0.10193 | 0.092963 | 0.081526 | 0.069201 | 0.059794
Portfolio Adjusted1-in-2AllSouth of Lugo2017October Monthly Peak | Portfolio Adjusted | 1-in-2 | All | South of Lugo | 2017 | October Monthly Peak | 10 | 3.8856 | 3.7482 | 3.6566 | 3.649 | 3.7201 | 4.0854 | 4.7314 | 5.0698 | 5.7449 | 6.538 | 7.1491 | 7.5653 | 7.8275 | 8.0145 | 8.0501 | 7.8351 | 7.4218 | 6.818 | 6.4284 | 6.126 | 5.7058 | 5.245 | 4.6613 | 4.2408 | -0.011687 | -0.01108 | -0.01152 | -0.011927 | -0.01357 | -0.010372 | -0.013497 | -0.012727 | -0.022791 | -0.01962 | -0.016047 | -0.011422 | -0.015604 | 0.0036439 | 0.14244 | 0.13827 | 0.11933 | 0.11095 | -0.0065374 | -0.0091258 | -0.0033375 | -0.0057909 | -0.0047391 | -0.0043894 | 64.1563 | 63.7337 | 63.4495 | 62.4429 | 61.8985 | 61.2546 | 60.7379 | 60.661 | 61.4938 | 64.5922 | 68.6405 | 74.1959 | 80.2846 | 83.0332 | 81.7966 | 81.4071 | 81.7546 | 80.5376 | 77.7817 | 73.9696 | 71.7903 | 70.2044 | 68.4973 | 66.8369 | 0.05814 | 0.057312 | 0.052908 | 0.054637 | 0.057567 | 0.0627 | 0.084528 | 0.099953 | 0.11512 | 0.1307 | 0.13503 | 0.13847 | 0.14309 | 0.15711 | 0.16424 | 0.16655 | 0.16536 | 0.14912 | 0.1312 | 0.10039 | 0.090601 | 0.079507 | 0.066782 | 0.057464
Portfolio Adjusted1-in-2AllSouth of Lugo2017November Monthly Peak | Portfolio Adjusted | 1-in-2 | All | South of Lugo | 2017 | November Monthly Peak | 11 | 3.7512 | 3.6273 | 3.5414 | 3.5472 | 3.6518 | 4.0156 | 4.4271 | 4.7876 | 5.4421 | 6.0905 | 6.5459 | 6.8108 | 6.931 | 7.0206 | 7.0011 | 6.7528 | 6.537 | 6.5366 | 6.0533 | 5.6877 | 5.34 | 4.9277 | 4.4254 | 4.0614 | -0.010948 | -0.0093243 | -0.010415 | -0.011458 | -0.013724 | -0.010221 | -0.012733 | -0.012591 | -0.025104 | -0.019737 | -0.015355 | -0.010667 | -0.015755 | 0.0040266 | 0.12568 | 0.12104 | 0.10423 | 0.10724 | -0.0078003 | -0.0088412 | -0.0015413 | -0.0041296 | -0.0027781 | -0.0023359 | 59.2394 | 58.241 | 57.4534 | 56.637 | 55.4566 | 54.6342 | 54.2002 | 54.5725 | 56.766 | 59.8913 | 64.5055 | 68.7084 | 71.7941 | 73.5632 | 74.8066 | 74.2257 | 72.0876 | 69.3857 | 66.9587 | 65.9192 | 64.7747 | 64.6009 | 64.0278 | 64.7526 | 0.058951 | 0.05807 | 0.053598 | 0.055657 | 0.058749 | 0.063595 | 0.085354 | 0.10093 | 0.11639 | 0.13199 | 0.13626 | 0.13955 | 0.1441 | 0.15816 | 0.16536 | 0.1677 | 0.16657 | 0.15016 | 0.13212 | 0.10114 | 0.091349 | 0.080259 | 0.067301 | 0.057884
Portfolio Adjusted1-in-2AllSouth of Lugo2017December Monthly Peak | Portfolio Adjusted | 1-in-2 | All | South of Lugo | 2017 | December Monthly Peak | 12 | 3.8147 | 3.6951 | 3.5945 | 3.5891 | 3.6977 | 4.0501 | 4.6651 | 4.9752 | 5.5313 | 6.0183 | 6.2576 | 6.3121 | 6.277 | 6.236 | 6.1616 | 6.0129 | 6.0444 | 6.2011 | 5.7857 | 5.509 | 5.2112 | 4.8736 | 4.4226 | 4.0978 | -0.010829 | -0.0093467 | -0.010483 | -0.011451 | -0.013632 | -0.0099708 | -0.012502 | -0.012203 | -0.023795 | -0.018412 | -0.014041 | -0.0096464 | -0.014137 | 0.0035674 | 0.11072 | 0.10787 | 0.096654 | 0.10192 | -0.0072639 | -0.0083151 | -0.0014598 | -0.0039831 | -0.0027043 | -0.0022999 | 52.4527 | 51.1792 | 50.2022 | 49.4397 | 48.9626 | 47.9332 | 48.1688 | 48.3254 | 48.8432 | 52.4837 | 57.0134 | 60.0003 | 61.7273 | 62.8507 | 63.2576 | 63.6487 | 62.8109 | 60.6883 | 58.6135 | 57.0358 | 55.2388 | 53.2331 | 51.3621 | 49.9314 | 0.058814 | 0.058117 | 0.053713 | 0.055648 | 0.05859 | 0.063286 | 0.085155 | 0.10062 | 0.1157 | 0.13089 | 0.13481 | 0.13825 | 0.14313 | 0.15712 | 0.16434 | 0.16674 | 0.16573 | 0.14925 | 0.13135 | 0.10055 | 0.090542 | 0.079781 | 0.066875 | 0.057633
Portfolio Adjusted1-in-2AllSouth of Lugo2017Typical Event Day | Portfolio Adjusted | 1-in-2 | All | South of Lugo | 2017 | Typical Event Day | 8 | 4.2385 | 4.0816 | 3.9748 | 3.9589 | 4.0638 | 4.5186 | 5.0535 | 5.6393 | 6.5732 | 7.4963 | 8.2308 | 8.6254 | 8.774 | 8.9096 | 8.9112 | 8.735 | 8.3233 | 7.598 | 6.7417 | 6.4575 | 6.2486 | 5.7276 | 5.083 | 4.604 | -0.015599 | -0.017149 | -0.016015 | -0.015174 | -0.016041 | -0.012983 | -0.017559 | -0.015449 | -0.021685 | -0.022265 | -0.019967 | -0.014386 | -0.01604 | 0.0028466 | 0.15601 | 0.15298 | 0.13683 | 0.12385 | -0.0038183 | -0.010287 | -0.0079089 | -0.010436 | -0.0099539 | -0.0097579 | 68.0414 | 67.3621 | 66.9192 | 66.7405 | 66.4408 | 65.8623 | 65.6072 | 65.9339 | 68.0116 | 71.7273 | 75.5609 | 79.5485 | 81.2295 | 81.6755 | 82.5242 | 82.9551 | 83.866 | 84.0941 | 83.9233 | 80.7205 | 76.5544 | 73.1621 | 71.4896 | 70.4476 | 0.059906 | 0.059774 | 0.055221 | 0.057469 | 0.06111 | 0.064707 | 0.086304 | 0.10172 | 0.11715 | 0.133 | 0.13758 | 0.14035 | 0.14424 | 0.1582 | 0.16538 | 0.16781 | 0.16665 | 0.15018 | 0.13202 | 0.10132 | 0.09243 | 0.08122 | 0.068897 | 0.059546
Portfolio Adjusted1-in-2AllSouth of Lugo2018January Monthly Peak | Portfolio Adjusted | 1-in-2 | All | South of Lugo | 2018 | January Monthly Peak | 1 | 3.8762 | 3.7479 | 3.6459 | 3.6466 | 3.7772 | 4.1791 | 4.8955 | 5.2734 | 5.9054 | 6.3281 | 6.4878 | 6.4645 | 6.4087 | 6.3822 | 6.2982 | 6.0816 | 5.9219 | 6.1874 | 5.9003 | 5.6545 | 5.3465 | 5.0079 | 4.5303 | 4.2208 | -0.01119 | -0.009651 | -0.010808 | -0.01172 | -0.014076 | -0.010382 | -0.01341 | -0.013253 | -0.025782 | -0.019869 | -0.015051 | -0.010302 | -0.015123 | 0.0038466 | 0.11399 | 0.10988 | 0.094453 | 0.10177 | -0.0077915 | -0.0090161 | -0.0015804 | -0.0042284 | -0.0028435 | -0.0024075 | 48.3286 | 47.3079 | 46.2279 | 45.8765 | 45.8038 | 46.0915 | 45.7148 | 45.7182 | 46.5654 | 48.7127 | 52.4582 | 55.3565 | 56.9772 | 58.264 | 58.6034 | 58.7126 | 58.6074 | 57.0049 | 55.56 | 54.1388 | 53.2727 | 52.0413 | 51.0141 | 49.645 | 0.060374 | 0.059686 | 0.055143 | 0.056991 | 0.060225 | 0.065055 | 0.087795 | 0.10372 | 0.1193 | 0.13494 | 0.13884 | 0.14217 | 0.14702 | 0.16141 | 0.16876 | 0.17116 | 0.17011 | 0.15337 | 0.13507 | 0.10359 | 0.093618 | 0.082233 | 0.068945 | 0.059412
Portfolio Adjusted1-in-2AllSouth of Lugo2018February Monthly Peak | Portfolio Adjusted | 1-in-2 | All | South of Lugo | 2018 | February Monthly Peak | 2 | 3.8543 | 3.7176 | 3.6166 | 3.6252 | 3.7471 | 4.142 | 4.7607 | 5.1757 | 5.8031 | 6.2658 | 6.4931 | 6.5389 | 6.5613 | 6.5424 | 6.4935 | 6.3055 | 6.1402 | 6.1573 | 6.0253 | 5.7142 | 5.3812 | 5.0349 | 4.5541 | 4.2277 | -0.011137 | -0.0096081 | -0.010762 | -0.011679 | -0.01401 | -0.010341 | -0.01328 | -0.01307 | -0.02541 | -0.019661 | -0.014965 | -0.01029 | -0.015147 | 0.0038617 | 0.11723 | 0.11349 | 0.097837 | 0.10092 | -0.0077799 | -0.0089674 | -0.0015716 | -0.0042058 | -0.0028384 | -0.002402 | 51.6902 | 51.3711 | 51.0725 | 50.7791 | 50.4575 | 49.9962 | 49.7315 | 49.6371 | 50.3783 | 52.5824 | 54.381 | 56.046 | 56.6081 | 56.698 | 56.6289 | 55.5856 | 55.5403 | 55.2579 | 53.899 | 52.9222 | 52.1361 | 51.8761 | 50.5492 | 49.2223 | 0.059635 | 0.059008 | 0.054529 | 0.056421 | 0.0596 | 0.064251 | 0.08659 | 0.10223 | 0.11758 | 0.13307 | 0.13699 | 0.1403 | 0.14506 | 0.15925 | 0.16649 | 0.16885 | 0.1678 | 0.15132 | 0.13329 | 0.10219 | 0.092413 | 0.081177 | 0.068164 | 0.058767
Portfolio Adjusted1-in-2AllSouth of Lugo2018March Monthly Peak | Portfolio Adjusted | 1-in-2 | All | South of Lugo | 2018 | March Monthly Peak | 3 | 3.9525 | 3.7783 | 3.6682 | 3.6493 | 3.779 | 4.1665 | 4.8106 | 5.2303 | 5.8665 | 6.3252 | 6.5653 | 6.591 | 6.5925 | 6.6053 | 6.5813 | 6.4625 | 6.263 | 6.0269 | 5.6962 | 5.8301 | 5.5363 | 5.1784 | 4.6752 | 4.2936 | -0.011956 | -0.01031 | -0.011343 | -0.012271 | -0.01473 | -0.010844 | -0.013819 | -0.013896 | -0.027332 | -0.02104 | -0.016007 | -0.01098 | -0.016057 | 0.0040997 | 0.11937 | 0.11694 | 0.099553 | 0.098344 | -0.007959 | -0.0095068 | -0.0016926 | -0.0045589 | -0.0030634 | -0.0025533 | 51.8091 | 50.6437 | 49.401 | 48.8416 | 48.5646 | 48.0994 | 47.947 | 48.3218 | 50.7043 | 52.9451 | 55.1552 | 57.0941 | 58.0727 | 59.0477 | 59.0837 | 59.5562 | 59.1899 | 58.052 | 56.476 | 54.8693 | 54.2256 | 53.3377 | 52.3677 | 51.2946 | 0.060995 | 0.060678 | 0.05578 | 0.057852 | 0.061163 | 0.065289 | 0.087661 | 0.10364 | 0.11944 | 0.13516 | 0.13911 | 0.14217 | 0.14665 | 0.16096 | 0.16834 | 0.17082 | 0.16981 | 0.15293 | 0.13448 | 0.10354 | 0.094273 | 0.082916 | 0.069926 | 0.06019
Portfolio Adjusted1-in-2AllSouth of Lugo2018April Monthly Peak | Portfolio Adjusted | 1-in-2 | All | South of Lugo | 2018 | April Monthly Peak | 4 | 5.4026 | 5.1819 | 5.005 | 5.0058 | 5.1755 | 5.7568 | 6.5539 | 7.2218 | 8.1447 | 8.9638 | 9.5666 | 9.9204 | 10.0981 | 10.2692 | 10.3063 | 10.0728 | 9.6488 | 8.9907 | 8.1737 | 8.1322 | 7.8248 | 7.2651 | 6.467 | 5.886 | -0.02945 | -0.025365 | -0.027893 | -0.030254 | -0.036164 | -0.026751 | -0.033619 | -0.033638 | -0.066708 | -0.052351 | -0.040652 | -0.028334 | -0.041897 | 0.010779 | 0.20027 | 0.19484 | 0.15061 | 0.14657 | -0.020291 | -0.023813 | -0.0042141 | -0.01132 | -0.0076643 | -0.0063698 | 61.8984 | 61.4559 | 60.7021 | 59.6594 | 58.889 | 58.0925 | 57.6212 | 57.8148 | 59.5327 | 62.7806 | 65.7934 | 68.8846 | 71.2458 | 72.9575 | 73.5737 | 73.7162 | 73.9528 | 73.1104 | 72.3029 | 70.4709 | 67.1445 | 65.7857 | 64.2517 | 61.7647 | 0.090496 | 0.098855 | 0.091607 | 0.10234 | 0.109 | 0.093478 | 0.1136 | 0.12755 | 0.15076 | 0.17448 | 0.18028 | 0.17569 | 0.16971 | 0.18347 | 0.19009 | 0.19221 | 0.1912 | 0.17953 | 0.16052 | 0.12821 | 0.13194 | 0.11615 | 0.10813 | 0.097215
Portfolio Adjusted1-in-2AllSouth of Lugo2018May Monthly Peak | Portfolio Adjusted | 1-in-2 | All | South of Lugo | 2018 | May Monthly Peak | 5 | 5.6079 | 5.4063 | 5.2123 | 5.2191 | 5.394 | 5.9656 | 6.6984 | 7.6103 | 8.6362 | 9.5331 | 10.1108 | 10.3909 | 10.3982 | 10.511 | 10.4983 | 10.2271 | 9.7946 | 9.0771 | 8.2998 | 8.0148 | 7.9207 | 7.3734 | 6.6274 | 6.068 | -0.031028 | -0.026913 | -0.029571 | -0.032029 | -0.038469 | -0.028313 | -0.035184 | -0.035928 | -0.071655 | -0.05639 | -0.043593 | -0.030019 | -0.043821 | 0.011188 | 0.20451 | 0.19834 | 0.15282 | 0.14796 | -0.020855 | -0.023993 | -0.0043316 | -0.011647 | -0.0079968 | -0.006702 | 59.4746 | 59.525 | 59.5323 | 58.9966 | 58.5072 | 58.52 | 58.7855 | 59.3452 | 60.065 | 61.6242 | 64.372 | 67.2324 | 69.5045 | 70.2542 | 70.0638 | 71.0375 | 71.1119 | 70.0578 | 68.1291 | 65.5494 | 62.9337 | 60.8606 | 60.365 | 60.0583 | 0.093972 | 0.10363 | 0.096004 | 0.10743 | 0.11492 | 0.097196 | 0.11669 | 0.13194 | 0.15675 | 0.18202 | 0.18762 | 0.18099 | 0.17306 | 0.1864 | 0.19288 | 0.19475 | 0.19349 | 0.18163 | 0.16281 | 0.129 | 0.13447 | 0.11846 | 0.11166 | 0.10119
Portfolio Adjusted1-in-2AllSouth of Lugo2018June Monthly Peak | Portfolio Adjusted | 1-in-2 | All | South of Lugo | 2018 | June Monthly Peak | 6 | 5.8347 | 5.6045 | 5.4272 | 5.4191 | 5.6303 | 6.2262 | 6.9537 | 7.9117 | 8.9792 | 9.9486 | 10.6087 | 10.9553 | 11.0209 | 11.1799 | 11.2036 | 10.9554 | 10.5037 | 9.7348 | 8.789 | 8.3374 | 8.2396 | 7.6783 | 6.9267 | 6.3235 | -0.032973 | -0.028321 | -0.031292 | -0.033714 | -0.040816 | -0.030199 | -0.037026 | -0.037318 | -0.073853 | -0.05776 | -0.044658 | -0.030768 | -0.044663 | 0.011414 | 0.21689 | 0.21114 | 0.16411 | 0.15866 | -0.021671 | -0.024898 | -0.0045087 | -0.012181 | -0.0084538 | -0.0070856 | 63.0427 | 62.93 | 62.4365 | 61.886 | 61.7094 | 61.2782 | 60.8848 | 61.3911 | 63.2892 | 67.3683 | 71.6678 | 75.1702 | 75.3431 | 75.1486 | 76.4313 | 76.849 | 78.2012 | 78.5558 | 78.5865 | 74.8368 | 70.6641 | 67.1625 | 65.7409 | 64.5651 | 0.098018 | 0.10781 | 0.10036 | 0.11214 | 0.12084 | 0.10142 | 0.11984 | 0.13414 | 0.15895 | 0.18409 | 0.18977 | 0.18271 | 0.17377 | 0.18709 | 0.19379 | 0.19602 | 0.19501 | 0.18399 | 0.16503 | 0.13094 | 0.13771 | 0.12171 | 0.11623 | 0.10559
Portfolio Adjusted1-in-2AllSouth of Lugo2018July Monthly Peak | Portfolio Adjusted | 1-in-2 | All | South of Lugo | 2018 | July Monthly Peak | 7 | 6.0629 | 5.8428 | 5.6749 | 5.6595 | 5.8786 | 6.5534 | 7.4293 | 8.4851 | 9.6779 | 10.7768 | 11.6176 | 11.9988 | 12.0495 | 12.1858 | 12.1368 | 11.9191 | 11.4185 | 10.5311 | 9.4399 | 8.8848 | 8.7224 | 8.1001 | 7.232 | 6.5925 | -0.041813 | -0.046508 | -0.042788 | -0.040014 | -0.041831 | -0.033866 | -0.045625 | -0.040147 | -0.054485 | -0.057248 | -0.051578 | -0.0371 | -0.040167 | 0.0067254 | 0.22459 | 0.22119 | 0.19046 | 0.17245 | -0.0085182 | -0.026285 | -0.022039 | -0.028541 | -0.027791 | -0.027326 | 69.5012 | 68.8016 | 68.5026 | 68.3646 | 67.962 | 67.1795 | 67.1071 | 67.9977 | 70.5811 | 73.2008 | 75.6232 | 78.9545 | 80.3581 | 80.6009 | 81.4629 | 81.8555 | 82.4188 | 82.791 | 83.4344 | 81.7193 | 78.4402 | 74.2435 | 72.1211 | 71.2928 | 0.094449 | 0.10362 | 0.096899 | 0.10829 | 0.11712 | 0.098964 | 0.11839 | 0.13255 | 0.15615 | 0.18014 | 0.18677 | 0.18004 | 0.17189 | 0.18491 | 0.19145 | 0.19436 | 0.19329 | 0.18189 | 0.16271 | 0.12855 | 0.1344 | 0.11845 | 0.11203 | 0.10167
Portfolio Adjusted1-in-2AllSouth of Lugo2018August Monthly Peak | Portfolio Adjusted | 1-in-2 | All | South of Lugo | 2018 | August Monthly Peak | 8 | 6.0064 | 5.8025 | 5.6369 | 5.6267 | 5.8543 | 6.5922 | 7.5448 | 8.4919 | 9.7013 | 10.8768 | 11.8296 | 12.2745 | 12.3634 | 12.518 | 12.4699 | 12.1633 | 11.5754 | 10.6566 | 9.5254 | 9.126 | 8.79 | 8.0709 | 7.1649 | 6.5373 | -0.042445 | -0.049284 | -0.044219 | -0.040412 | -0.040856 | -0.034011 | -0.047188 | -0.040152 | -0.049174 | -0.057035 | -0.053489 | -0.039018 | -0.039628 | 0.0057298 | 0.22859 | 0.22386 | 0.19564 | 0.1745 | -0.0054057 | -0.026761 | -0.025868 | -0.03187 | -0.031494 | -0.031268 | 69.7689 | 68.5201 | 68.0559 | 68.3929 | 68.3183 | 67.5441 | 67.2509 | 67.2724 | 69.1941 | 73.3427 | 77.8555 | 82.2591 | 84.1576 | 84.4619 | 84.791 | 84.9183 | 86.3743 | 87.7248 | 87.0022 | 81.6993 | 76.316 | 73.7164 | 72.3936 | 71.1881 | 0.092471 | 0.10152 | 0.095082 | 0.10631 | 0.11477 | 0.097989 | 0.11838 | 0.13213 | 0.15557 | 0.18061 | 0.18821 | 0.18176 | 0.17344 | 0.1868 | 0.19317 | 0.19536 | 0.19396 | 0.18256 | 0.16324 | 0.12931 | 0.13398 | 0.11768 | 0.1103 | 0.10006
Portfolio Adjusted1-in-2AllSouth of Lugo2018September Monthly Peak | Portfolio Adjusted | 1-in-2 | All | South of Lugo | 2018 | September Monthly Peak | 9 | 6.062 | 5.8687 | 5.6812 | 5.6804 | 5.9302 | 6.6965 | 7.8268 | 8.7776 | 10.1059 | 11.3413 | 12.2566 | 12.6704 | 12.7561 | 12.9197 | 12.8201 | 12.4032 | 11.8053 | 10.8085 | 9.6914 | 9.4707 | 8.8505 | 8.126 | 7.2256 | 6.5969 | -0.043543 | -0.051436 | -0.045464 | -0.041227 | -0.041442 | -0.035062 | -0.049822 | -0.04222 | -0.050554 | -0.061081 | -0.057583 | -0.041953 | -0.041516 | 0.0056148 | 0.23478 | 0.22811 | 0.20066 | 0.1771 | -0.0043368 | -0.027847 | -0.027856 | -0.03359 | -0.033435 | -0.033212 | 69.8614 | 69.2013 | 68.686 | 68.3214 | 67.776 | 67.4464 | 67.1856 | 67.0758 | 68.9842 | 73.0089 | 77.1096 | 81.8297 | 85.1035 | 86.5517 | 87.4702 | 88.2428 | 88.5207 | 87.3454 | 86.7022 | 84.6636 | 80.8292 | 77.5527 | 75.7206 | 74.7613 | 0.093111 | 0.10265 | 0.095712 | 0.10716 | 0.11627 | 0.099613 | 0.1213 | 0.13536 | 0.1612 | 0.18816 | 0.19548 | 0.18746 | 0.17759 | 0.19088 | 0.19658 | 0.19796 | 0.19636 | 0.18454 | 0.16505 | 0.13165 | 0.13564 | 0.11854 | 0.11119 | 0.10075
Portfolio Adjusted1-in-2AllSouth of Lugo2018October Monthly Peak | Portfolio Adjusted | 1-in-2 | All | South of Lugo | 2018 | October Monthly Peak | 10 | 5.3423 | 5.1616 | 5.0295 | 5.0355 | 5.1831 | 5.7727 | 6.7642 | 7.3412 | 8.2211 | 9.2156 | 9.9573 | 10.4412 | 10.7106 | 10.9311 | 10.9067 | 10.5499 | 9.9931 | 9.3378 | 8.7828 | 8.3553 | 7.7928 | 7.1704 | 6.3744 | 5.8413 | -0.029719 | -0.028176 | -0.029293 | -0.03033 | -0.034506 | -0.026376 | -0.034322 | -0.032363 | -0.057954 | -0.049892 | -0.040805 | -0.029044 | -0.039678 | 0.009266 | 0.20692 | 0.19957 | 0.15934 | 0.15229 | -0.016624 | -0.023206 | -0.008487 | -0.014725 | -0.012051 | -0.011162 | 64.1574 | 63.7368 | 63.4536 | 62.4435 | 61.8983 | 61.2546 | 60.737 | 60.6624 | 61.4955 | 64.5938 | 68.6427 | 74.1982 | 80.2865 | 83.0417 | 81.8066 | 81.4149 | 81.7623 | 80.5491 | 77.7924 | 73.9738 | 71.7919 | 70.2059 | 68.4992 | 66.839 | 0.085081 | 0.092113 | 0.086398 | 0.096395 | 0.10248 | 0.089438 | 0.11002 | 0.12316 | 0.14501 | 0.16858 | 0.17486 | 0.17151 | 0.16704 | 0.18077 | 0.18686 | 0.18838 | 0.18691 | 0.17679 | 0.1589 | 0.12452 | 0.12543 | 0.1098 | 0.10152 | 0.091829
Portfolio Adjusted1-in-2AllSouth of Lugo2018November Monthly Peak | Portfolio Adjusted | 1-in-2 | All | South of Lugo | 2018 | November Monthly Peak | 11 | 5.2159 | 5.0338 | 4.9055 | 4.9397 | 5.1263 | 5.7185 | 6.4449 | 7.0525 | 7.9325 | 8.7529 | 9.3224 | 9.6279 | 9.7255 | 9.8288 | 9.7563 | 9.3741 | 9.0356 | 8.9713 | 8.3355 | 7.8625 | 7.3866 | 6.8292 | 6.0995 | 5.6224 | -0.027839 | -0.023711 | -0.026485 | -0.029136 | -0.034898 | -0.025992 | -0.032378 | -0.032017 | -0.063836 | -0.050189 | -0.039047 | -0.027125 | -0.040062 | 0.010239 | 0.18926 | 0.18132 | 0.14134 | 0.14707 | -0.019835 | -0.022482 | -0.0039192 | -0.010501 | -0.0070643 | -0.00594 | 59.2421 | 58.2441 | 57.4567 | 56.6406 | 55.4602 | 54.6331 | 54.2004 | 54.5754 | 56.7708 | 59.8934 | 64.5073 | 68.7123 | 71.8001 | 73.5706 | 74.8162 | 74.2343 | 72.0942 | 69.3899 | 66.9647 | 65.9254 | 64.7814 | 64.6074 | 64.0342 | 64.7528 | 0.087316 | 0.094079 | 0.088168 | 0.099313 | 0.10592 | 0.091967 | 0.11171 | 0.12516 | 0.14803 | 0.17125 | 0.1771 | 0.17287 | 0.16775 | 0.1812 | 0.18743 | 0.18903 | 0.18792 | 0.17748 | 0.15961 | 0.12535 | 0.1266 | 0.11128 | 0.1023 | 0.092433
Portfolio Adjusted1-in-2AllSouth of Lugo2018December Monthly Peak | Portfolio Adjusted | 1-in-2 | All | South of Lugo | 2018 | December Monthly Peak | 12 | 5.2594 | 5.1018 | 4.9648 | 4.9779 | 5.1589 | 5.7067 | 6.6386 | 7.1622 | 7.8827 | 8.4931 | 8.7882 | 8.8533 | 8.7796 | 8.7197 | 8.5923 | 8.3311 | 8.2907 | 8.4287 | 7.9052 | 7.5484 | 7.144 | 6.7028 | 6.0478 | 5.6306 | -0.027523 | -0.023756 | -0.026646 | -0.029105 | -0.034649 | -0.025343 | -0.031776 | -0.031016 | -0.06048 | -0.046797 | -0.035687 | -0.024518 | -0.035931 | 0.0090672 | 0.16682 | 0.16119 | 0.13001 | 0.13835 | -0.018463 | -0.021134 | -0.0037104 | -0.010124 | -0.0068736 | -0.0058456 | 52.4522 | 51.1787 | 50.2025 | 49.4394 | 48.9622 | 47.9326 | 48.1691 | 48.3267 | 48.8443 | 52.4841 | 57.0134 | 60.0001 | 61.7265 | 62.8518 | 63.2599 | 63.6502 | 62.8134 | 60.6896 | 58.615 | 57.0362 | 55.2397 | 53.2318 | 51.3596 | 49.9306 | 0.086657 | 0.094205 | 0.088565 | 0.099222 | 0.10529 | 0.090514 | 0.11063 | 0.12345 | 0.14439 | 0.16556 | 0.16961 | 0.16586 | 0.16214 | 0.17507 | 0.18136 | 0.18324 | 0.18288 | 0.17232 | 0.15532 | 0.12213 | 0.1227 | 0.10895 | 0.10041 | 0.091356
Portfolio Adjusted1-in-2AllSouth of Lugo2018Typical Event Day | Portfolio Adjusted | 1-in-2 | All | South of Lugo | 2018 | Typical Event Day | 8 | 5.9572 | 5.759 | 5.5984 | 5.5892 | 5.8146 | 6.5438 | 7.4742 | 8.3691 | 9.5045 | 10.6241 | 11.5315 | 11.9575 | 12.0343 | 12.1867 | 12.1444 | 11.8487 | 11.281 | 10.3968 | 9.3222 | 8.9509 | 8.6536 | 7.9638 | 7.0851 | 6.4704 | -0.039666 | -0.043608 | -0.040723 | -0.038586 | -0.040791 | -0.033015 | -0.044651 | -0.039285 | -0.055143 | -0.056618 | -0.050774 | -0.036582 | -0.040788 | 0.0072386 | 0.22555 | 0.22046 | 0.18704 | 0.17 | -0.0097095 | -0.026158 | -0.020111 | -0.026537 | -0.025312 | -0.024813 | 68.0435 | 67.3633 | 66.9203 | 66.7412 | 66.4414 | 65.8621 | 65.6071 | 65.9343 | 68.0121 | 71.7302 | 75.564 | 79.5534 | 81.2406 | 81.6908 | 82.5388 | 82.9664 | 83.8787 | 84.1043 | 83.9313 | 80.7298 | 76.5624 | 73.1688 | 71.4941 | 70.4518 | 0.092372 | 0.1015 | 0.095095 | 0.10634 | 0.1148 | 0.097925 | 0.11807 | 0.1315 | 0.15441 | 0.17899 | 0.1864 | 0.1802 | 0.17219 | 0.18555 | 0.19194 | 0.19415 | 0.1928 | 0.18136 | 0.16231 | 0.12858 | 0.13327 | 0.11718 | 0.10997 | 0.099802
Portfolio Adjusted1-in-2AllSouth of Lugo2019January Monthly Peak | Portfolio Adjusted | 1-in-2 | All | South of Lugo | 2019 | January Monthly Peak | 1 | 5.3702 | 5.2014 | 5.0596 | 5.0683 | 5.2866 | 5.9046 | 7.0139 | 7.6506 | 8.4545 | 9.0013 | 9.2039 | 9.1826 | 9.0905 | 9.0654 | 8.9155 | 8.5631 | 8.32 | 8.5766 | 8.1783 | 7.8707 | 7.4436 | 6.9523 | 6.2409 | 5.8264 | -0.028442 | -0.02453 | -0.027472 | -0.029789 | -0.035777 | -0.026389 | -0.034083 | -0.033686 | -0.065531 | -0.050502 | -0.038255 | -0.026185 | -0.038439 | 0.0097769 | 0.17437 | 0.16692 | 0.13008 | 0.14085 | -0.019804 | -0.022916 | -0.004017 | -0.010747 | -0.0072275 | -0.0061191 | 48.3275 | 47.3071 | 46.225 | 45.8713 | 45.7969 | 46.0854 | 45.7106 | 45.7166 | 46.5651 | 48.7116 | 52.4578 | 55.3558 | 56.9774 | 58.2638 | 58.6041 | 58.7133 | 58.6077 | 57.0054 | 55.5594 | 54.1373 | 53.2717 | 52.0412 | 51.015 | 49.6449 | 0.089284 | 0.097079 | 0.091172 | 0.10157 | 0.10857 | 0.093679 | 0.11604 | 0.12972 | 0.15178 | 0.17387 | 0.17748 | 0.17273 | 0.16826 | 0.18183 | 0.18804 | 0.18963 | 0.18913 | 0.17908 | 0.16186 | 0.12811 | 0.12972 | 0.11393 | 0.1047 | 0.095071
Portfolio Adjusted1-in-2AllSouth of Lugo2019February Monthly Peak | Portfolio Adjusted | 1-in-2 | All | South of Lugo | 2019 | February Monthly Peak | 2 | 5.3413 | 5.1649 | 5.0245 | 5.0421 | 5.2496 | 5.8609 | 6.86 | 7.5203 | 8.3156 | 8.9108 | 9.193 | 9.2525 | 9.2453 | 9.2341 | 9.1208 | 8.7969 | 8.5399 | 8.5461 | 8.2979 | 7.9171 | 7.4655 | 6.9681 | 6.2612 | 5.8294 | -0.028308 | -0.024421 | -0.027354 | -0.029685 | -0.035609 | -0.026283 | -0.033755 | -0.033219 | -0.064584 | -0.049971 | -0.038036 | -0.026154 | -0.0385 | 0.0098153 | 0.17785 | 0.17078 | 0.13348 | 0.14 | -0.019774 | -0.022792 | -0.0039945 | -0.01069 | -0.0072143 | -0.0061052 | 51.6885 | 51.3698 | 51.0716 | 50.7786 | 50.457 | 49.9963 | 49.7317 | 49.6384 | 50.3799 | 52.5824 | 54.3805 | 56.0467 | 56.6091 | 56.6988 | 56.6303 | 55.5863 | 55.5401 | 55.2578 | 53.8984 | 52.9218 | 52.1351 | 51.8757 | 50.5501 | 49.2212 | 0.088566 | 0.096403 | 0.09056 | 0.10101 | 0.10788 | 0.092939 | 0.11466 | 0.12788 | 0.14959 | 0.1717 | 0.17567 | 0.17117 | 0.16667 | 0.18015 | 0.18627 | 0.18782 | 0.18719 | 0.17736 | 0.16034 | 0.12677 | 0.12852 | 0.11289 | 0.10409 | 0.094546
Portfolio Adjusted1-in-2AllSouth of Lugo2019March Monthly Peak | Portfolio Adjusted | 1-in-2 | All | South of Lugo | 2019 | March Monthly Peak | 3 | 5.5516 | 5.3345 | 5.1543 | 5.1404 | 5.3611 | 5.9717 | 6.9972 | 7.7272 | 8.5747 | 9.1616 | 9.459 | 9.4926 | 9.4431 | 9.4681 | 9.4092 | 9.1788 | 8.891 | 8.5359 | 8.0281 | 8.1689 | 7.7849 | 7.278 | 6.5212 | 5.9992 | -0.030389 | -0.026205 | -0.028832 | -0.03119 | -0.037439 | -0.027563 | -0.035124 | -0.035319 | -0.069471 | -0.053479 | -0.040686 | -0.027909 | -0.040812 | 0.01042 | 0.18458 | 0.17937 | 0.1386 | 0.1394 | -0.020229 | -0.024164 | -0.004302 | -0.011587 | -0.0077862 | -0.0064896 | 51.8086 | 50.6421 | 49.3982 | 48.8389 | 48.5621 | 48.0951 | 47.9422 | 48.318 | 50.7025 | 52.9413 | 55.1532 | 57.0957 | 58.0731 | 59.0488 | 59.0848 | 59.5605 | 59.1937 | 58.0542 | 56.4778 | 54.8697 | 54.2245 | 53.336 | 52.3647 | 51.2913 | 0.093128 | 0.1019 | 0.094472 | 0.10537 | 0.11263 | 0.096073 | 0.11753 | 0.13208 | 0.15561 | 0.17836 | 0.18235 | 0.17671 | 0.17071 | 0.18434 | 0.19104 | 0.19319 | 0.19286 | 0.18119 | 0.16252 | 0.13067 | 0.1348 | 0.11887 | 0.11006 | 0.099143
Portfolio Adjusted1-in-2AllSouth of Lugo2019April Monthly Peak | Portfolio Adjusted | 1-in-2 | All | South of Lugo | 2019 | April Monthly Peak | 4 | 5.4026 | 5.1819 | 5.005 | 5.0058 | 5.1755 | 5.7568 | 6.5539 | 7.2218 | 8.1447 | 8.9638 | 9.5666 | 9.9204 | 10.0981 | 10.2692 | 10.3063 | 10.0728 | 9.6488 | 8.9907 | 8.1737 | 8.1322 | 7.8248 | 7.2651 | 6.467 | 5.886 | -0.02945 | -0.025365 | -0.027893 | -0.030254 | -0.036164 | -0.026751 | -0.033619 | -0.033638 | -0.066708 | -0.052351 | -0.040652 | -0.028334 | -0.041897 | 0.010779 | 0.20027 | 0.19484 | 0.15061 | 0.14657 | -0.020291 | -0.023813 | -0.0042141 | -0.01132 | -0.0076643 | -0.0063698 | 61.8984 | 61.4559 | 60.7021 | 59.6594 | 58.889 | 58.0925 | 57.6212 | 57.8148 | 59.5327 | 62.7806 | 65.7934 | 68.8846 | 71.2458 | 72.9575 | 73.5737 | 73.7162 | 73.9528 | 73.1104 | 72.3029 | 70.4709 | 67.1445 | 65.7857 | 64.2517 | 61.7647 | 0.090496 | 0.098855 | 0.091607 | 0.10234 | 0.109 | 0.093478 | 0.1136 | 0.12755 | 0.15076 | 0.17448 | 0.18028 | 0.17569 | 0.16971 | 0.18347 | 0.19009 | 0.19221 | 0.1912 | 0.17953 | 0.16052 | 0.12821 | 0.13194 | 0.11615 | 0.10813 | 0.097215
Portfolio Adjusted1-in-2AllSouth of Lugo2019May Monthly Peak | Portfolio Adjusted | 1-in-2 | All | South of Lugo | 2019 | May Monthly Peak | 5 | 5.6079 | 5.4063 | 5.2123 | 5.219 | 5.394 | 5.9656 | 6.6984 | 7.6103 | 8.6362 | 9.5331 | 10.1108 | 10.3909 | 10.3982 | 10.511 | 10.4983 | 10.2271 | 9.7946 | 9.0771 | 8.2998 | 8.0148 | 7.9207 | 7.3734 | 6.6274 | 6.068 | -0.031028 | -0.026913 | -0.029571 | -0.032029 | -0.038469 | -0.028313 | -0.035184 | -0.035928 | -0.071655 | -0.05639 | -0.043593 | -0.030019 | -0.043821 | 0.011188 | 0.20451 | 0.19834 | 0.15282 | 0.14796 | -0.020855 | -0.023993 | -0.0043316 | -0.011647 | -0.0079968 | -0.006702 | 59.4746 | 59.525 | 59.5323 | 58.9966 | 58.5072 | 58.52 | 58.7855 | 59.3452 | 60.065 | 61.6242 | 64.372 | 67.2324 | 69.5045 | 70.2542 | 70.0638 | 71.0375 | 71.1119 | 70.0578 | 68.1291 | 65.5494 | 62.9337 | 60.8606 | 60.365 | 60.0583 | 0.093972 | 0.10363 | 0.096004 | 0.10743 | 0.11492 | 0.097196 | 0.11669 | 0.13194 | 0.15675 | 0.18202 | 0.18762 | 0.18099 | 0.17306 | 0.1864 | 0.19288 | 0.19475 | 0.19349 | 0.18163 | 0.16281 | 0.129 | 0.13447 | 0.11846 | 0.11166 | 0.10119
Portfolio Adjusted1-in-2AllSouth of Lugo2019June Monthly Peak | Portfolio Adjusted | 1-in-2 | All | South of Lugo | 2019 | June Monthly Peak | 6 | 5.8347 | 5.6045 | 5.4272 | 5.4191 | 5.6303 | 6.2262 | 6.9537 | 7.9117 | 8.9792 | 9.9486 | 10.6087 | 10.9553 | 11.0209 | 11.1799 | 11.2036 | 10.9554 | 10.5037 | 9.7348 | 8.789 | 8.3374 | 8.2396 | 7.6783 | 6.9267 | 6.3235 | -0.032973 | -0.028321 | -0.031292 | -0.033714 | -0.040816 | -0.030199 | -0.037026 | -0.037318 | -0.073853 | -0.05776 | -0.044658 | -0.030768 | -0.044663 | 0.011414 | 0.21689 | 0.21114 | 0.16411 | 0.15866 | -0.021671 | -0.024898 | -0.0045087 | -0.012181 | -0.0084538 | -0.0070856 | 63.0427 | 62.93 | 62.4365 | 61.8859 | 61.7094 | 61.2782 | 60.8848 | 61.3911 | 63.2892 | 67.3683 | 71.6678 | 75.1702 | 75.3431 | 75.1486 | 76.4313 | 76.849 | 78.2012 | 78.5558 | 78.5865 | 74.8368 | 70.6641 | 67.1625 | 65.7409 | 64.5651 | 0.098018 | 0.10781 | 0.10036 | 0.11214 | 0.12084 | 0.10142 | 0.11984 | 0.13414 | 0.15895 | 0.18409 | 0.18977 | 0.18271 | 0.17377 | 0.18709 | 0.19379 | 0.19602 | 0.19501 | 0.18399 | 0.16503 | 0.13094 | 0.13771 | 0.12171 | 0.11623 | 0.10559
Portfolio Adjusted1-in-2AllSouth of Lugo2019July Monthly Peak | Portfolio Adjusted | 1-in-2 | All | South of Lugo | 2019 | July Monthly Peak | 7 | 6.0629 | 5.8428 | 5.6749 | 5.6595 | 5.8786 | 6.5534 | 7.4293 | 8.4851 | 9.6779 | 10.7768 | 11.6176 | 11.9988 | 12.0495 | 12.1858 | 12.1368 | 11.9191 | 11.4185 | 10.5311 | 9.4399 | 8.8848 | 8.7224 | 8.1001 | 7.232 | 6.5925 | -0.041813 | -0.046508 | -0.042788 | -0.040014 | -0.041831 | -0.033866 | -0.045625 | -0.040147 | -0.054485 | -0.057248 | -0.051578 | -0.0371 | -0.040167 | 0.0067254 | 0.22459 | 0.22119 | 0.19046 | 0.17245 | -0.0085182 | -0.026285 | -0.022039 | -0.028541 | -0.027791 | -0.027326 | 69.5012 | 68.8016 | 68.5026 | 68.3646 | 67.962 | 67.1795 | 67.1071 | 67.9977 | 70.5811 | 73.2008 | 75.6232 | 78.9545 | 80.3581 | 80.6009 | 81.4629 | 81.8555 | 82.4188 | 82.791 | 83.4344 | 81.7193 | 78.4402 | 74.2435 | 72.1211 | 71.2928 | 0.094449 | 0.10362 | 0.096899 | 0.10829 | 0.11712 | 0.098964 | 0.11839 | 0.13255 | 0.15615 | 0.18014 | 0.18677 | 0.18004 | 0.17189 | 0.18491 | 0.19145 | 0.19436 | 0.19329 | 0.18189 | 0.16271 | 0.12855 | 0.1344 | 0.11845 | 0.11203 | 0.10167
Portfolio Adjusted1-in-2AllSouth of Lugo2019August Monthly Peak | Portfolio Adjusted | 1-in-2 | All | South of Lugo | 2019 | August Monthly Peak | 8 | 6.0064 | 5.8025 | 5.6369 | 5.6267 | 5.8543 | 6.5922 | 7.5448 | 8.492 | 9.7013 | 10.8768 | 11.8296 | 12.2745 | 12.3634 | 12.518 | 12.4699 | 12.1633 | 11.5754 | 10.6566 | 9.5254 | 9.1261 | 8.79 | 8.0709 | 7.1649 | 6.5373 | -0.042445 | -0.049284 | -0.044219 | -0.040412 | -0.040856 | -0.034011 | -0.047188 | -0.040152 | -0.049174 | -0.057035 | -0.053489 | -0.039018 | -0.039628 | 0.0057298 | 0.22859 | 0.22386 | 0.19564 | 0.1745 | -0.0054057 | -0.026761 | -0.025868 | -0.03187 | -0.031494 | -0.031268 | 69.7689 | 68.5201 | 68.0559 | 68.3929 | 68.3183 | 67.5441 | 67.2509 | 67.2724 | 69.1941 | 73.3427 | 77.8555 | 82.2591 | 84.1576 | 84.4619 | 84.791 | 84.9183 | 86.3743 | 87.7248 | 87.0022 | 81.6993 | 76.316 | 73.7164 | 72.3936 | 71.1881 | 0.092471 | 0.10152 | 0.095082 | 0.10631 | 0.11477 | 0.097989 | 0.11838 | 0.13213 | 0.15557 | 0.18061 | 0.18821 | 0.18176 | 0.17344 | 0.1868 | 0.19317 | 0.19536 | 0.19396 | 0.18256 | 0.16324 | 0.12931 | 0.13398 | 0.11768 | 0.1103 | 0.10006
Portfolio Adjusted1-in-2AllSouth of Lugo2019September Monthly Peak | Portfolio Adjusted | 1-in-2 | All | South of Lugo | 2019 | September Monthly Peak | 9 | 6.062 | 5.8687 | 5.6812 | 5.6804 | 5.9302 | 6.6965 | 7.8268 | 8.7776 | 10.1059 | 11.3413 | 12.2566 | 12.6704 | 12.7561 | 12.9197 | 12.8201 | 12.4032 | 11.8053 | 10.8085 | 9.6914 | 9.4707 | 8.8505 | 8.126 | 7.2256 | 6.5969 | -0.043543 | -0.051436 | -0.045464 | -0.041227 | -0.041442 | -0.035062 | -0.049822 | -0.04222 | -0.050554 | -0.061081 | -0.057583 | -0.041953 | -0.041516 | 0.0056148 | 0.23478 | 0.22811 | 0.20066 | 0.1771 | -0.0043368 | -0.027847 | -0.027856 | -0.03359 | -0.033435 | -0.033212 | 69.8614 | 69.2013 | 68.686 | 68.3214 | 67.776 | 67.4464 | 67.1856 | 67.0758 | 68.9842 | 73.0089 | 77.1096 | 81.8297 | 85.1035 | 86.5517 | 87.4702 | 88.2428 | 88.5207 | 87.3454 | 86.7022 | 84.6636 | 80.8292 | 77.5527 | 75.7206 | 74.7612 | 0.093111 | 0.10265 | 0.095712 | 0.10716 | 0.11627 | 0.099613 | 0.1213 | 0.13536 | 0.1612 | 0.18816 | 0.19548 | 0.18746 | 0.17759 | 0.19088 | 0.19658 | 0.19796 | 0.19636 | 0.18454 | 0.16505 | 0.13165 | 0.13564 | 0.11854 | 0.11119 | 0.10075
Portfolio Adjusted1-in-2AllSouth of Lugo2019October Monthly Peak | Portfolio Adjusted | 1-in-2 | All | South of Lugo | 2019 | October Monthly Peak | 10 | 5.3423 | 5.1616 | 5.0295 | 5.0355 | 5.1831 | 5.7727 | 6.7642 | 7.3412 | 8.2211 | 9.2156 | 9.9573 | 10.4412 | 10.7106 | 10.9311 | 10.9067 | 10.5499 | 9.9931 | 9.3378 | 8.7828 | 8.3553 | 7.7928 | 7.1704 | 6.3744 | 5.8413 | -0.029719 | -0.028176 | -0.029293 | -0.03033 | -0.034506 | -0.026376 | -0.034322 | -0.032363 | -0.057954 | -0.049892 | -0.040805 | -0.029044 | -0.039678 | 0.009266 | 0.20692 | 0.19957 | 0.15934 | 0.15229 | -0.016624 | -0.023206 | -0.008487 | -0.014725 | -0.012051 | -0.011162 | 64.1574 | 63.7368 | 63.4536 | 62.4435 | 61.8983 | 61.2546 | 60.737 | 60.6624 | 61.4955 | 64.5938 | 68.6427 | 74.1982 | 80.2865 | 83.0417 | 81.8066 | 81.4149 | 81.7623 | 80.549 | 77.7924 | 73.9738 | 71.7919 | 70.2059 | 68.4992 | 66.839 | 0.085081 | 0.092113 | 0.086398 | 0.096395 | 0.10248 | 0.089438 | 0.11002 | 0.12316 | 0.14501 | 0.16858 | 0.17486 | 0.17151 | 0.16704 | 0.18077 | 0.18686 | 0.18838 | 0.18691 | 0.17679 | 0.1589 | 0.12452 | 0.12543 | 0.1098 | 0.10152 | 0.091829
Portfolio Adjusted1-in-2AllSouth of Lugo2019November Monthly Peak | Portfolio Adjusted | 1-in-2 | All | South of Lugo | 2019 | November Monthly Peak | 11 | 5.2159 | 5.0338 | 4.9055 | 4.9397 | 5.1263 | 5.7185 | 6.4449 | 7.0525 | 7.9325 | 8.7529 | 9.3224 | 9.6279 | 9.7255 | 9.8288 | 9.7563 | 9.3741 | 9.0356 | 8.9713 | 8.3355 | 7.8625 | 7.3866 | 6.8292 | 6.0995 | 5.6224 | -0.027839 | -0.023711 | -0.026485 | -0.029136 | -0.034898 | -0.025992 | -0.032378 | -0.032017 | -0.063836 | -0.050189 | -0.039047 | -0.027125 | -0.040062 | 0.010239 | 0.18926 | 0.18132 | 0.14134 | 0.14707 | -0.019835 | -0.022482 | -0.0039192 | -0.010501 | -0.0070643 | -0.00594 | 59.2421 | 58.2441 | 57.4567 | 56.6406 | 55.4602 | 54.6331 | 54.2004 | 54.5754 | 56.7708 | 59.8934 | 64.5073 | 68.7123 | 71.8001 | 73.5706 | 74.8162 | 74.2343 | 72.0942 | 69.3899 | 66.9647 | 65.9254 | 64.7814 | 64.6074 | 64.0342 | 64.7528 | 0.087316 | 0.094079 | 0.088168 | 0.099313 | 0.10592 | 0.091967 | 0.11171 | 0.12516 | 0.14803 | 0.17125 | 0.1771 | 0.17287 | 0.16775 | 0.1812 | 0.18743 | 0.18903 | 0.18792 | 0.17748 | 0.15961 | 0.12535 | 0.1266 | 0.11128 | 0.1023 | 0.092433
Portfolio Adjusted1-in-2AllSouth of Lugo2019December Monthly Peak | Portfolio Adjusted | 1-in-2 | All | South of Lugo | 2019 | December Monthly Peak | 12 | 5.2594 | 5.1018 | 4.9648 | 4.9779 | 5.1589 | 5.7067 | 6.6386 | 7.1622 | 7.8827 | 8.4931 | 8.7882 | 8.8533 | 8.7796 | 8.7197 | 8.5923 | 8.3311 | 8.2907 | 8.4287 | 7.9052 | 7.5484 | 7.144 | 6.7028 | 6.0478 | 5.6306 | -0.027523 | -0.023756 | -0.026646 | -0.029105 | -0.034649 | -0.025343 | -0.031776 | -0.031016 | -0.06048 | -0.046797 | -0.035687 | -0.024518 | -0.035931 | 0.0090672 | 0.16682 | 0.16119 | 0.13001 | 0.13835 | -0.018463 | -0.021134 | -0.0037104 | -0.010124 | -0.0068736 | -0.0058456 | 52.4522 | 51.1787 | 50.2025 | 49.4394 | 48.9622 | 47.9326 | 48.1691 | 48.3267 | 48.8443 | 52.4841 | 57.0134 | 60.0001 | 61.7265 | 62.8518 | 63.2599 | 63.6502 | 62.8134 | 60.6896 | 58.615 | 57.0362 | 55.2397 | 53.2318 | 51.3596 | 49.9306 | 0.086657 | 0.094205 | 0.088565 | 0.099222 | 0.10529 | 0.090514 | 0.11063 | 0.12345 | 0.14439 | 0.16556 | 0.16961 | 0.16586 | 0.16214 | 0.17507 | 0.18136 | 0.18324 | 0.18288 | 0.17232 | 0.15532 | 0.12213 | 0.1227 | 0.10895 | 0.10041 | 0.091356
Portfolio Adjusted1-in-2AllSouth of Lugo2019Typical Event Day | Portfolio Adjusted | 1-in-2 | All | South of Lugo | 2019 | Typical Event Day | 8 | 5.9572 | 5.759 | 5.5984 | 5.5892 | 5.8146 | 6.5438 | 7.4742 | 8.3691 | 9.5045 | 10.6241 | 11.5315 | 11.9575 | 12.0343 | 12.1867 | 12.1444 | 11.8487 | 11.281 | 10.3968 | 9.3222 | 8.9509 | 8.6536 | 7.9638 | 7.0851 | 6.4704 | -0.039666 | -0.043608 | -0.040723 | -0.038586 | -0.040791 | -0.033015 | -0.044651 | -0.039285 | -0.055143 | -0.056618 | -0.050774 | -0.036582 | -0.040788 | 0.0072386 | 0.22555 | 0.22046 | 0.18704 | 0.17 | -0.0097095 | -0.026158 | -0.020111 | -0.026537 | -0.025312 | -0.024813 | 68.0435 | 67.3633 | 66.9203 | 66.7412 | 66.4414 | 65.8621 | 65.6071 | 65.9343 | 68.0121 | 71.7302 | 75.564 | 79.5534 | 81.2406 | 81.6908 | 82.5388 | 82.9664 | 83.8787 | 84.1043 | 83.9313 | 80.7298 | 76.5624 | 73.1688 | 71.4941 | 70.4518 | 0.092372 | 0.1015 | 0.095095 | 0.10634 | 0.1148 | 0.097925 | 0.11807 | 0.1315 | 0.15441 | 0.17899 | 0.1864 | 0.1802 | 0.17219 | 0.18555 | 0.19194 | 0.19415 | 0.1928 | 0.18136 | 0.16231 | 0.12858 | 0.13327 | 0.11718 | 0.10997 | 0.099802
Portfolio Adjusted1-in-2AllSouth of Lugo2020January Monthly Peak | Portfolio Adjusted | 1-in-2 | All | South of Lugo | 2020 | January Monthly Peak | 1 | 5.3702 | 5.2014 | 5.0596 | 5.0683 | 5.2866 | 5.9046 | 7.0139 | 7.6506 | 8.4545 | 9.0013 | 9.2039 | 9.1826 | 9.0905 | 9.0654 | 8.9155 | 8.5631 | 8.32 | 8.5766 | 8.1783 | 7.8707 | 7.4436 | 6.9523 | 6.2409 | 5.8264 | -0.028442 | -0.02453 | -0.027472 | -0.029789 | -0.035777 | -0.026389 | -0.034083 | -0.033686 | -0.065531 | -0.050502 | -0.038255 | -0.026185 | -0.038439 | 0.0097769 | 0.17437 | 0.16692 | 0.13008 | 0.14085 | -0.019804 | -0.022916 | -0.004017 | -0.010747 | -0.0072275 | -0.0061191 | 48.3275 | 47.3071 | 46.225 | 45.8713 | 45.7969 | 46.0854 | 45.7106 | 45.7166 | 46.5651 | 48.7116 | 52.4578 | 55.3558 | 56.9773 | 58.2638 | 58.6041 | 58.7133 | 58.6077 | 57.0055 | 55.5594 | 54.1373 | 53.2717 | 52.0412 | 51.015 | 49.6449 | 0.089284 | 0.097079 | 0.091172 | 0.10157 | 0.10857 | 0.093679 | 0.11604 | 0.12972 | 0.15178 | 0.17387 | 0.17748 | 0.17273 | 0.16826 | 0.18183 | 0.18804 | 0.18963 | 0.18913 | 0.17908 | 0.16186 | 0.12811 | 0.12972 | 0.11393 | 0.1047 | 0.095071
Portfolio Adjusted1-in-2AllSouth of Lugo2020February Monthly Peak | Portfolio Adjusted | 1-in-2 | All | South of Lugo | 2020 | February Monthly Peak | 2 | 5.3413 | 5.1649 | 5.0245 | 5.0421 | 5.2496 | 5.8609 | 6.86 | 7.5203 | 8.3156 | 8.9108 | 9.193 | 9.2525 | 9.2453 | 9.2341 | 9.1208 | 8.7969 | 8.5399 | 8.5461 | 8.2979 | 7.9171 | 7.4655 | 6.9681 | 6.2612 | 5.8294 | -0.028308 | -0.024421 | -0.027354 | -0.029685 | -0.035609 | -0.026283 | -0.033755 | -0.033219 | -0.064584 | -0.049971 | -0.038036 | -0.026154 | -0.0385 | 0.0098153 | 0.17785 | 0.17078 | 0.13348 | 0.14 | -0.019774 | -0.022792 | -0.0039945 | -0.01069 | -0.0072143 | -0.0061052 | 51.6885 | 51.3698 | 51.0716 | 50.7786 | 50.457 | 49.9963 | 49.7317 | 49.6384 | 50.3799 | 52.5824 | 54.3805 | 56.0467 | 56.6091 | 56.6988 | 56.6303 | 55.5863 | 55.5401 | 55.2578 | 53.8984 | 52.9218 | 52.1351 | 51.8757 | 50.5501 | 49.2212 | 0.088566 | 0.096403 | 0.09056 | 0.10101 | 0.10788 | 0.092939 | 0.11466 | 0.12788 | 0.14959 | 0.1717 | 0.17567 | 0.17117 | 0.16667 | 0.18015 | 0.18627 | 0.18782 | 0.18719 | 0.17736 | 0.16034 | 0.12677 | 0.12852 | 0.11289 | 0.10409 | 0.094546
Portfolio Adjusted1-in-2AllSouth of Lugo2020March Monthly Peak | Portfolio Adjusted | 1-in-2 | All | South of Lugo | 2020 | March Monthly Peak | 3 | 5.5516 | 5.3345 | 5.1543 | 5.1404 | 5.3611 | 5.9717 | 6.9972 | 7.7272 | 8.5747 | 9.1616 | 9.459 | 9.4926 | 9.4431 | 9.4681 | 9.4092 | 9.1788 | 8.891 | 8.5359 | 8.0281 | 8.1689 | 7.7849 | 7.278 | 6.5212 | 5.9992 | -0.030389 | -0.026205 | -0.028832 | -0.03119 | -0.037439 | -0.027563 | -0.035124 | -0.035319 | -0.069471 | -0.053479 | -0.040686 | -0.027909 | -0.040812 | 0.01042 | 0.18458 | 0.17937 | 0.1386 | 0.1394 | -0.020229 | -0.024164 | -0.004302 | -0.011587 | -0.0077862 | -0.0064896 | 51.8086 | 50.6421 | 49.3982 | 48.8389 | 48.5621 | 48.0951 | 47.9422 | 48.318 | 50.7025 | 52.9413 | 55.1532 | 57.0957 | 58.0731 | 59.0488 | 59.0848 | 59.5605 | 59.1937 | 58.0542 | 56.4778 | 54.8697 | 54.2245 | 53.336 | 52.3647 | 51.2913 | 0.093128 | 0.1019 | 0.094472 | 0.10537 | 0.11263 | 0.096073 | 0.11753 | 0.13208 | 0.15561 | 0.17836 | 0.18235 | 0.17671 | 0.17071 | 0.18434 | 0.19104 | 0.19319 | 0.19286 | 0.18119 | 0.16252 | 0.13067 | 0.1348 | 0.11887 | 0.11006 | 0.099143
Portfolio Adjusted1-in-2AllSouth of Lugo2020April Monthly Peak | Portfolio Adjusted | 1-in-2 | All | South of Lugo | 2020 | April Monthly Peak | 4 | 5.4026 | 5.1819 | 5.005 | 5.0058 | 5.1755 | 5.7568 | 6.5539 | 7.2218 | 8.1447 | 8.9638 | 9.5666 | 9.9204 | 10.0981 | 10.2692 | 10.3063 | 10.0728 | 9.6488 | 8.9907 | 8.1737 | 8.1322 | 7.8248 | 7.2651 | 6.467 | 5.886 | -0.02945 | -0.025365 | -0.027893 | -0.030254 | -0.036164 | -0.026752 | -0.033619 | -0.033638 | -0.066708 | -0.052351 | -0.040652 | -0.028334 | -0.041897 | 0.010779 | 0.20027 | 0.19484 | 0.15061 | 0.14657 | -0.020291 | -0.023813 | -0.0042141 | -0.01132 | -0.0076643 | -0.0063698 | 61.8984 | 61.4559 | 60.7021 | 59.6594 | 58.889 | 58.0925 | 57.6212 | 57.8148 | 59.5327 | 62.7806 | 65.7934 | 68.8846 | 71.2458 | 72.9575 | 73.5737 | 73.7162 | 73.9528 | 73.1104 | 72.3029 | 70.4709 | 67.1445 | 65.7857 | 64.2517 | 61.7647 | 0.090496 | 0.098855 | 0.091607 | 0.10234 | 0.109 | 0.093478 | 0.1136 | 0.12755 | 0.15076 | 0.17448 | 0.18028 | 0.17569 | 0.16971 | 0.18347 | 0.19009 | 0.19221 | 0.1912 | 0.17953 | 0.16052 | 0.12821 | 0.13194 | 0.11615 | 0.10813 | 0.097215
Portfolio Adjusted1-in-2AllSouth of Lugo2020May Monthly Peak | Portfolio Adjusted | 1-in-2 | All | South of Lugo | 2020 | May Monthly Peak | 5 | 5.6079 | 5.4063 | 5.2123 | 5.2191 | 5.394 | 5.9656 | 6.6984 | 7.6103 | 8.6362 | 9.5331 | 10.1108 | 10.3909 | 10.3982 | 10.511 | 10.4983 | 10.2271 | 9.7946 | 9.0771 | 8.2998 | 8.0148 | 7.9207 | 7.3734 | 6.6274 | 6.068 | -0.031028 | -0.026913 | -0.029571 | -0.032029 | -0.038469 | -0.028313 | -0.035184 | -0.035928 | -0.071655 | -0.05639 | -0.043593 | -0.030019 | -0.043821 | 0.011188 | 0.20451 | 0.19834 | 0.15282 | 0.14796 | -0.020855 | -0.023993 | -0.0043316 | -0.011647 | -0.0079968 | -0.006702 | 59.4746 | 59.525 | 59.5323 | 58.9966 | 58.5072 | 58.52 | 58.7855 | 59.3452 | 60.065 | 61.6242 | 64.372 | 67.2324 | 69.5045 | 70.2542 | 70.0638 | 71.0375 | 71.1119 | 70.0578 | 68.1291 | 65.5494 | 62.9337 | 60.8606 | 60.365 | 60.0583 | 0.093972 | 0.10363 | 0.096004 | 0.10743 | 0.11492 | 0.097196 | 0.11669 | 0.13194 | 0.15675 | 0.18202 | 0.18762 | 0.18099 | 0.17306 | 0.1864 | 0.19288 | 0.19475 | 0.19349 | 0.18163 | 0.16281 | 0.129 | 0.13447 | 0.11846 | 0.11166 | 0.10119
Portfolio Adjusted1-in-2AllSouth of Lugo2020June Monthly Peak | Portfolio Adjusted | 1-in-2 | All | South of Lugo | 2020 | June Monthly Peak | 6 | 5.8347 | 5.6045 | 5.4272 | 5.4191 | 5.6303 | 6.2262 | 6.9537 | 7.9117 | 8.9792 | 9.9486 | 10.6087 | 10.9553 | 11.0209 | 11.1799 | 11.2036 | 10.9554 | 10.5037 | 9.7348 | 8.789 | 8.3374 | 8.2396 | 7.6783 | 6.9267 | 6.3235 | -0.032973 | -0.028321 | -0.031292 | -0.033714 | -0.040816 | -0.030199 | -0.037026 | -0.037318 | -0.073853 | -0.05776 | -0.044658 | -0.030768 | -0.044663 | 0.011414 | 0.21689 | 0.21114 | 0.16411 | 0.15866 | -0.021671 | -0.024898 | -0.0045087 | -0.012181 | -0.0084538 | -0.0070856 | 63.0427 | 62.93 | 62.4365 | 61.886 | 61.7094 | 61.2782 | 60.8848 | 61.3911 | 63.2892 | 67.3683 | 71.6678 | 75.1702 | 75.3431 | 75.1486 | 76.4313 | 76.849 | 78.2012 | 78.5558 | 78.5865 | 74.8368 | 70.6641 | 67.1625 | 65.7409 | 64.5651 | 0.098018 | 0.10781 | 0.10036 | 0.11214 | 0.12084 | 0.10142 | 0.11984 | 0.13414 | 0.15895 | 0.18409 | 0.18977 | 0.18271 | 0.17377 | 0.18709 | 0.19379 | 0.19602 | 0.19501 | 0.18399 | 0.16503 | 0.13094 | 0.13771 | 0.12171 | 0.11623 | 0.10559
Portfolio Adjusted1-in-2AllSouth of Lugo2020July Monthly Peak | Portfolio Adjusted | 1-in-2 | All | South of Lugo | 2020 | July Monthly Peak | 7 | 6.0629 | 5.8428 | 5.6749 | 5.6595 | 5.8786 | 6.5534 | 7.4293 | 8.4851 | 9.6779 | 10.7768 | 11.6176 | 11.9988 | 12.0495 | 12.1858 | 12.1368 | 11.9191 | 11.4185 | 10.5311 | 9.4399 | 8.8848 | 8.7224 | 8.1001 | 7.232 | 6.5925 | -0.041813 | -0.046508 | -0.042788 | -0.040014 | -0.041831 | -0.033866 | -0.045625 | -0.040147 | -0.054485 | -0.057248 | -0.051578 | -0.0371 | -0.040167 | 0.0067254 | 0.22459 | 0.22119 | 0.19046 | 0.17245 | -0.0085182 | -0.026285 | -0.022039 | -0.028541 | -0.027791 | -0.027326 | 69.5012 | 68.8016 | 68.5026 | 68.3646 | 67.962 | 67.1795 | 67.1071 | 67.9977 | 70.5811 | 73.2008 | 75.6232 | 78.9545 | 80.3581 | 80.6009 | 81.4629 | 81.8555 | 82.4188 | 82.791 | 83.4344 | 81.7193 | 78.4402 | 74.2435 | 72.1211 | 71.2928 | 0.094449 | 0.10362 | 0.096899 | 0.10829 | 0.11712 | 0.098964 | 0.11839 | 0.13255 | 0.15615 | 0.18014 | 0.18677 | 0.18004 | 0.17189 | 0.18491 | 0.19145 | 0.19436 | 0.19329 | 0.18189 | 0.16271 | 0.12855 | 0.1344 | 0.11845 | 0.11203 | 0.10167
Portfolio Adjusted1-in-2AllSouth of Lugo2020August Monthly Peak | Portfolio Adjusted | 1-in-2 | All | South of Lugo | 2020 | August Monthly Peak | 8 | 6.0064 | 5.8025 | 5.6369 | 5.6267 | 5.8543 | 6.5922 | 7.5448 | 8.492 | 9.7013 | 10.8768 | 11.8296 | 12.2745 | 12.3634 | 12.518 | 12.4699 | 12.1633 | 11.5754 | 10.6566 | 9.5254 | 9.126 | 8.79 | 8.0709 | 7.1649 | 6.5373 | -0.042445 | -0.049284 | -0.044219 | -0.040412 | -0.040856 | -0.034011 | -0.047188 | -0.040152 | -0.049174 | -0.057035 | -0.053489 | -0.039018 | -0.039628 | 0.0057298 | 0.22859 | 0.22386 | 0.19564 | 0.1745 | -0.0054057 | -0.026761 | -0.025868 | -0.03187 | -0.031494 | -0.031268 | 69.7689 | 68.5201 | 68.0559 | 68.3929 | 68.3183 | 67.5441 | 67.2509 | 67.2724 | 69.1941 | 73.3427 | 77.8555 | 82.2591 | 84.1576 | 84.4619 | 84.791 | 84.9183 | 86.3743 | 87.7248 | 87.0022 | 81.6993 | 76.316 | 73.7164 | 72.3936 | 71.1881 | 0.092471 | 0.10152 | 0.095082 | 0.10631 | 0.11477 | 0.097989 | 0.11838 | 0.13213 | 0.15557 | 0.18061 | 0.18821 | 0.18176 | 0.17344 | 0.1868 | 0.19317 | 0.19536 | 0.19396 | 0.18256 | 0.16324 | 0.12931 | 0.13398 | 0.11768 | 0.1103 | 0.10006
Portfolio Adjusted1-in-2AllSouth of Lugo2020September Monthly Peak | Portfolio Adjusted | 1-in-2 | All | South of Lugo | 2020 | September Monthly Peak | 9 | 6.062 | 5.8687 | 5.6812 | 5.6804 | 5.9302 | 6.6965 | 7.8268 | 8.7776 | 10.1059 | 11.3413 | 12.2566 | 12.6704 | 12.7561 | 12.9197 | 12.8201 | 12.4032 | 11.8053 | 10.8085 | 9.6914 | 9.4707 | 8.8505 | 8.126 | 7.2256 | 6.5969 | -0.043543 | -0.051436 | -0.045464 | -0.041227 | -0.041442 | -0.035062 | -0.049822 | -0.04222 | -0.050554 | -0.061081 | -0.057583 | -0.041953 | -0.041516 | 0.0056148 | 0.23478 | 0.22811 | 0.20066 | 0.1771 | -0.0043368 | -0.027847 | -0.027856 | -0.03359 | -0.033435 | -0.033212 | 69.8614 | 69.2013 | 68.686 | 68.3214 | 67.776 | 67.4464 | 67.1856 | 67.0758 | 68.9842 | 73.0089 | 77.1096 | 81.8297 | 85.1035 | 86.5517 | 87.4702 | 88.2428 | 88.5207 | 87.3454 | 86.7022 | 84.6636 | 80.8292 | 77.5527 | 75.7206 | 74.7613 | 0.093111 | 0.10265 | 0.095712 | 0.10716 | 0.11627 | 0.099613 | 0.1213 | 0.13536 | 0.1612 | 0.18816 | 0.19548 | 0.18746 | 0.17759 | 0.19088 | 0.19658 | 0.19796 | 0.19636 | 0.18454 | 0.16505 | 0.13165 | 0.13564 | 0.11854 | 0.11119 | 0.10075
Portfolio Adjusted1-in-2AllSouth of Lugo2020October Monthly Peak | Portfolio Adjusted | 1-in-2 | All | South of Lugo | 2020 | October Monthly Peak | 10 | 5.3423 | 5.1616 | 5.0295 | 5.0355 | 5.1831 | 5.7727 | 6.7642 | 7.3412 | 8.2211 | 9.2156 | 9.9573 | 10.4412 | 10.7106 | 10.9311 | 10.9067 | 10.5499 | 9.9931 | 9.3378 | 8.7828 | 8.3553 | 7.7928 | 7.1704 | 6.3744 | 5.8413 | -0.029719 | -0.028176 | -0.029293 | -0.03033 | -0.034506 | -0.026376 | -0.034322 | -0.032363 | -0.057954 | -0.049892 | -0.040805 | -0.029044 | -0.039678 | 0.009266 | 0.20692 | 0.19957 | 0.15934 | 0.15229 | -0.016624 | -0.023206 | -0.008487 | -0.014725 | -0.012051 | -0.011162 | 64.1574 | 63.7368 | 63.4536 | 62.4435 | 61.8983 | 61.2546 | 60.737 | 60.6624 | 61.4955 | 64.5938 | 68.6427 | 74.1982 | 80.2865 | 83.0417 | 81.8066 | 81.4149 | 81.7623 | 80.5491 | 77.7924 | 73.9738 | 71.7919 | 70.2059 | 68.4992 | 66.839 | 0.085081 | 0.092113 | 0.086398 | 0.096395 | 0.10248 | 0.089438 | 0.11002 | 0.12316 | 0.14501 | 0.16858 | 0.17486 | 0.17151 | 0.16704 | 0.18077 | 0.18686 | 0.18838 | 0.18691 | 0.17679 | 0.1589 | 0.12452 | 0.12543 | 0.1098 | 0.10152 | 0.091829
Portfolio Adjusted1-in-2AllSouth of Lugo2020November Monthly Peak | Portfolio Adjusted | 1-in-2 | All | South of Lugo | 2020 | November Monthly Peak | 11 | 5.2159 | 5.0338 | 4.9055 | 4.9397 | 5.1263 | 5.7185 | 6.4449 | 7.0525 | 7.9325 | 8.7529 | 9.3224 | 9.6279 | 9.7255 | 9.8288 | 9.7563 | 9.3741 | 9.0356 | 8.9713 | 8.3355 | 7.8625 | 7.3866 | 6.8292 | 6.0995 | 5.6224 | -0.027839 | -0.023711 | -0.026485 | -0.029136 | -0.034898 | -0.025992 | -0.032378 | -0.032017 | -0.063836 | -0.050189 | -0.039047 | -0.027125 | -0.040062 | 0.010239 | 0.18926 | 0.18132 | 0.14134 | 0.14707 | -0.019835 | -0.022482 | -0.0039192 | -0.010501 | -0.0070643 | -0.00594 | 59.2421 | 58.2441 | 57.4567 | 56.6406 | 55.4602 | 54.6331 | 54.2004 | 54.5754 | 56.7708 | 59.8934 | 64.5073 | 68.7123 | 71.8001 | 73.5706 | 74.8162 | 74.2343 | 72.0942 | 69.3899 | 66.9647 | 65.9254 | 64.7814 | 64.6074 | 64.0342 | 64.7528 | 0.087316 | 0.094079 | 0.088168 | 0.099313 | 0.10592 | 0.091967 | 0.11171 | 0.12516 | 0.14803 | 0.17125 | 0.1771 | 0.17287 | 0.16775 | 0.1812 | 0.18743 | 0.18903 | 0.18792 | 0.17748 | 0.15961 | 0.12535 | 0.1266 | 0.11128 | 0.1023 | 0.092433
Portfolio Adjusted1-in-2AllSouth of Lugo2020December Monthly Peak | Portfolio Adjusted | 1-in-2 | All | South of Lugo | 2020 | December Monthly Peak | 12 | 5.2594 | 5.1018 | 4.9648 | 4.9779 | 5.1589 | 5.7067 | 6.6386 | 7.1622 | 7.8827 | 8.4931 | 8.7882 | 8.8533 | 8.7796 | 8.7197 | 8.5923 | 8.3311 | 8.2907 | 8.4287 | 7.9052 | 7.5484 | 7.144 | 6.7028 | 6.0478 | 5.6306 | -0.027523 | -0.023756 | -0.026646 | -0.029105 | -0.034649 | -0.025343 | -0.031776 | -0.031016 | -0.06048 | -0.046797 | -0.035687 | -0.024518 | -0.035931 | 0.0090672 | 0.16682 | 0.16119 | 0.13001 | 0.13835 | -0.018463 | -0.021134 | -0.0037104 | -0.010124 | -0.0068736 | -0.0058456 | 52.4522 | 51.1787 | 50.2025 | 49.4394 | 48.9622 | 47.9326 | 48.1691 | 48.3267 | 48.8443 | 52.4841 | 57.0134 | 60.0002 | 61.7265 | 62.8518 | 63.2599 | 63.6502 | 62.8134 | 60.6896 | 58.615 | 57.0362 | 55.2397 | 53.2318 | 51.3596 | 49.9306 | 0.086657 | 0.094205 | 0.088565 | 0.099222 | 0.10529 | 0.090514 | 0.11063 | 0.12345 | 0.14439 | 0.16556 | 0.16961 | 0.16586 | 0.16214 | 0.17507 | 0.18136 | 0.18324 | 0.18288 | 0.17232 | 0.15532 | 0.12213 | 0.1227 | 0.10895 | 0.10041 | 0.091356
Portfolio Adjusted1-in-2AllSouth of Lugo2020Typical Event Day | Portfolio Adjusted | 1-in-2 | All | South of Lugo | 2020 | Typical Event Day | 8 | 5.9572 | 5.759 | 5.5984 | 5.5892 | 5.8146 | 6.5438 | 7.4742 | 8.3691 | 9.5045 | 10.6241 | 11.5315 | 11.9575 | 12.0343 | 12.1867 | 12.1444 | 11.8487 | 11.281 | 10.3968 | 9.3222 | 8.9509 | 8.6536 | 7.9638 | 7.0851 | 6.4704 | -0.039666 | -0.043608 | -0.040723 | -0.038586 | -0.040791 | -0.033015 | -0.044651 | -0.039285 | -0.055143 | -0.056618 | -0.050774 | -0.036582 | -0.040788 | 0.0072386 | 0.22555 | 0.22046 | 0.18704 | 0.17 | -0.0097095 | -0.026158 | -0.020111 | -0.026537 | -0.025312 | -0.024813 | 68.0435 | 67.3633 | 66.9203 | 66.7412 | 66.4414 | 65.8621 | 65.6071 | 65.9343 | 68.0121 | 71.7302 | 75.564 | 79.5534 | 81.2406 | 81.6908 | 82.5388 | 82.9664 | 83.8787 | 84.1042 | 83.9313 | 80.7298 | 76.5624 | 73.1688 | 71.4941 | 70.4518 | 0.092372 | 0.1015 | 0.095095 | 0.10634 | 0.1148 | 0.097925 | 0.11807 | 0.1315 | 0.15441 | 0.17899 | 0.1864 | 0.1802 | 0.17219 | 0.18555 | 0.19194 | 0.19415 | 0.1928 | 0.18136 | 0.16231 | 0.12858 | 0.13327 | 0.11718 | 0.10997 | 0.099802
Portfolio Adjusted1-in-2AllSouth of Lugo2021January Monthly Peak | Portfolio Adjusted | 1-in-2 | All | South of Lugo | 2021 | January Monthly Peak | 1 | 5.3702 | 5.2014 | 5.0596 | 5.0683 | 5.2866 | 5.9046 | 7.0139 | 7.6506 | 8.4545 | 9.0013 | 9.2039 | 9.1826 | 9.0905 | 9.0654 | 8.9155 | 8.5631 | 8.32 | 8.5766 | 8.1783 | 7.8707 | 7.4436 | 6.9523 | 6.2409 | 5.8264 | -0.028442 | -0.02453 | -0.027472 | -0.029789 | -0.035777 | -0.026389 | -0.034083 | -0.033686 | -0.065531 | -0.050502 | -0.038255 | -0.026185 | -0.038439 | 0.0097769 | 0.17437 | 0.16692 | 0.13008 | 0.14085 | -0.019804 | -0.022916 | -0.004017 | -0.010747 | -0.0072275 | -0.0061191 | 48.3275 | 47.3071 | 46.225 | 45.8713 | 45.7969 | 46.0854 | 45.7106 | 45.7166 | 46.5651 | 48.7116 | 52.4578 | 55.3558 | 56.9774 | 58.2638 | 58.6041 | 58.7133 | 58.6077 | 57.0054 | 55.5594 | 54.1373 | 53.2717 | 52.0412 | 51.015 | 49.6449 | 0.089284 | 0.097079 | 0.091172 | 0.10157 | 0.10857 | 0.093679 | 0.11604 | 0.12972 | 0.15178 | 0.17387 | 0.17748 | 0.17273 | 0.16826 | 0.18183 | 0.18804 | 0.18963 | 0.18913 | 0.17908 | 0.16186 | 0.12811 | 0.12972 | 0.11393 | 0.1047 | 0.095071
Portfolio Adjusted1-in-2AllSouth of Lugo2021February Monthly Peak | Portfolio Adjusted | 1-in-2 | All | South of Lugo | 2021 | February Monthly Peak | 2 | 5.3413 | 5.1649 | 5.0245 | 5.0421 | 5.2496 | 5.8609 | 6.86 | 7.5203 | 8.3156 | 8.9108 | 9.193 | 9.2525 | 9.2453 | 9.2341 | 9.1208 | 8.7969 | 8.5399 | 8.5461 | 8.2979 | 7.9171 | 7.4655 | 6.9681 | 6.2612 | 5.8294 | -0.028308 | -0.024421 | -0.027354 | -0.029685 | -0.035609 | -0.026283 | -0.033755 | -0.033219 | -0.064584 | -0.049971 | -0.038036 | -0.026154 | -0.0385 | 0.0098153 | 0.17785 | 0.17078 | 0.13348 | 0.14 | -0.019774 | -0.022792 | -0.0039945 | -0.01069 | -0.0072143 | -0.0061052 | 51.6885 | 51.3698 | 51.0716 | 50.7786 | 50.457 | 49.9963 | 49.7317 | 49.6384 | 50.3799 | 52.5824 | 54.3805 | 56.0467 | 56.6091 | 56.6988 | 56.6303 | 55.5863 | 55.5401 | 55.2578 | 53.8984 | 52.9218 | 52.1351 | 51.8757 | 50.5501 | 49.2212 | 0.088566 | 0.096403 | 0.09056 | 0.10101 | 0.10788 | 0.092939 | 0.11466 | 0.12788 | 0.14959 | 0.1717 | 0.17567 | 0.17117 | 0.16667 | 0.18015 | 0.18627 | 0.18782 | 0.18719 | 0.17736 | 0.16034 | 0.12677 | 0.12852 | 0.11289 | 0.10409 | 0.094546
Portfolio Adjusted1-in-2AllSouth of Lugo2021March Monthly Peak | Portfolio Adjusted | 1-in-2 | All | South of Lugo | 2021 | March Monthly Peak | 3 | 5.5516 | 5.3345 | 5.1543 | 5.1404 | 5.3611 | 5.9717 | 6.9972 | 7.7272 | 8.5747 | 9.1616 | 9.459 | 9.4926 | 9.4431 | 9.4681 | 9.4092 | 9.1788 | 8.891 | 8.5359 | 8.0281 | 8.1689 | 7.7849 | 7.278 | 6.5212 | 5.9992 | -0.030389 | -0.026205 | -0.028832 | -0.03119 | -0.037439 | -0.027563 | -0.035124 | -0.035319 | -0.069471 | -0.053479 | -0.040686 | -0.027909 | -0.040812 | 0.01042 | 0.18458 | 0.17937 | 0.1386 | 0.1394 | -0.020229 | -0.024164 | -0.004302 | -0.011587 | -0.0077862 | -0.0064896 | 51.8086 | 50.6421 | 49.3982 | 48.8389 | 48.5621 | 48.0951 | 47.9422 | 48.318 | 50.7025 | 52.9413 | 55.1532 | 57.0957 | 58.0731 | 59.0488 | 59.0848 | 59.5605 | 59.1937 | 58.0542 | 56.4778 | 54.8697 | 54.2246 | 53.336 | 52.3647 | 51.2913 | 0.093128 | 0.1019 | 0.094472 | 0.10537 | 0.11263 | 0.096073 | 0.11753 | 0.13208 | 0.15561 | 0.17836 | 0.18235 | 0.17671 | 0.17071 | 0.18434 | 0.19104 | 0.19319 | 0.19286 | 0.18119 | 0.16252 | 0.13067 | 0.1348 | 0.11887 | 0.11006 | 0.099143
Portfolio Adjusted1-in-2AllSouth of Lugo2021April Monthly Peak | Portfolio Adjusted | 1-in-2 | All | South of Lugo | 2021 | April Monthly Peak | 4 | 5.4026 | 5.1819 | 5.005 | 5.0058 | 5.1755 | 5.7568 | 6.5539 | 7.2218 | 8.1447 | 8.9638 | 9.5666 | 9.9204 | 10.0981 | 10.2692 | 10.3063 | 10.0728 | 9.6488 | 8.9907 | 8.1737 | 8.1322 | 7.8248 | 7.2651 | 6.467 | 5.886 | -0.02945 | -0.025365 | -0.027893 | -0.030254 | -0.036164 | -0.026751 | -0.033619 | -0.033638 | -0.066708 | -0.052351 | -0.040652 | -0.028334 | -0.041897 | 0.010779 | 0.20027 | 0.19484 | 0.15061 | 0.14657 | -0.020291 | -0.023813 | -0.0042141 | -0.01132 | -0.0076643 | -0.0063698 | 61.8984 | 61.4559 | 60.7021 | 59.6594 | 58.889 | 58.0925 | 57.6212 | 57.8148 | 59.5327 | 62.7806 | 65.7934 | 68.8846 | 71.2458 | 72.9575 | 73.5737 | 73.7162 | 73.9528 | 73.1104 | 72.3029 | 70.4709 | 67.1445 | 65.7857 | 64.2517 | 61.7647 | 0.090496 | 0.098855 | 0.091607 | 0.10234 | 0.109 | 0.093478 | 0.1136 | 0.12755 | 0.15076 | 0.17448 | 0.18028 | 0.17569 | 0.16971 | 0.18347 | 0.19009 | 0.19221 | 0.1912 | 0.17953 | 0.16052 | 0.12821 | 0.13194 | 0.11615 | 0.10813 | 0.097215
Portfolio Adjusted1-in-2AllSouth of Lugo2021May Monthly Peak | Portfolio Adjusted | 1-in-2 | All | South of Lugo | 2021 | May Monthly Peak | 5 | 5.6079 | 5.4063 | 5.2123 | 5.219 | 5.394 | 5.9656 | 6.6984 | 7.6103 | 8.6362 | 9.5331 | 10.1108 | 10.3909 | 10.3982 | 10.511 | 10.4983 | 10.2271 | 9.7946 | 9.0771 | 8.2998 | 8.0148 | 7.9207 | 7.3734 | 6.6274 | 6.068 | -0.031028 | -0.026913 | -0.029571 | -0.032029 | -0.038469 | -0.028313 | -0.035184 | -0.035928 | -0.071655 | -0.05639 | -0.043593 | -0.030019 | -0.043821 | 0.011188 | 0.20451 | 0.19834 | 0.15282 | 0.14796 | -0.020855 | -0.023993 | -0.0043316 | -0.011647 | -0.0079968 | -0.006702 | 59.4746 | 59.525 | 59.5323 | 58.9966 | 58.5072 | 58.52 | 58.7855 | 59.3452 | 60.065 | 61.6242 | 64.372 | 67.2324 | 69.5045 | 70.2542 | 70.0638 | 71.0375 | 71.1119 | 70.0578 | 68.1291 | 65.5494 | 62.9337 | 60.8606 | 60.365 | 60.0583 | 0.093972 | 0.10363 | 0.096004 | 0.10743 | 0.11492 | 0.097196 | 0.11669 | 0.13194 | 0.15675 | 0.18202 | 0.18762 | 0.18099 | 0.17306 | 0.1864 | 0.19288 | 0.19475 | 0.19349 | 0.18163 | 0.16281 | 0.129 | 0.13447 | 0.11846 | 0.11166 | 0.10119
Portfolio Adjusted1-in-2AllSouth of Lugo2021June Monthly Peak | Portfolio Adjusted | 1-in-2 | All | South of Lugo | 2021 | June Monthly Peak | 6 | 5.8347 | 5.6045 | 5.4272 | 5.4191 | 5.6303 | 6.2262 | 6.9537 | 7.9117 | 8.9792 | 9.9486 | 10.6087 | 10.9553 | 11.0209 | 11.1799 | 11.2036 | 10.9554 | 10.5037 | 9.7348 | 8.789 | 8.3374 | 8.2396 | 7.6783 | 6.9267 | 6.3235 | -0.032973 | -0.028321 | -0.031292 | -0.033714 | -0.040816 | -0.030199 | -0.037026 | -0.037318 | -0.073853 | -0.05776 | -0.044658 | -0.030768 | -0.044663 | 0.011414 | 0.21689 | 0.21114 | 0.16411 | 0.15866 | -0.021671 | -0.024898 | -0.0045087 | -0.012181 | -0.0084538 | -0.0070856 | 63.0427 | 62.93 | 62.4365 | 61.886 | 61.7094 | 61.2782 | 60.8848 | 61.3911 | 63.2892 | 67.3683 | 71.6678 | 75.1702 | 75.3431 | 75.1486 | 76.4313 | 76.849 | 78.2012 | 78.5558 | 78.5865 | 74.8368 | 70.6641 | 67.1625 | 65.7409 | 64.5651 | 0.098018 | 0.10781 | 0.10036 | 0.11214 | 0.12084 | 0.10142 | 0.11984 | 0.13414 | 0.15895 | 0.18409 | 0.18977 | 0.18271 | 0.17377 | 0.18709 | 0.19379 | 0.19602 | 0.19501 | 0.18399 | 0.16503 | 0.13094 | 0.13771 | 0.12171 | 0.11623 | 0.10559
Portfolio Adjusted1-in-2AllSouth of Lugo2021July Monthly Peak | Portfolio Adjusted | 1-in-2 | All | South of Lugo | 2021 | July Monthly Peak | 7 | 6.0629 | 5.8428 | 5.6749 | 5.6595 | 5.8786 | 6.5534 | 7.4293 | 8.4851 | 9.6779 | 10.7768 | 11.6176 | 11.9988 | 12.0495 | 12.1858 | 12.1368 | 11.9191 | 11.4185 | 10.5311 | 9.4399 | 8.8848 | 8.7224 | 8.1001 | 7.232 | 6.5925 | -0.041813 | -0.046508 | -0.042788 | -0.040014 | -0.041831 | -0.033866 | -0.045625 | -0.040147 | -0.054485 | -0.057248 | -0.051578 | -0.0371 | -0.040167 | 0.0067254 | 0.22459 | 0.22119 | 0.19046 | 0.17245 | -0.0085182 | -0.026285 | -0.022039 | -0.028541 | -0.027791 | -0.027326 | 69.5012 | 68.8016 | 68.5026 | 68.3646 | 67.962 | 67.1795 | 67.1071 | 67.9977 | 70.5811 | 73.2008 | 75.6232 | 78.9545 | 80.3581 | 80.6009 | 81.4629 | 81.8555 | 82.4188 | 82.791 | 83.4344 | 81.7193 | 78.4402 | 74.2435 | 72.1211 | 71.2928 | 0.094449 | 0.10362 | 0.096899 | 0.10829 | 0.11712 | 0.098964 | 0.11839 | 0.13255 | 0.15615 | 0.18014 | 0.18677 | 0.18004 | 0.17189 | 0.18491 | 0.19145 | 0.19436 | 0.19329 | 0.18189 | 0.16271 | 0.12855 | 0.1344 | 0.11845 | 0.11203 | 0.10167
Portfolio Adjusted1-in-2AllSouth of Lugo2021August Monthly Peak | Portfolio Adjusted | 1-in-2 | All | South of Lugo | 2021 | August Monthly Peak | 8 | 6.0064 | 5.8025 | 5.6369 | 5.6267 | 5.8543 | 6.5922 | 7.5448 | 8.492 | 9.7013 | 10.8768 | 11.8296 | 12.2745 | 12.3634 | 12.518 | 12.4699 | 12.1633 | 11.5754 | 10.6566 | 9.5254 | 9.126 | 8.79 | 8.0709 | 7.1649 | 6.5373 | -0.042445 | -0.049284 | -0.044219 | -0.040412 | -0.040856 | -0.034011 | -0.047188 | -0.040152 | -0.049174 | -0.057035 | -0.053489 | -0.039018 | -0.039628 | 0.0057298 | 0.22859 | 0.22386 | 0.19564 | 0.1745 | -0.0054057 | -0.026761 | -0.025868 | -0.03187 | -0.031494 | -0.031268 | 69.7689 | 68.5201 | 68.0559 | 68.3929 | 68.3183 | 67.5441 | 67.2509 | 67.2724 | 69.1941 | 73.3427 | 77.8555 | 82.2591 | 84.1576 | 84.4619 | 84.791 | 84.9183 | 86.3743 | 87.7248 | 87.0022 | 81.6993 | 76.316 | 73.7164 | 72.3936 | 71.1881 | 0.092471 | 0.10152 | 0.095082 | 0.10631 | 0.11477 | 0.097989 | 0.11838 | 0.13213 | 0.15557 | 0.18061 | 0.18821 | 0.18176 | 0.17344 | 0.1868 | 0.19317 | 0.19536 | 0.19396 | 0.18256 | 0.16324 | 0.12931 | 0.13398 | 0.11768 | 0.1103 | 0.10006
Portfolio Adjusted1-in-2AllSouth of Lugo2021September Monthly Peak | Portfolio Adjusted | 1-in-2 | All | South of Lugo | 2021 | September Monthly Peak | 9 | 6.062 | 5.8687 | 5.6812 | 5.6804 | 5.9302 | 6.6965 | 7.8268 | 8.7776 | 10.1059 | 11.3413 | 12.2566 | 12.6704 | 12.7561 | 12.9197 | 12.8201 | 12.4032 | 11.8053 | 10.8085 | 9.6914 | 9.4707 | 8.8505 | 8.126 | 7.2256 | 6.5969 | -0.043543 | -0.051436 | -0.045464 | -0.041227 | -0.041442 | -0.035062 | -0.049822 | -0.04222 | -0.050554 | -0.061081 | -0.057583 | -0.041953 | -0.041516 | 0.0056148 | 0.23478 | 0.22811 | 0.20066 | 0.1771 | -0.0043368 | -0.027847 | -0.027856 | -0.03359 | -0.033435 | -0.033212 | 69.8614 | 69.2013 | 68.686 | 68.3214 | 67.776 | 67.4464 | 67.1856 | 67.0758 | 68.9842 | 73.0089 | 77.1096 | 81.8297 | 85.1035 | 86.5517 | 87.4702 | 88.2428 | 88.5207 | 87.3454 | 86.7022 | 84.6636 | 80.8292 | 77.5527 | 75.7206 | 74.7613 | 0.093111 | 0.10265 | 0.095712 | 0.10716 | 0.11627 | 0.099613 | 0.1213 | 0.13536 | 0.1612 | 0.18816 | 0.19548 | 0.18746 | 0.17759 | 0.19088 | 0.19658 | 0.19796 | 0.19636 | 0.18454 | 0.16505 | 0.13165 | 0.13564 | 0.11854 | 0.11119 | 0.10075
Portfolio Adjusted1-in-2AllSouth of Lugo2021October Monthly Peak | Portfolio Adjusted | 1-in-2 | All | South of Lugo | 2021 | October Monthly Peak | 10 | 5.3423 | 5.1616 | 5.0295 | 5.0355 | 5.1831 | 5.7727 | 6.7642 | 7.3412 | 8.2211 | 9.2156 | 9.9573 | 10.4412 | 10.7106 | 10.9311 | 10.9067 | 10.5499 | 9.9931 | 9.3378 | 8.7828 | 8.3553 | 7.7928 | 7.1704 | 6.3744 | 5.8413 | -0.029719 | -0.028176 | -0.029293 | -0.03033 | -0.034506 | -0.026376 | -0.034322 | -0.032363 | -0.057954 | -0.049892 | -0.040805 | -0.029044 | -0.039678 | 0.009266 | 0.20692 | 0.19957 | 0.15934 | 0.15229 | -0.016624 | -0.023206 | -0.008487 | -0.014725 | -0.012051 | -0.011162 | 64.1574 | 63.7368 | 63.4536 | 62.4435 | 61.8983 | 61.2546 | 60.737 | 60.6624 | 61.4955 | 64.5938 | 68.6427 | 74.1982 | 80.2865 | 83.0417 | 81.8066 | 81.4149 | 81.7623 | 80.549 | 77.7924 | 73.9738 | 71.7919 | 70.2059 | 68.4992 | 66.839 | 0.085081 | 0.092113 | 0.086398 | 0.096395 | 0.10248 | 0.089438 | 0.11002 | 0.12316 | 0.14501 | 0.16858 | 0.17486 | 0.17151 | 0.16704 | 0.18077 | 0.18686 | 0.18838 | 0.18691 | 0.17679 | 0.1589 | 0.12452 | 0.12543 | 0.1098 | 0.10152 | 0.091829
Portfolio Adjusted1-in-2AllSouth of Lugo2021November Monthly Peak | Portfolio Adjusted | 1-in-2 | All | South of Lugo | 2021 | November Monthly Peak | 11 | 5.2159 | 5.0338 | 4.9055 | 4.9397 | 5.1263 | 5.7185 | 6.4449 | 7.0525 | 7.9325 | 8.7529 | 9.3224 | 9.6279 | 9.7255 | 9.8288 | 9.7563 | 9.3741 | 9.0356 | 8.9713 | 8.3355 | 7.8625 | 7.3866 | 6.8292 | 6.0995 | 5.6224 | -0.027839 | -0.023711 | -0.026485 | -0.029136 | -0.034898 | -0.025992 | -0.032378 | -0.032017 | -0.063836 | -0.050189 | -0.039047 | -0.027125 | -0.040062 | 0.010239 | 0.18926 | 0.18132 | 0.14134 | 0.14707 | -0.019835 | -0.022482 | -0.0039192 | -0.010501 | -0.0070643 | -0.00594 | 59.2421 | 58.2441 | 57.4567 | 56.6406 | 55.4602 | 54.6331 | 54.2004 | 54.5754 | 56.7708 | 59.8934 | 64.5073 | 68.7123 | 71.8001 | 73.5706 | 74.8162 | 74.2343 | 72.0942 | 69.3899 | 66.9647 | 65.9254 | 64.7814 | 64.6074 | 64.0342 | 64.7528 | 0.087316 | 0.094079 | 0.088168 | 0.099313 | 0.10592 | 0.091967 | 0.11171 | 0.12516 | 0.14803 | 0.17125 | 0.1771 | 0.17287 | 0.16775 | 0.1812 | 0.18743 | 0.18903 | 0.18792 | 0.17748 | 0.15961 | 0.12535 | 0.1266 | 0.11128 | 0.1023 | 0.092433
Portfolio Adjusted1-in-2AllSouth of Lugo2021December Monthly Peak | Portfolio Adjusted | 1-in-2 | All | South of Lugo | 2021 | December Monthly Peak | 12 | 5.2594 | 5.1018 | 4.9648 | 4.9779 | 5.1589 | 5.7067 | 6.6386 | 7.1622 | 7.8827 | 8.4931 | 8.7882 | 8.8533 | 8.7796 | 8.7197 | 8.5923 | 8.3311 | 8.2907 | 8.4287 | 7.9052 | 7.5484 | 7.144 | 6.7028 | 6.0478 | 5.6306 | -0.027523 | -0.023756 | -0.026646 | -0.029105 | -0.034649 | -0.025343 | -0.031776 | -0.031016 | -0.06048 | -0.046797 | -0.035687 | -0.024518 | -0.035931 | 0.0090672 | 0.16682 | 0.16119 | 0.13001 | 0.13835 | -0.018463 | -0.021134 | -0.0037104 | -0.010124 | -0.0068736 | -0.0058456 | 52.4522 | 51.1787 | 50.2025 | 49.4394 | 48.9622 | 47.9326 | 48.1691 | 48.3267 | 48.8443 | 52.4841 | 57.0134 | 60.0001 | 61.7265 | 62.8518 | 63.2599 | 63.6502 | 62.8134 | 60.6896 | 58.615 | 57.0362 | 55.2397 | 53.2318 | 51.3596 | 49.9306 | 0.086657 | 0.094205 | 0.088565 | 0.099222 | 0.10529 | 0.090514 | 0.11063 | 0.12345 | 0.14439 | 0.16556 | 0.16961 | 0.16586 | 0.16214 | 0.17507 | 0.18136 | 0.18324 | 0.18288 | 0.17232 | 0.15532 | 0.12213 | 0.1227 | 0.10895 | 0.10041 | 0.091356
Portfolio Adjusted1-in-2AllSouth of Lugo2021Typical Event Day | Portfolio Adjusted | 1-in-2 | All | South of Lugo | 2021 | Typical Event Day | 8 | 5.9572 | 5.759 | 5.5984 | 5.5892 | 5.8146 | 6.5438 | 7.4742 | 8.3691 | 9.5045 | 10.6241 | 11.5315 | 11.9575 | 12.0343 | 12.1867 | 12.1444 | 11.8487 | 11.281 | 10.3968 | 9.3222 | 8.9509 | 8.6536 | 7.9638 | 7.0851 | 6.4704 | -0.039666 | -0.043608 | -0.040723 | -0.038586 | -0.040791 | -0.033015 | -0.044651 | -0.039285 | -0.055143 | -0.056618 | -0.050774 | -0.036582 | -0.040788 | 0.0072386 | 0.22555 | 0.22046 | 0.18704 | 0.17 | -0.0097095 | -0.026158 | -0.020111 | -0.026537 | -0.025312 | -0.024813 | 68.0435 | 67.3633 | 66.9203 | 66.7412 | 66.4414 | 65.8621 | 65.6071 | 65.9343 | 68.0121 | 71.7302 | 75.564 | 79.5534 | 81.2406 | 81.6908 | 82.5388 | 82.9664 | 83.8787 | 84.1042 | 83.9313 | 80.7298 | 76.5624 | 73.1688 | 71.4941 | 70.4518 | 0.092372 | 0.1015 | 0.095095 | 0.10634 | 0.1148 | 0.097925 | 0.11807 | 0.1315 | 0.15441 | 0.17899 | 0.1864 | 0.1802 | 0.17219 | 0.18555 | 0.19194 | 0.19415 | 0.1928 | 0.18136 | 0.16231 | 0.12858 | 0.13327 | 0.11718 | 0.10997 | 0.099802
Portfolio Adjusted1-in-2AllSouth of Lugo2022January Monthly Peak | Portfolio Adjusted | 1-in-2 | All | South of Lugo | 2022 | January Monthly Peak | 1 | 5.3702 | 5.2014 | 5.0596 | 5.0683 | 5.2866 | 5.9046 | 7.0139 | 7.6506 | 8.4545 | 9.0013 | 9.2039 | 9.1826 | 9.0905 | 9.0654 | 8.9155 | 8.5631 | 8.32 | 8.5766 | 8.1783 | 7.8707 | 7.4436 | 6.9523 | 6.2409 | 5.8264 | -0.028442 | -0.02453 | -0.027472 | -0.029789 | -0.035777 | -0.026389 | -0.034083 | -0.033686 | -0.065531 | -0.050502 | -0.038255 | -0.026185 | -0.038439 | 0.0097769 | 0.17437 | 0.16692 | 0.13008 | 0.14085 | -0.019804 | -0.022916 | -0.004017 | -0.010747 | -0.0072275 | -0.0061191 | 48.3275 | 47.3071 | 46.225 | 45.8713 | 45.7969 | 46.0854 | 45.7106 | 45.7166 | 46.5651 | 48.7116 | 52.4578 | 55.3558 | 56.9774 | 58.2638 | 58.6041 | 58.7133 | 58.6077 | 57.0054 | 55.5594 | 54.1373 | 53.2717 | 52.0412 | 51.015 | 49.6449 | 0.089284 | 0.097079 | 0.091172 | 0.10157 | 0.10857 | 0.093679 | 0.11604 | 0.12972 | 0.15178 | 0.17387 | 0.17748 | 0.17273 | 0.16826 | 0.18183 | 0.18804 | 0.18963 | 0.18913 | 0.17908 | 0.16186 | 0.12811 | 0.12972 | 0.11393 | 0.1047 | 0.095071
Portfolio Adjusted1-in-2AllSouth of Lugo2022February Monthly Peak | Portfolio Adjusted | 1-in-2 | All | South of Lugo | 2022 | February Monthly Peak | 2 | 5.3413 | 5.1649 | 5.0245 | 5.0421 | 5.2496 | 5.8609 | 6.86 | 7.5203 | 8.3156 | 8.9108 | 9.193 | 9.2525 | 9.2453 | 9.2341 | 9.1208 | 8.7969 | 8.5399 | 8.5461 | 8.2979 | 7.9171 | 7.4655 | 6.9681 | 6.2612 | 5.8294 | -0.028308 | -0.024421 | -0.027354 | -0.029685 | -0.035609 | -0.026283 | -0.033755 | -0.033219 | -0.064584 | -0.049971 | -0.038036 | -0.026154 | -0.0385 | 0.0098153 | 0.17785 | 0.17078 | 0.13348 | 0.14 | -0.019774 | -0.022792 | -0.0039945 | -0.01069 | -0.0072143 | -0.0061052 | 51.6885 | 51.3698 | 51.0716 | 50.7786 | 50.457 | 49.9963 | 49.7317 | 49.6384 | 50.3799 | 52.5824 | 54.3805 | 56.0467 | 56.6091 | 56.6988 | 56.6303 | 55.5863 | 55.5401 | 55.2578 | 53.8984 | 52.9218 | 52.1351 | 51.8757 | 50.5501 | 49.2212 | 0.088566 | 0.096403 | 0.09056 | 0.10101 | 0.10788 | 0.092939 | 0.11466 | 0.12788 | 0.14959 | 0.1717 | 0.17567 | 0.17117 | 0.16667 | 0.18015 | 0.18627 | 0.18782 | 0.18719 | 0.17736 | 0.16034 | 0.12677 | 0.12852 | 0.11289 | 0.10409 | 0.094546
Portfolio Adjusted1-in-2AllSouth of Lugo2022March Monthly Peak | Portfolio Adjusted | 1-in-2 | All | South of Lugo | 2022 | March Monthly Peak | 3 | 5.5516 | 5.3345 | 5.1543 | 5.1404 | 5.3611 | 5.9717 | 6.9972 | 7.7272 | 8.5747 | 9.1616 | 9.459 | 9.4926 | 9.4431 | 9.4681 | 9.4092 | 9.1788 | 8.891 | 8.5359 | 8.0281 | 8.1689 | 7.7849 | 7.278 | 6.5212 | 5.9992 | -0.030389 | -0.026205 | -0.028832 | -0.03119 | -0.037439 | -0.027563 | -0.035124 | -0.035319 | -0.069471 | -0.053479 | -0.040686 | -0.027909 | -0.040812 | 0.01042 | 0.18458 | 0.17937 | 0.1386 | 0.1394 | -0.020229 | -0.024164 | -0.004302 | -0.011587 | -0.0077862 | -0.0064896 | 51.8086 | 50.6421 | 49.3982 | 48.8389 | 48.5621 | 48.0951 | 47.9422 | 48.318 | 50.7025 | 52.9413 | 55.1532 | 57.0957 | 58.0731 | 59.0488 | 59.0848 | 59.5605 | 59.1937 | 58.0542 | 56.4778 | 54.8697 | 54.2246 | 53.336 | 52.3647 | 51.2913 | 0.093128 | 0.1019 | 0.094472 | 0.10537 | 0.11263 | 0.096073 | 0.11753 | 0.13208 | 0.15561 | 0.17836 | 0.18235 | 0.17671 | 0.17071 | 0.18434 | 0.19104 | 0.19319 | 0.19286 | 0.18119 | 0.16252 | 0.13067 | 0.1348 | 0.11887 | 0.11006 | 0.099143
Portfolio Adjusted1-in-2AllSouth of Lugo2022April Monthly Peak | Portfolio Adjusted | 1-in-2 | All | South of Lugo | 2022 | April Monthly Peak | 4 | 5.4026 | 5.1819 | 5.005 | 5.0058 | 5.1755 | 5.7568 | 6.5539 | 7.2218 | 8.1447 | 8.9638 | 9.5666 | 9.9204 | 10.0981 | 10.2692 | 10.3063 | 10.0728 | 9.6488 | 8.9907 | 8.1737 | 8.1322 | 7.8248 | 7.2651 | 6.467 | 5.886 | -0.02945 | -0.025365 | -0.027893 | -0.030254 | -0.036164 | -0.026751 | -0.033619 | -0.033638 | -0.066708 | -0.052351 | -0.040652 | -0.028334 | -0.041897 | 0.010779 | 0.20027 | 0.19484 | 0.15061 | 0.14657 | -0.020291 | -0.023813 | -0.0042141 | -0.01132 | -0.0076643 | -0.0063698 | 61.8984 | 61.4559 | 60.7021 | 59.6594 | 58.889 | 58.0925 | 57.6212 | 57.8148 | 59.5327 | 62.7806 | 65.7934 | 68.8846 | 71.2458 | 72.9575 | 73.5737 | 73.7162 | 73.9528 | 73.1104 | 72.3029 | 70.4709 | 67.1445 | 65.7857 | 64.2517 | 61.7647 | 0.090496 | 0.098855 | 0.091607 | 0.10234 | 0.109 | 0.093478 | 0.1136 | 0.12755 | 0.15076 | 0.17448 | 0.18028 | 0.17569 | 0.16971 | 0.18347 | 0.19009 | 0.19221 | 0.1912 | 0.17953 | 0.16052 | 0.12821 | 0.13194 | 0.11615 | 0.10813 | 0.097215
Portfolio Adjusted1-in-2AllSouth of Lugo2022May Monthly Peak | Portfolio Adjusted | 1-in-2 | All | South of Lugo | 2022 | May Monthly Peak | 5 | 5.6079 | 5.4063 | 5.2123 | 5.2191 | 5.394 | 5.9656 | 6.6984 | 7.6103 | 8.6362 | 9.5331 | 10.1108 | 10.3909 | 10.3982 | 10.511 | 10.4983 | 10.2271 | 9.7946 | 9.0771 | 8.2998 | 8.0148 | 7.9207 | 7.3734 | 6.6274 | 6.068 | -0.031028 | -0.026913 | -0.029571 | -0.032029 | -0.038469 | -0.028313 | -0.035184 | -0.035928 | -0.071655 | -0.05639 | -0.043593 | -0.030019 | -0.043821 | 0.011188 | 0.20451 | 0.19834 | 0.15282 | 0.14796 | -0.020855 | -0.023993 | -0.0043316 | -0.011647 | -0.0079968 | -0.006702 | 59.4746 | 59.525 | 59.5323 | 58.9966 | 58.5072 | 58.52 | 58.7855 | 59.3452 | 60.065 | 61.6242 | 64.372 | 67.2324 | 69.5045 | 70.2542 | 70.0638 | 71.0375 | 71.1119 | 70.0578 | 68.1291 | 65.5494 | 62.9337 | 60.8606 | 60.365 | 60.0583 | 0.093972 | 0.10363 | 0.096004 | 0.10743 | 0.11492 | 0.097196 | 0.11669 | 0.13194 | 0.15675 | 0.18202 | 0.18762 | 0.18099 | 0.17306 | 0.1864 | 0.19288 | 0.19475 | 0.19349 | 0.18163 | 0.16281 | 0.129 | 0.13447 | 0.11846 | 0.11166 | 0.10119
Portfolio Adjusted1-in-2AllSouth of Lugo2022June Monthly Peak | Portfolio Adjusted | 1-in-2 | All | South of Lugo | 2022 | June Monthly Peak | 6 | 5.8347 | 5.6045 | 5.4272 | 5.4191 | 5.6303 | 6.2262 | 6.9537 | 7.9117 | 8.9792 | 9.9486 | 10.6087 | 10.9553 | 11.0209 | 11.1799 | 11.2036 | 10.9554 | 10.5037 | 9.7348 | 8.789 | 8.3374 | 8.2396 | 7.6783 | 6.9267 | 6.3235 | -0.032973 | -0.028321 | -0.031292 | -0.033714 | -0.040816 | -0.030199 | -0.037026 | -0.037318 | -0.073853 | -0.05776 | -0.044658 | -0.030768 | -0.044663 | 0.011414 | 0.21689 | 0.21114 | 0.16411 | 0.15866 | -0.021671 | -0.024898 | -0.0045087 | -0.012181 | -0.0084538 | -0.0070856 | 63.0427 | 62.93 | 62.4365 | 61.886 | 61.7094 | 61.2782 | 60.8848 | 61.3911 | 63.2892 | 67.3683 | 71.6678 | 75.1702 | 75.3431 | 75.1486 | 76.4313 | 76.849 | 78.2012 | 78.5558 | 78.5865 | 74.8368 | 70.6641 | 67.1625 | 65.7409 | 64.5651 | 0.098018 | 0.10781 | 0.10036 | 0.11214 | 0.12084 | 0.10142 | 0.11984 | 0.13414 | 0.15895 | 0.18409 | 0.18977 | 0.18271 | 0.17377 | 0.18709 | 0.19379 | 0.19602 | 0.19501 | 0.18399 | 0.16503 | 0.13094 | 0.13771 | 0.12171 | 0.11623 | 0.10559
Portfolio Adjusted1-in-2AllSouth of Lugo2022July Monthly Peak | Portfolio Adjusted | 1-in-2 | All | South of Lugo | 2022 | July Monthly Peak | 7 | 6.0629 | 5.8428 | 5.6749 | 5.6595 | 5.8786 | 6.5534 | 7.4293 | 8.4851 | 9.6779 | 10.7768 | 11.6176 | 11.9988 | 12.0495 | 12.1858 | 12.1368 | 11.9191 | 11.4185 | 10.5311 | 9.4399 | 8.8848 | 8.7224 | 8.1001 | 7.232 | 6.5925 | -0.041813 | -0.046508 | -0.042788 | -0.040014 | -0.041831 | -0.033866 | -0.045625 | -0.040147 | -0.054485 | -0.057248 | -0.051578 | -0.0371 | -0.040167 | 0.0067254 | 0.22459 | 0.22119 | 0.19046 | 0.17245 | -0.0085182 | -0.026285 | -0.022039 | -0.028541 | -0.027791 | -0.027326 | 69.5012 | 68.8016 | 68.5026 | 68.3646 | 67.962 | 67.1795 | 67.1071 | 67.9977 | 70.5811 | 73.2008 | 75.6232 | 78.9545 | 80.3581 | 80.6009 | 81.4629 | 81.8555 | 82.4188 | 82.791 | 83.4344 | 81.7193 | 78.4402 | 74.2435 | 72.1211 | 71.2928 | 0.094449 | 0.10362 | 0.096899 | 0.10829 | 0.11712 | 0.098964 | 0.11839 | 0.13255 | 0.15615 | 0.18014 | 0.18677 | 0.18004 | 0.17189 | 0.18491 | 0.19145 | 0.19436 | 0.19329 | 0.18189 | 0.16271 | 0.12855 | 0.1344 | 0.11845 | 0.11203 | 0.10167
Portfolio Adjusted1-in-2AllSouth of Lugo2022August Monthly Peak | Portfolio Adjusted | 1-in-2 | All | South of Lugo | 2022 | August Monthly Peak | 8 | 6.0064 | 5.8025 | 5.6369 | 5.6267 | 5.8543 | 6.5922 | 7.5448 | 8.492 | 9.7013 | 10.8768 | 11.8296 | 12.2745 | 12.3634 | 12.518 | 12.4699 | 12.1633 | 11.5754 | 10.6566 | 9.5254 | 9.126 | 8.79 | 8.0709 | 7.1649 | 6.5373 | -0.042445 | -0.049284 | -0.044219 | -0.040412 | -0.040856 | -0.034011 | -0.047188 | -0.040152 | -0.049174 | -0.057035 | -0.053489 | -0.039018 | -0.039628 | 0.0057298 | 0.22859 | 0.22386 | 0.19564 | 0.1745 | -0.0054057 | -0.026761 | -0.025868 | -0.03187 | -0.031494 | -0.031268 | 69.7689 | 68.5201 | 68.0559 | 68.3929 | 68.3183 | 67.5441 | 67.2509 | 67.2724 | 69.1941 | 73.3427 | 77.8555 | 82.2591 | 84.1576 | 84.4619 | 84.791 | 84.9183 | 86.3743 | 87.7248 | 87.0022 | 81.6993 | 76.316 | 73.7164 | 72.3936 | 71.1881 | 0.092471 | 0.10152 | 0.095082 | 0.10631 | 0.11477 | 0.097989 | 0.11838 | 0.13213 | 0.15557 | 0.18061 | 0.18821 | 0.18176 | 0.17344 | 0.1868 | 0.19317 | 0.19536 | 0.19396 | 0.18256 | 0.16324 | 0.12931 | 0.13398 | 0.11768 | 0.1103 | 0.10006
Portfolio Adjusted1-in-2AllSouth of Lugo2022September Monthly Peak | Portfolio Adjusted | 1-in-2 | All | South of Lugo | 2022 | September Monthly Peak | 9 | 6.062 | 5.8687 | 5.6812 | 5.6804 | 5.9302 | 6.6965 | 7.8268 | 8.7776 | 10.1059 | 11.3413 | 12.2566 | 12.6704 | 12.7561 | 12.9197 | 12.8201 | 12.4032 | 11.8053 | 10.8085 | 9.6914 | 9.4707 | 8.8505 | 8.126 | 7.2256 | 6.5969 | -0.043543 | -0.051436 | -0.045464 | -0.041227 | -0.041442 | -0.035062 | -0.049822 | -0.04222 | -0.050554 | -0.061081 | -0.057583 | -0.041953 | -0.041516 | 0.0056148 | 0.23478 | 0.22811 | 0.20066 | 0.1771 | -0.0043368 | -0.027847 | -0.027856 | -0.03359 | -0.033435 | -0.033212 | 69.8614 | 69.2013 | 68.686 | 68.3214 | 67.776 | 67.4464 | 67.1856 | 67.0758 | 68.9842 | 73.0089 | 77.1096 | 81.8297 | 85.1035 | 86.5517 | 87.4702 | 88.2428 | 88.5207 | 87.3454 | 86.7022 | 84.6636 | 80.8292 | 77.5527 | 75.7206 | 74.7613 | 0.093111 | 0.10265 | 0.095712 | 0.10716 | 0.11627 | 0.099613 | 0.1213 | 0.13536 | 0.1612 | 0.18816 | 0.19548 | 0.18746 | 0.17759 | 0.19088 | 0.19658 | 0.19796 | 0.19636 | 0.18454 | 0.16505 | 0.13165 | 0.13564 | 0.11854 | 0.11119 | 0.10075
Portfolio Adjusted1-in-2AllSouth of Lugo2022October Monthly Peak | Portfolio Adjusted | 1-in-2 | All | South of Lugo | 2022 | October Monthly Peak | 10 | 5.3423 | 5.1616 | 5.0295 | 5.0355 | 5.1831 | 5.7727 | 6.7642 | 7.3412 | 8.2211 | 9.2156 | 9.9573 | 10.4412 | 10.7106 | 10.9311 | 10.9067 | 10.5499 | 9.9931 | 9.3378 | 8.7828 | 8.3553 | 7.7928 | 7.1704 | 6.3744 | 5.8413 | -0.029719 | -0.028176 | -0.029293 | -0.03033 | -0.034506 | -0.026376 | -0.034322 | -0.032363 | -0.057954 | -0.049892 | -0.040805 | -0.029044 | -0.039678 | 0.009266 | 0.20692 | 0.19957 | 0.15934 | 0.15229 | -0.016624 | -0.023206 | -0.008487 | -0.014725 | -0.012051 | -0.011162 | 64.1574 | 63.7368 | 63.4536 | 62.4435 | 61.8983 | 61.2546 | 60.737 | 60.6624 | 61.4955 | 64.5938 | 68.6427 | 74.1982 | 80.2865 | 83.0417 | 81.8066 | 81.4149 | 81.7623 | 80.549 | 77.7924 | 73.9738 | 71.7919 | 70.2059 | 68.4992 | 66.839 | 0.085081 | 0.092113 | 0.086398 | 0.096395 | 0.10248 | 0.089438 | 0.11002 | 0.12316 | 0.14501 | 0.16858 | 0.17486 | 0.17151 | 0.16704 | 0.18077 | 0.18686 | 0.18838 | 0.18691 | 0.17679 | 0.1589 | 0.12452 | 0.12543 | 0.1098 | 0.10152 | 0.091829
Portfolio Adjusted1-in-2AllSouth of Lugo2022November Monthly Peak | Portfolio Adjusted | 1-in-2 | All | South of Lugo | 2022 | November Monthly Peak | 11 | 5.2159 | 5.0338 | 4.9055 | 4.9397 | 5.1263 | 5.7185 | 6.4449 | 7.0525 | 7.9325 | 8.7529 | 9.3224 | 9.6279 | 9.7255 | 9.8288 | 9.7563 | 9.3741 | 9.0356 | 8.9713 | 8.3355 | 7.8625 | 7.3866 | 6.8292 | 6.0995 | 5.6224 | -0.027839 | -0.023711 | -0.026485 | -0.029136 | -0.034898 | -0.025992 | -0.032378 | -0.032017 | -0.063836 | -0.050189 | -0.039047 | -0.027125 | -0.040062 | 0.010239 | 0.18926 | 0.18132 | 0.14134 | 0.14707 | -0.019835 | -0.022482 | -0.0039192 | -0.010501 | -0.0070643 | -0.00594 | 59.2421 | 58.2441 | 57.4567 | 56.6406 | 55.4602 | 54.6331 | 54.2004 | 54.5754 | 56.7708 | 59.8934 | 64.5073 | 68.7123 | 71.8001 | 73.5706 | 74.8162 | 74.2343 | 72.0942 | 69.3899 | 66.9647 | 65.9254 | 64.7814 | 64.6074 | 64.0342 | 64.7528 | 0.087316 | 0.094079 | 0.088168 | 0.099313 | 0.10592 | 0.091967 | 0.11171 | 0.12516 | 0.14803 | 0.17125 | 0.1771 | 0.17287 | 0.16775 | 0.1812 | 0.18743 | 0.18903 | 0.18792 | 0.17748 | 0.15961 | 0.12535 | 0.1266 | 0.11128 | 0.1023 | 0.092433
Portfolio Adjusted1-in-2AllSouth of Lugo2022December Monthly Peak | Portfolio Adjusted | 1-in-2 | All | South of Lugo | 2022 | December Monthly Peak | 12 | 5.2594 | 5.1018 | 4.9648 | 4.9779 | 5.1589 | 5.7067 | 6.6386 | 7.1622 | 7.8827 | 8.4931 | 8.7882 | 8.8533 | 8.7796 | 8.7197 | 8.5923 | 8.3311 | 8.2907 | 8.4287 | 7.9052 | 7.5484 | 7.144 | 6.7028 | 6.0478 | 5.6306 | -0.027523 | -0.023756 | -0.026646 | -0.029105 | -0.034649 | -0.025343 | -0.031776 | -0.031016 | -0.06048 | -0.046797 | -0.035687 | -0.024518 | -0.035931 | 0.0090672 | 0.16682 | 0.16119 | 0.13001 | 0.13835 | -0.018463 | -0.021134 | -0.0037104 | -0.010124 | -0.0068736 | -0.0058456 | 52.4522 | 51.1787 | 50.2025 | 49.4394 | 48.9622 | 47.9327 | 48.1691 | 48.3267 | 48.8443 | 52.4841 | 57.0134 | 60.0001 | 61.7265 | 62.8518 | 63.2599 | 63.6502 | 62.8134 | 60.6896 | 58.615 | 57.0362 | 55.2397 | 53.2318 | 51.3596 | 49.9306 | 0.086657 | 0.094205 | 0.088565 | 0.099222 | 0.10529 | 0.090514 | 0.11063 | 0.12345 | 0.14439 | 0.16556 | 0.16961 | 0.16586 | 0.16214 | 0.17507 | 0.18136 | 0.18324 | 0.18288 | 0.17232 | 0.15532 | 0.12213 | 0.1227 | 0.10895 | 0.10041 | 0.091356
Portfolio Adjusted1-in-2AllSouth of Lugo2022Typical Event Day | Portfolio Adjusted | 1-in-2 | All | South of Lugo | 2022 | Typical Event Day | 8 | 5.9572 | 5.759 | 5.5984 | 5.5892 | 5.8146 | 6.5438 | 7.4742 | 8.3691 | 9.5045 | 10.6241 | 11.5315 | 11.9575 | 12.0343 | 12.1867 | 12.1444 | 11.8487 | 11.281 | 10.3968 | 9.3222 | 8.9509 | 8.6536 | 7.9638 | 7.0851 | 6.4704 | -0.039666 | -0.043608 | -0.040723 | -0.038586 | -0.040791 | -0.033015 | -0.044651 | -0.039285 | -0.055143 | -0.056618 | -0.050774 | -0.036582 | -0.040788 | 0.0072386 | 0.22555 | 0.22046 | 0.18704 | 0.17 | -0.0097095 | -0.026158 | -0.020111 | -0.026537 | -0.025312 | -0.024813 | 68.0435 | 67.3632 | 66.9203 | 66.7412 | 66.4414 | 65.8621 | 65.6071 | 65.9343 | 68.0121 | 71.7302 | 75.564 | 79.5534 | 81.2406 | 81.6908 | 82.5388 | 82.9664 | 83.8787 | 84.1042 | 83.9313 | 80.7298 | 76.5624 | 73.1688 | 71.4941 | 70.4518 | 0.092372 | 0.1015 | 0.095095 | 0.10634 | 0.1148 | 0.097925 | 0.11807 | 0.1315 | 0.15441 | 0.17899 | 0.1864 | 0.1802 | 0.17219 | 0.18555 | 0.19194 | 0.19415 | 0.1928 | 0.18136 | 0.16231 | 0.12858 | 0.13327 | 0.11718 | 0.10997 | 0.099802
Portfolio Adjusted1-in-2AllSouth of Lugo2023January Monthly Peak | Portfolio Adjusted | 1-in-2 | All | South of Lugo | 2023 | January Monthly Peak | 1 | 5.3702 | 5.2014 | 5.0596 | 5.0683 | 5.2866 | 5.9046 | 7.0139 | 7.6506 | 8.4545 | 9.0013 | 9.2039 | 9.1826 | 9.0905 | 9.0654 | 8.9155 | 8.5631 | 8.32 | 8.5766 | 8.1783 | 7.8707 | 7.4436 | 6.9523 | 6.2409 | 5.8264 | -0.028442 | -0.02453 | -0.027472 | -0.029789 | -0.035777 | -0.026389 | -0.034083 | -0.033686 | -0.065531 | -0.050502 | -0.038255 | -0.026185 | -0.038439 | 0.0097769 | 0.17437 | 0.16692 | 0.13008 | 0.14085 | -0.019804 | -0.022916 | -0.004017 | -0.010747 | -0.0072275 | -0.0061191 | 48.3275 | 47.3071 | 46.225 | 45.8713 | 45.7969 | 46.0854 | 45.7106 | 45.7166 | 46.5651 | 48.7116 | 52.4578 | 55.3558 | 56.9774 | 58.2638 | 58.6041 | 58.7133 | 58.6077 | 57.0054 | 55.5594 | 54.1373 | 53.2717 | 52.0412 | 51.015 | 49.6449 | 0.089284 | 0.097079 | 0.091172 | 0.10157 | 0.10857 | 0.093679 | 0.11604 | 0.12972 | 0.15178 | 0.17387 | 0.17748 | 0.17273 | 0.16826 | 0.18183 | 0.18804 | 0.18963 | 0.18913 | 0.17908 | 0.16186 | 0.12811 | 0.12972 | 0.11393 | 0.1047 | 0.095071
Portfolio Adjusted1-in-2AllSouth of Lugo2023February Monthly Peak | Portfolio Adjusted | 1-in-2 | All | South of Lugo | 2023 | February Monthly Peak | 2 | 5.3413 | 5.1649 | 5.0245 | 5.0421 | 5.2496 | 5.8609 | 6.86 | 7.5203 | 8.3156 | 8.9108 | 9.193 | 9.2525 | 9.2453 | 9.2341 | 9.1208 | 8.7969 | 8.5399 | 8.5461 | 8.2979 | 7.9171 | 7.4655 | 6.9681 | 6.2612 | 5.8294 | -0.028308 | -0.024421 | -0.027354 | -0.029685 | -0.035609 | -0.026283 | -0.033755 | -0.033219 | -0.064584 | -0.049971 | -0.038036 | -0.026154 | -0.0385 | 0.0098153 | 0.17785 | 0.17078 | 0.13348 | 0.14 | -0.019774 | -0.022792 | -0.0039945 | -0.01069 | -0.0072143 | -0.0061052 | 51.6885 | 51.3699 | 51.0716 | 50.7786 | 50.457 | 49.9963 | 49.7317 | 49.6384 | 50.3799 | 52.5824 | 54.3805 | 56.0467 | 56.6091 | 56.6988 | 56.6303 | 55.5863 | 55.5401 | 55.2578 | 53.8984 | 52.9218 | 52.1351 | 51.8757 | 50.5501 | 49.2212 | 0.088566 | 0.096403 | 0.09056 | 0.10101 | 0.10788 | 0.092939 | 0.11466 | 0.12788 | 0.14959 | 0.1717 | 0.17567 | 0.17117 | 0.16667 | 0.18015 | 0.18627 | 0.18782 | 0.18719 | 0.17736 | 0.16034 | 0.12677 | 0.12852 | 0.11289 | 0.10409 | 0.094546
Portfolio Adjusted1-in-2AllSouth of Lugo2023March Monthly Peak | Portfolio Adjusted | 1-in-2 | All | South of Lugo | 2023 | March Monthly Peak | 3 | 5.5516 | 5.3345 | 5.1543 | 5.1404 | 5.3611 | 5.9717 | 6.9972 | 7.7272 | 8.5747 | 9.1616 | 9.459 | 9.4926 | 9.4431 | 9.4681 | 9.4092 | 9.1788 | 8.891 | 8.5359 | 8.0281 | 8.1689 | 7.7849 | 7.278 | 6.5212 | 5.9992 | -0.030389 | -0.026205 | -0.028832 | -0.03119 | -0.037439 | -0.027563 | -0.035124 | -0.035319 | -0.069471 | -0.053479 | -0.040686 | -0.027909 | -0.040812 | 0.01042 | 0.18458 | 0.17937 | 0.1386 | 0.1394 | -0.020229 | -0.024164 | -0.004302 | -0.011587 | -0.0077862 | -0.0064896 | 51.8086 | 50.6421 | 49.3982 | 48.8389 | 48.5621 | 48.0951 | 47.9422 | 48.318 | 50.7025 | 52.9413 | 55.1532 | 57.0957 | 58.0731 | 59.0488 | 59.0848 | 59.5605 | 59.1937 | 58.0542 | 56.4778 | 54.8697 | 54.2245 | 53.336 | 52.3647 | 51.2913 | 0.093128 | 0.1019 | 0.094472 | 0.10537 | 0.11263 | 0.096073 | 0.11753 | 0.13208 | 0.15561 | 0.17836 | 0.18235 | 0.17671 | 0.17071 | 0.18434 | 0.19104 | 0.19319 | 0.19286 | 0.18119 | 0.16252 | 0.13067 | 0.1348 | 0.11887 | 0.11006 | 0.099143
Portfolio Adjusted1-in-2AllSouth of Lugo2023April Monthly Peak | Portfolio Adjusted | 1-in-2 | All | South of Lugo | 2023 | April Monthly Peak | 4 | 5.4026 | 5.1819 | 5.005 | 5.0058 | 5.1755 | 5.7568 | 6.5539 | 7.2218 | 8.1447 | 8.9638 | 9.5666 | 9.9204 | 10.0981 | 10.2692 | 10.3063 | 10.0728 | 9.6488 | 8.9907 | 8.1737 | 8.1322 | 7.8248 | 7.2651 | 6.467 | 5.886 | -0.02945 | -0.025365 | -0.027893 | -0.030254 | -0.036164 | -0.026751 | -0.033619 | -0.033638 | -0.066708 | -0.052351 | -0.040652 | -0.028334 | -0.041897 | 0.010779 | 0.20027 | 0.19484 | 0.15061 | 0.14657 | -0.020291 | -0.023813 | -0.0042141 | -0.01132 | -0.0076643 | -0.0063698 | 61.8984 | 61.4559 | 60.7021 | 59.6594 | 58.889 | 58.0925 | 57.6212 | 57.8148 | 59.5327 | 62.7806 | 65.7934 | 68.8846 | 71.2458 | 72.9575 | 73.5737 | 73.7162 | 73.9528 | 73.1104 | 72.3029 | 70.4709 | 67.1445 | 65.7857 | 64.2517 | 61.7647 | 0.090496 | 0.098855 | 0.091607 | 0.10234 | 0.109 | 0.093478 | 0.1136 | 0.12755 | 0.15076 | 0.17448 | 0.18028 | 0.17569 | 0.16971 | 0.18347 | 0.19009 | 0.19221 | 0.1912 | 0.17953 | 0.16052 | 0.12821 | 0.13194 | 0.11615 | 0.10813 | 0.097215
Portfolio Adjusted1-in-2AllSouth of Lugo2023May Monthly Peak | Portfolio Adjusted | 1-in-2 | All | South of Lugo | 2023 | May Monthly Peak | 5 | 5.6079 | 5.4063 | 5.2123 | 5.219 | 5.394 | 5.9656 | 6.6984 | 7.6103 | 8.6362 | 9.5331 | 10.1108 | 10.3909 | 10.3982 | 10.511 | 10.4983 | 10.2271 | 9.7946 | 9.0771 | 8.2998 | 8.0148 | 7.9207 | 7.3734 | 6.6274 | 6.068 | -0.031028 | -0.026913 | -0.029571 | -0.032029 | -0.038469 | -0.028313 | -0.035184 | -0.035928 | -0.071655 | -0.05639 | -0.043593 | -0.030019 | -0.043821 | 0.011188 | 0.20451 | 0.19834 | 0.15282 | 0.14796 | -0.020855 | -0.023993 | -0.0043316 | -0.011647 | -0.0079968 | -0.006702 | 59.4746 | 59.525 | 59.5323 | 58.9966 | 58.5072 | 58.52 | 58.7855 | 59.3452 | 60.065 | 61.6242 | 64.372 | 67.2324 | 69.5045 | 70.2542 | 70.0638 | 71.0375 | 71.1119 | 70.0578 | 68.1291 | 65.5494 | 62.9337 | 60.8606 | 60.365 | 60.0583 | 0.093972 | 0.10363 | 0.096004 | 0.10743 | 0.11492 | 0.097196 | 0.11669 | 0.13194 | 0.15675 | 0.18202 | 0.18762 | 0.18099 | 0.17306 | 0.1864 | 0.19288 | 0.19475 | 0.19349 | 0.18163 | 0.16281 | 0.129 | 0.13447 | 0.11846 | 0.11166 | 0.10119
Portfolio Adjusted1-in-2AllSouth of Lugo2023June Monthly Peak | Portfolio Adjusted | 1-in-2 | All | South of Lugo | 2023 | June Monthly Peak | 6 | 5.8347 | 5.6045 | 5.4272 | 5.4191 | 5.6303 | 6.2262 | 6.9537 | 7.9117 | 8.9792 | 9.9486 | 10.6087 | 10.9553 | 11.0209 | 11.1799 | 11.2036 | 10.9554 | 10.5037 | 9.7348 | 8.789 | 8.3374 | 8.2396 | 7.6783 | 6.9267 | 6.3235 | -0.032973 | -0.028321 | -0.031292 | -0.033714 | -0.040816 | -0.030199 | -0.037026 | -0.037318 | -0.073853 | -0.05776 | -0.044658 | -0.030768 | -0.044663 | 0.011414 | 0.21689 | 0.21114 | 0.16411 | 0.15866 | -0.021671 | -0.024898 | -0.0045087 | -0.012181 | -0.0084538 | -0.0070856 | 63.0427 | 62.93 | 62.4365 | 61.886 | 61.7094 | 61.2782 | 60.8848 | 61.3911 | 63.2892 | 67.3683 | 71.6678 | 75.1702 | 75.3431 | 75.1486 | 76.4313 | 76.849 | 78.2012 | 78.5558 | 78.5865 | 74.8368 | 70.6641 | 67.1625 | 65.7409 | 64.5651 | 0.098018 | 0.10781 | 0.10036 | 0.11214 | 0.12084 | 0.10142 | 0.11984 | 0.13414 | 0.15895 | 0.18409 | 0.18977 | 0.18271 | 0.17377 | 0.18709 | 0.19379 | 0.19602 | 0.19501 | 0.18399 | 0.16503 | 0.13094 | 0.13771 | 0.12171 | 0.11623 | 0.10559
Portfolio Adjusted1-in-2AllSouth of Lugo2023July Monthly Peak | Portfolio Adjusted | 1-in-2 | All | South of Lugo | 2023 | July Monthly Peak | 7 | 6.0629 | 5.8428 | 5.6749 | 5.6595 | 5.8786 | 6.5534 | 7.4293 | 8.4851 | 9.6779 | 10.7768 | 11.6176 | 11.9988 | 12.0495 | 12.1858 | 12.1368 | 11.9191 | 11.4185 | 10.5311 | 9.4399 | 8.8848 | 8.7224 | 8.1001 | 7.232 | 6.5925 | -0.041813 | -0.046508 | -0.042788 | -0.040014 | -0.041831 | -0.033866 | -0.045625 | -0.040147 | -0.054485 | -0.057248 | -0.051578 | -0.0371 | -0.040167 | 0.0067254 | 0.22459 | 0.22119 | 0.19046 | 0.17245 | -0.0085182 | -0.026285 | -0.022039 | -0.028541 | -0.027791 | -0.027326 | 69.5012 | 68.8016 | 68.5026 | 68.3646 | 67.962 | 67.1795 | 67.1071 | 67.9977 | 70.5811 | 73.2008 | 75.6232 | 78.9545 | 80.3581 | 80.6009 | 81.4629 | 81.8555 | 82.4188 | 82.791 | 83.4344 | 81.7193 | 78.4402 | 74.2435 | 72.1211 | 71.2928 | 0.094449 | 0.10362 | 0.096899 | 0.10829 | 0.11712 | 0.098964 | 0.11839 | 0.13255 | 0.15615 | 0.18014 | 0.18677 | 0.18004 | 0.17189 | 0.18491 | 0.19145 | 0.19436 | 0.19329 | 0.18189 | 0.16271 | 0.12855 | 0.1344 | 0.11845 | 0.11203 | 0.10167
Portfolio Adjusted1-in-2AllSouth of Lugo2023August Monthly Peak | Portfolio Adjusted | 1-in-2 | All | South of Lugo | 2023 | August Monthly Peak | 8 | 6.0064 | 5.8025 | 5.6369 | 5.6267 | 5.8543 | 6.5922 | 7.5448 | 8.4919 | 9.7013 | 10.8768 | 11.8296 | 12.2745 | 12.3634 | 12.518 | 12.4699 | 12.1633 | 11.5754 | 10.6566 | 9.5254 | 9.126 | 8.79 | 8.0709 | 7.1649 | 6.5373 | -0.042445 | -0.049284 | -0.044219 | -0.040412 | -0.040856 | -0.034011 | -0.047188 | -0.040152 | -0.049174 | -0.057035 | -0.053489 | -0.039018 | -0.039628 | 0.0057298 | 0.22859 | 0.22386 | 0.19564 | 0.1745 | -0.0054057 | -0.026761 | -0.025868 | -0.03187 | -0.031494 | -0.031268 | 69.7689 | 68.5201 | 68.0559 | 68.3929 | 68.3183 | 67.5441 | 67.2509 | 67.2724 | 69.1941 | 73.3427 | 77.8555 | 82.2591 | 84.1576 | 84.4619 | 84.791 | 84.9183 | 86.3743 | 87.7248 | 87.0022 | 81.6993 | 76.316 | 73.7164 | 72.3936 | 71.1881 | 0.092471 | 0.10152 | 0.095082 | 0.10631 | 0.11477 | 0.097989 | 0.11838 | 0.13213 | 0.15557 | 0.18061 | 0.18821 | 0.18176 | 0.17344 | 0.1868 | 0.19317 | 0.19536 | 0.19396 | 0.18256 | 0.16324 | 0.12931 | 0.13398 | 0.11768 | 0.1103 | 0.10006
Portfolio Adjusted1-in-2AllSouth of Lugo2023September Monthly Peak | Portfolio Adjusted | 1-in-2 | All | South of Lugo | 2023 | September Monthly Peak | 9 | 6.062 | 5.8687 | 5.6812 | 5.6804 | 5.9302 | 6.6965 | 7.8268 | 8.7776 | 10.1059 | 11.3413 | 12.2566 | 12.6704 | 12.7561 | 12.9197 | 12.8201 | 12.4032 | 11.8053 | 10.8085 | 9.6914 | 9.4707 | 8.8505 | 8.126 | 7.2256 | 6.5969 | -0.043543 | -0.051436 | -0.045464 | -0.041227 | -0.041442 | -0.035062 | -0.049822 | -0.04222 | -0.050554 | -0.061081 | -0.057583 | -0.041953 | -0.041516 | 0.0056148 | 0.23478 | 0.22811 | 0.20066 | 0.1771 | -0.0043368 | -0.027847 | -0.027856 | -0.03359 | -0.033435 | -0.033212 | 69.8614 | 69.2013 | 68.686 | 68.3214 | 67.776 | 67.4464 | 67.1856 | 67.0758 | 68.9842 | 73.0089 | 77.1096 | 81.8297 | 85.1035 | 86.5517 | 87.4702 | 88.2428 | 88.5207 | 87.3454 | 86.7022 | 84.6636 | 80.8292 | 77.5527 | 75.7206 | 74.7612 | 0.093111 | 0.10265 | 0.095712 | 0.10716 | 0.11627 | 0.099613 | 0.1213 | 0.13536 | 0.1612 | 0.18816 | 0.19548 | 0.18746 | 0.17759 | 0.19088 | 0.19658 | 0.19796 | 0.19636 | 0.18454 | 0.16505 | 0.13165 | 0.13564 | 0.11854 | 0.11119 | 0.10075
Portfolio Adjusted1-in-2AllSouth of Lugo2023October Monthly Peak | Portfolio Adjusted | 1-in-2 | All | South of Lugo | 2023 | October Monthly Peak | 10 | 5.3423 | 5.1616 | 5.0295 | 5.0355 | 5.1831 | 5.7727 | 6.7642 | 7.3412 | 8.2211 | 9.2156 | 9.9573 | 10.4412 | 10.7106 | 10.9311 | 10.9067 | 10.5499 | 9.9931 | 9.3378 | 8.7828 | 8.3553 | 7.7928 | 7.1704 | 6.3744 | 5.8413 | -0.029719 | -0.028176 | -0.029293 | -0.03033 | -0.034506 | -0.026376 | -0.034322 | -0.032363 | -0.057954 | -0.049892 | -0.040805 | -0.029044 | -0.039678 | 0.009266 | 0.20692 | 0.19957 | 0.15934 | 0.15229 | -0.016624 | -0.023206 | -0.008487 | -0.014725 | -0.012051 | -0.011162 | 64.1574 | 63.7368 | 63.4536 | 62.4435 | 61.8983 | 61.2546 | 60.737 | 60.6624 | 61.4955 | 64.5938 | 68.6427 | 74.1982 | 80.2865 | 83.0417 | 81.8066 | 81.4149 | 81.7623 | 80.5491 | 77.7924 | 73.9738 | 71.7919 | 70.2059 | 68.4992 | 66.839 | 0.085081 | 0.092113 | 0.086398 | 0.096395 | 0.10248 | 0.089438 | 0.11002 | 0.12316 | 0.14501 | 0.16858 | 0.17486 | 0.17151 | 0.16704 | 0.18077 | 0.18686 | 0.18838 | 0.18691 | 0.17679 | 0.1589 | 0.12452 | 0.12543 | 0.1098 | 0.10152 | 0.091829
Portfolio Adjusted1-in-2AllSouth of Lugo2023November Monthly Peak | Portfolio Adjusted | 1-in-2 | All | South of Lugo | 2023 | November Monthly Peak | 11 | 5.2159 | 5.0338 | 4.9055 | 4.9397 | 5.1263 | 5.7185 | 6.4449 | 7.0525 | 7.9325 | 8.7529 | 9.3224 | 9.6279 | 9.7255 | 9.8288 | 9.7563 | 9.3741 | 9.0356 | 8.9713 | 8.3355 | 7.8625 | 7.3866 | 6.8292 | 6.0995 | 5.6224 | -0.027839 | -0.023711 | -0.026485 | -0.029136 | -0.034898 | -0.025992 | -0.032378 | -0.032017 | -0.063836 | -0.050189 | -0.039047 | -0.027125 | -0.040062 | 0.010239 | 0.18926 | 0.18132 | 0.14134 | 0.14707 | -0.019835 | -0.022482 | -0.0039192 | -0.010501 | -0.0070643 | -0.00594 | 59.2421 | 58.2441 | 57.4567 | 56.6406 | 55.4602 | 54.6331 | 54.2004 | 54.5754 | 56.7708 | 59.8934 | 64.5073 | 68.7123 | 71.8001 | 73.5706 | 74.8162 | 74.2343 | 72.0942 | 69.3899 | 66.9647 | 65.9254 | 64.7814 | 64.6074 | 64.0342 | 64.7528 | 0.087316 | 0.094079 | 0.088168 | 0.099313 | 0.10592 | 0.091967 | 0.11171 | 0.12516 | 0.14803 | 0.17125 | 0.1771 | 0.17287 | 0.16775 | 0.1812 | 0.18743 | 0.18903 | 0.18792 | 0.17748 | 0.15961 | 0.12535 | 0.1266 | 0.11128 | 0.1023 | 0.092433
Portfolio Adjusted1-in-2AllSouth of Lugo2023December Monthly Peak | Portfolio Adjusted | 1-in-2 | All | South of Lugo | 2023 | December Monthly Peak | 12 | 5.2594 | 5.1018 | 4.9648 | 4.9779 | 5.1589 | 5.7067 | 6.6386 | 7.1622 | 7.8827 | 8.4931 | 8.7882 | 8.8533 | 8.7796 | 8.7197 | 8.5923 | 8.3311 | 8.2907 | 8.4287 | 7.9052 | 7.5484 | 7.144 | 6.7028 | 6.0478 | 5.6306 | -0.027523 | -0.023756 | -0.026646 | -0.029105 | -0.034649 | -0.025343 | -0.031776 | -0.031016 | -0.06048 | -0.046797 | -0.035687 | -0.024518 | -0.035931 | 0.0090672 | 0.16682 | 0.16119 | 0.13001 | 0.13835 | -0.018463 | -0.021134 | -0.0037104 | -0.010124 | -0.0068736 | -0.0058456 | 52.4522 | 51.1787 | 50.2025 | 49.4394 | 48.9622 | 47.9326 | 48.1691 | 48.3267 | 48.8443 | 52.4841 | 57.0134 | 60.0001 | 61.7265 | 62.8518 | 63.2599 | 63.6502 | 62.8134 | 60.6896 | 58.615 | 57.0362 | 55.2397 | 53.2318 | 51.3596 | 49.9306 | 0.086657 | 0.094205 | 0.088565 | 0.099222 | 0.10529 | 0.090514 | 0.11063 | 0.12345 | 0.14439 | 0.16556 | 0.16961 | 0.16586 | 0.16214 | 0.17507 | 0.18136 | 0.18324 | 0.18288 | 0.17232 | 0.15532 | 0.12213 | 0.1227 | 0.10895 | 0.10041 | 0.091356
Portfolio Adjusted1-in-2AllSouth of Lugo2023Typical Event Day | Portfolio Adjusted | 1-in-2 | All | South of Lugo | 2023 | Typical Event Day | 8 | 5.9572 | 5.759 | 5.5984 | 5.5892 | 5.8146 | 6.5438 | 7.4742 | 8.3691 | 9.5045 | 10.6241 | 11.5315 | 11.9575 | 12.0343 | 12.1867 | 12.1444 | 11.8487 | 11.281 | 10.3968 | 9.3222 | 8.9509 | 8.6536 | 7.9638 | 7.0851 | 6.4704 | -0.039666 | -0.043608 | -0.040723 | -0.038586 | -0.040791 | -0.033015 | -0.044651 | -0.039285 | -0.055143 | -0.056618 | -0.050774 | -0.036582 | -0.040788 | 0.0072386 | 0.22555 | 0.22046 | 0.18704 | 0.17 | -0.0097095 | -0.026158 | -0.020111 | -0.026537 | -0.025312 | -0.024813 | 68.0435 | 67.3633 | 66.9203 | 66.7412 | 66.4414 | 65.8621 | 65.6071 | 65.9343 | 68.0121 | 71.7302 | 75.564 | 79.5534 | 81.2406 | 81.6908 | 82.5388 | 82.9664 | 83.8787 | 84.1042 | 83.9313 | 80.7298 | 76.5624 | 73.1688 | 71.4941 | 70.4518 | 0.092372 | 0.1015 | 0.095095 | 0.10634 | 0.1148 | 0.097925 | 0.11807 | 0.1315 | 0.15441 | 0.17899 | 0.1864 | 0.1802 | 0.17219 | 0.18555 | 0.19194 | 0.19415 | 0.1928 | 0.18136 | 0.16231 | 0.12858 | 0.13327 | 0.11718 | 0.10997 | 0.099802
Portfolio Adjusted1-in-2AllSouth of Lugo2024January Monthly Peak | Portfolio Adjusted | 1-in-2 | All | South of Lugo | 2024 | January Monthly Peak | 1 | 5.3702 | 5.2014 | 5.0596 | 5.0683 | 5.2866 | 5.9046 | 7.0139 | 7.6506 | 8.4545 | 9.0013 | 9.2039 | 9.1826 | 9.0905 | 9.0654 | 8.9155 | 8.5631 | 8.32 | 8.5766 | 8.1783 | 7.8707 | 7.4436 | 6.9523 | 6.2409 | 5.8264 | -0.028442 | -0.02453 | -0.027472 | -0.029789 | -0.035777 | -0.026389 | -0.034083 | -0.033686 | -0.065531 | -0.050502 | -0.038255 | -0.026185 | -0.038439 | 0.0097769 | 0.17437 | 0.16692 | 0.13008 | 0.14085 | -0.019804 | -0.022916 | -0.004017 | -0.010747 | -0.0072275 | -0.0061191 | 48.3275 | 47.3071 | 46.225 | 45.8713 | 45.7969 | 46.0854 | 45.7106 | 45.7166 | 46.5651 | 48.7116 | 52.4578 | 55.3558 | 56.9773 | 58.2638 | 58.6041 | 58.7133 | 58.6077 | 57.0054 | 55.5594 | 54.1373 | 53.2717 | 52.0412 | 51.015 | 49.6449 | 0.089284 | 0.097079 | 0.091172 | 0.10157 | 0.10857 | 0.093679 | 0.11604 | 0.12972 | 0.15178 | 0.17387 | 0.17748 | 0.17273 | 0.16826 | 0.18183 | 0.18804 | 0.18963 | 0.18913 | 0.17908 | 0.16186 | 0.12811 | 0.12972 | 0.11393 | 0.1047 | 0.095071
Portfolio Adjusted1-in-2AllSouth of Lugo2024February Monthly Peak | Portfolio Adjusted | 1-in-2 | All | South of Lugo | 2024 | February Monthly Peak | 2 | 5.3413 | 5.1649 | 5.0245 | 5.0421 | 5.2496 | 5.8609 | 6.86 | 7.5203 | 8.3156 | 8.9108 | 9.193 | 9.2525 | 9.2453 | 9.2341 | 9.1208 | 8.7969 | 8.5399 | 8.5461 | 8.2979 | 7.9171 | 7.4655 | 6.9681 | 6.2612 | 5.8294 | -0.028308 | -0.024421 | -0.027354 | -0.029685 | -0.035609 | -0.026283 | -0.033755 | -0.033219 | -0.064584 | -0.049971 | -0.038036 | -0.026154 | -0.0385 | 0.0098153 | 0.17785 | 0.17078 | 0.13348 | 0.14 | -0.019774 | -0.022792 | -0.0039945 | -0.01069 | -0.0072143 | -0.0061052 | 51.6885 | 51.3698 | 51.0716 | 50.7786 | 50.457 | 49.9963 | 49.7317 | 49.6384 | 50.3799 | 52.5824 | 54.3805 | 56.0467 | 56.6091 | 56.6988 | 56.6303 | 55.5863 | 55.5402 | 55.2578 | 53.8984 | 52.9218 | 52.1351 | 51.8757 | 50.5501 | 49.2212 | 0.088566 | 0.096403 | 0.09056 | 0.10101 | 0.10788 | 0.092939 | 0.11466 | 0.12788 | 0.14959 | 0.1717 | 0.17567 | 0.17117 | 0.16667 | 0.18015 | 0.18627 | 0.18782 | 0.18719 | 0.17736 | 0.16034 | 0.12677 | 0.12852 | 0.11289 | 0.10409 | 0.094546
Portfolio Adjusted1-in-2AllSouth of Lugo2024March Monthly Peak | Portfolio Adjusted | 1-in-2 | All | South of Lugo | 2024 | March Monthly Peak | 3 | 5.5516 | 5.3345 | 5.1543 | 5.1404 | 5.3611 | 5.9717 | 6.9972 | 7.7272 | 8.5747 | 9.1616 | 9.459 | 9.4926 | 9.4431 | 9.4681 | 9.4092 | 9.1788 | 8.891 | 8.5359 | 8.0281 | 8.1689 | 7.7849 | 7.278 | 6.5212 | 5.9992 | -0.030389 | -0.026205 | -0.028832 | -0.03119 | -0.037439 | -0.027563 | -0.035124 | -0.035319 | -0.069471 | -0.053479 | -0.040686 | -0.027909 | -0.040812 | 0.01042 | 0.18458 | 0.17937 | 0.1386 | 0.1394 | -0.020229 | -0.024164 | -0.004302 | -0.011587 | -0.0077862 | -0.0064896 | 51.8086 | 50.6421 | 49.3982 | 48.8389 | 48.5621 | 48.0951 | 47.9422 | 48.318 | 50.7025 | 52.9413 | 55.1532 | 57.0958 | 58.0731 | 59.0488 | 59.0848 | 59.5605 | 59.1937 | 58.0542 | 56.4778 | 54.8697 | 54.2245 | 53.336 | 52.3647 | 51.2913 | 0.093128 | 0.1019 | 0.094472 | 0.10537 | 0.11263 | 0.096073 | 0.11753 | 0.13208 | 0.15561 | 0.17836 | 0.18235 | 0.17671 | 0.17071 | 0.18434 | 0.19104 | 0.19319 | 0.19286 | 0.18119 | 0.16252 | 0.13067 | 0.1348 | 0.11887 | 0.11006 | 0.099143
Portfolio Adjusted1-in-2AllSouth of Lugo2024April Monthly Peak | Portfolio Adjusted | 1-in-2 | All | South of Lugo | 2024 | April Monthly Peak | 4 | 5.4026 | 5.1819 | 5.005 | 5.0058 | 5.1755 | 5.7568 | 6.5539 | 7.2218 | 8.1447 | 8.9638 | 9.5666 | 9.9204 | 10.0981 | 10.2692 | 10.3063 | 10.0728 | 9.6488 | 8.9907 | 8.1737 | 8.1322 | 7.8248 | 7.2651 | 6.467 | 5.886 | -0.02945 | -0.025365 | -0.027893 | -0.030254 | -0.036164 | -0.026751 | -0.033619 | -0.033638 | -0.066708 | -0.052351 | -0.040652 | -0.028334 | -0.041897 | 0.010779 | 0.20027 | 0.19484 | 0.15061 | 0.14657 | -0.020291 | -0.023813 | -0.0042141 | -0.01132 | -0.0076643 | -0.0063698 | 61.8984 | 61.4559 | 60.7021 | 59.6594 | 58.889 | 58.0925 | 57.6212 | 57.8148 | 59.5327 | 62.7806 | 65.7934 | 68.8846 | 71.2458 | 72.9575 | 73.5737 | 73.7162 | 73.9528 | 73.1104 | 72.3029 | 70.4709 | 67.1445 | 65.7857 | 64.2517 | 61.7647 | 0.090496 | 0.098855 | 0.091607 | 0.10234 | 0.109 | 0.093478 | 0.1136 | 0.12755 | 0.15076 | 0.17448 | 0.18028 | 0.17569 | 0.16971 | 0.18347 | 0.19009 | 0.19221 | 0.1912 | 0.17953 | 0.16052 | 0.12821 | 0.13194 | 0.11615 | 0.10813 | 0.097215
Portfolio Adjusted1-in-2AllSouth of Lugo2024May Monthly Peak | Portfolio Adjusted | 1-in-2 | All | South of Lugo | 2024 | May Monthly Peak | 5 | 5.6079 | 5.4063 | 5.2123 | 5.2191 | 5.394 | 5.9656 | 6.6984 | 7.6103 | 8.6362 | 9.5331 | 10.1108 | 10.3909 | 10.3982 | 10.511 | 10.4983 | 10.2271 | 9.7946 | 9.0771 | 8.2998 | 8.0148 | 7.9207 | 7.3734 | 6.6274 | 6.068 | -0.031028 | -0.026913 | -0.029571 | -0.032029 | -0.038469 | -0.028313 | -0.035184 | -0.035928 | -0.071655 | -0.05639 | -0.043593 | -0.030019 | -0.043821 | 0.011188 | 0.20451 | 0.19834 | 0.15282 | 0.14796 | -0.020855 | -0.023993 | -0.0043316 | -0.011647 | -0.0079968 | -0.006702 | 59.4746 | 59.525 | 59.5323 | 58.9966 | 58.5072 | 58.52 | 58.7855 | 59.3452 | 60.065 | 61.6242 | 64.372 | 67.2324 | 69.5045 | 70.2542 | 70.0638 | 71.0375 | 71.1119 | 70.0578 | 68.1291 | 65.5494 | 62.9337 | 60.8606 | 60.365 | 60.0583 | 0.093972 | 0.10363 | 0.096004 | 0.10743 | 0.11492 | 0.097196 | 0.11669 | 0.13194 | 0.15675 | 0.18202 | 0.18762 | 0.18099 | 0.17306 | 0.1864 | 0.19288 | 0.19475 | 0.19349 | 0.18163 | 0.16281 | 0.129 | 0.13447 | 0.11846 | 0.11166 | 0.10119
Portfolio Adjusted1-in-2AllSouth of Lugo2024June Monthly Peak | Portfolio Adjusted | 1-in-2 | All | South of Lugo | 2024 | June Monthly Peak | 6 | 5.8347 | 5.6045 | 5.4272 | 5.4191 | 5.6303 | 6.2262 | 6.9537 | 7.9117 | 8.9792 | 9.9486 | 10.6087 | 10.9553 | 11.0209 | 11.1799 | 11.2036 | 10.9554 | 10.5037 | 9.7348 | 8.789 | 8.3374 | 8.2396 | 7.6783 | 6.9267 | 6.3235 | -0.032973 | -0.028321 | -0.031292 | -0.033714 | -0.040816 | -0.030199 | -0.037026 | -0.037318 | -0.073853 | -0.05776 | -0.044658 | -0.030768 | -0.044663 | 0.011414 | 0.21689 | 0.21114 | 0.16411 | 0.15866 | -0.021671 | -0.024898 | -0.0045087 | -0.012181 | -0.0084538 | -0.0070856 | 63.0427 | 62.93 | 62.4365 | 61.886 | 61.7094 | 61.2782 | 60.8848 | 61.3911 | 63.2892 | 67.3683 | 71.6678 | 75.1702 | 75.3431 | 75.1486 | 76.4313 | 76.849 | 78.2012 | 78.5558 | 78.5865 | 74.8368 | 70.6641 | 67.1625 | 65.7409 | 64.5651 | 0.098018 | 0.10781 | 0.10036 | 0.11214 | 0.12084 | 0.10142 | 0.11984 | 0.13414 | 0.15895 | 0.18409 | 0.18977 | 0.18271 | 0.17377 | 0.18709 | 0.19379 | 0.19602 | 0.19501 | 0.18399 | 0.16503 | 0.13094 | 0.13771 | 0.12171 | 0.11623 | 0.10559
Portfolio Adjusted1-in-2AllSouth of Lugo2024July Monthly Peak | Portfolio Adjusted | 1-in-2 | All | South of Lugo | 2024 | July Monthly Peak | 7 | 6.0629 | 5.8428 | 5.6749 | 5.6595 | 5.8786 | 6.5534 | 7.4293 | 8.4851 | 9.6779 | 10.7768 | 11.6176 | 11.9988 | 12.0495 | 12.1858 | 12.1368 | 11.9191 | 11.4185 | 10.5311 | 9.4399 | 8.8848 | 8.7224 | 8.1001 | 7.232 | 6.5925 | -0.041813 | -0.046508 | -0.042788 | -0.040014 | -0.041831 | -0.033866 | -0.045625 | -0.040147 | -0.054485 | -0.057248 | -0.051578 | -0.0371 | -0.040167 | 0.0067254 | 0.22459 | 0.22119 | 0.19046 | 0.17245 | -0.0085182 | -0.026285 | -0.022039 | -0.028541 | -0.027791 | -0.027326 | 69.5012 | 68.8016 | 68.5026 | 68.3646 | 67.962 | 67.1795 | 67.1071 | 67.9977 | 70.5811 | 73.2008 | 75.6232 | 78.9545 | 80.3581 | 80.6009 | 81.4629 | 81.8555 | 82.4188 | 82.791 | 83.4344 | 81.7193 | 78.4402 | 74.2435 | 72.1211 | 71.2928 | 0.094449 | 0.10362 | 0.096899 | 0.10829 | 0.11712 | 0.098964 | 0.11839 | 0.13255 | 0.15615 | 0.18014 | 0.18677 | 0.18004 | 0.17189 | 0.18491 | 0.19145 | 0.19436 | 0.19329 | 0.18189 | 0.16271 | 0.12855 | 0.1344 | 0.11845 | 0.11203 | 0.10167
Portfolio Adjusted1-in-2AllSouth of Lugo2024August Monthly Peak | Portfolio Adjusted | 1-in-2 | All | South of Lugo | 2024 | August Monthly Peak | 8 | 6.0064 | 5.8025 | 5.6369 | 5.6267 | 5.8543 | 6.5922 | 7.5448 | 8.4919 | 9.7013 | 10.8768 | 11.8296 | 12.2745 | 12.3634 | 12.518 | 12.4699 | 12.1633 | 11.5754 | 10.6566 | 9.5254 | 9.1261 | 8.79 | 8.0709 | 7.1649 | 6.5373 | -0.042445 | -0.049284 | -0.044219 | -0.040412 | -0.040856 | -0.034011 | -0.047188 | -0.040152 | -0.049174 | -0.057035 | -0.053489 | -0.039018 | -0.039628 | 0.0057298 | 0.22859 | 0.22386 | 0.19564 | 0.1745 | -0.0054057 | -0.026761 | -0.025868 | -0.03187 | -0.031494 | -0.031268 | 69.7689 | 68.5201 | 68.0559 | 68.3929 | 68.3183 | 67.5441 | 67.2509 | 67.2724 | 69.1941 | 73.3427 | 77.8555 | 82.2591 | 84.1576 | 84.4619 | 84.791 | 84.9183 | 86.3743 | 87.7248 | 87.0022 | 81.6993 | 76.316 | 73.7164 | 72.3936 | 71.1881 | 0.092471 | 0.10152 | 0.095082 | 0.10631 | 0.11477 | 0.097989 | 0.11838 | 0.13213 | 0.15557 | 0.18061 | 0.18821 | 0.18176 | 0.17344 | 0.1868 | 0.19317 | 0.19536 | 0.19396 | 0.18256 | 0.16324 | 0.12931 | 0.13398 | 0.11768 | 0.1103 | 0.10006
Portfolio Adjusted1-in-2AllSouth of Lugo2024September Monthly Peak | Portfolio Adjusted | 1-in-2 | All | South of Lugo | 2024 | September Monthly Peak | 9 | 6.062 | 5.8687 | 5.6812 | 5.6804 | 5.9302 | 6.6965 | 7.8268 | 8.7776 | 10.1059 | 11.3413 | 12.2566 | 12.6704 | 12.7561 | 12.9197 | 12.8201 | 12.4032 | 11.8053 | 10.8085 | 9.6914 | 9.4707 | 8.8505 | 8.126 | 7.2256 | 6.5969 | -0.043543 | -0.051436 | -0.045464 | -0.041227 | -0.041442 | -0.035062 | -0.049822 | -0.04222 | -0.050554 | -0.061081 | -0.057583 | -0.041953 | -0.041516 | 0.0056148 | 0.23478 | 0.22811 | 0.20066 | 0.1771 | -0.0043368 | -0.027847 | -0.027856 | -0.03359 | -0.033435 | -0.033212 | 69.8614 | 69.2013 | 68.686 | 68.3214 | 67.776 | 67.4464 | 67.1856 | 67.0758 | 68.9842 | 73.0089 | 77.1096 | 81.8297 | 85.1035 | 86.5517 | 87.4702 | 88.2428 | 88.5207 | 87.3454 | 86.7022 | 84.6636 | 80.8292 | 77.5527 | 75.7206 | 74.7613 | 0.093111 | 0.10265 | 0.095712 | 0.10716 | 0.11627 | 0.099613 | 0.1213 | 0.13536 | 0.1612 | 0.18816 | 0.19548 | 0.18746 | 0.17759 | 0.19088 | 0.19658 | 0.19796 | 0.19636 | 0.18454 | 0.16505 | 0.13165 | 0.13564 | 0.11854 | 0.11119 | 0.10075
Portfolio Adjusted1-in-2AllSouth of Lugo2024October Monthly Peak | Portfolio Adjusted | 1-in-2 | All | South of Lugo | 2024 | October Monthly Peak | 10 | 5.3423 | 5.1616 | 5.0295 | 5.0355 | 5.1831 | 5.7727 | 6.7642 | 7.3412 | 8.2211 | 9.2156 | 9.9573 | 10.4412 | 10.7106 | 10.9311 | 10.9067 | 10.5499 | 9.9931 | 9.3378 | 8.7828 | 8.3553 | 7.7928 | 7.1704 | 6.3744 | 5.8413 | -0.029719 | -0.028176 | -0.029293 | -0.03033 | -0.034506 | -0.026376 | -0.034322 | -0.032363 | -0.057954 | -0.049892 | -0.040805 | -0.029044 | -0.039678 | 0.009266 | 0.20692 | 0.19957 | 0.15934 | 0.15229 | -0.016624 | -0.023206 | -0.008487 | -0.014725 | -0.012051 | -0.011162 | 64.1574 | 63.7368 | 63.4536 | 62.4435 | 61.8983 | 61.2546 | 60.737 | 60.6624 | 61.4955 | 64.5938 | 68.6427 | 74.1982 | 80.2865 | 83.0417 | 81.8066 | 81.4149 | 81.7623 | 80.5491 | 77.7924 | 73.9738 | 71.7919 | 70.2059 | 68.4992 | 66.839 | 0.085081 | 0.092113 | 0.086398 | 0.096395 | 0.10248 | 0.089438 | 0.11002 | 0.12316 | 0.14501 | 0.16858 | 0.17486 | 0.17151 | 0.16704 | 0.18077 | 0.18686 | 0.18838 | 0.18691 | 0.17679 | 0.1589 | 0.12452 | 0.12543 | 0.1098 | 0.10152 | 0.091829
Portfolio Adjusted1-in-2AllSouth of Lugo2024November Monthly Peak | Portfolio Adjusted | 1-in-2 | All | South of Lugo | 2024 | November Monthly Peak | 11 | 5.2159 | 5.0338 | 4.9055 | 4.9397 | 5.1263 | 5.7185 | 6.4449 | 7.0525 | 7.9325 | 8.7529 | 9.3224 | 9.6279 | 9.7255 | 9.8288 | 9.7563 | 9.3741 | 9.0356 | 8.9713 | 8.3355 | 7.8625 | 7.3866 | 6.8292 | 6.0995 | 5.6224 | -0.027839 | -0.023711 | -0.026485 | -0.029136 | -0.034898 | -0.025992 | -0.032378 | -0.032017 | -0.063836 | -0.050189 | -0.039047 | -0.027125 | -0.040062 | 0.010239 | 0.18926 | 0.18132 | 0.14134 | 0.14707 | -0.019835 | -0.022482 | -0.0039192 | -0.010501 | -0.0070643 | -0.00594 | 59.2421 | 58.2441 | 57.4567 | 56.6406 | 55.4602 | 54.6331 | 54.2004 | 54.5754 | 56.7708 | 59.8934 | 64.5073 | 68.7123 | 71.8001 | 73.5706 | 74.8162 | 74.2343 | 72.0942 | 69.3899 | 66.9647 | 65.9254 | 64.7814 | 64.6074 | 64.0342 | 64.7528 | 0.087316 | 0.094079 | 0.088168 | 0.099313 | 0.10592 | 0.091967 | 0.11171 | 0.12516 | 0.14803 | 0.17125 | 0.1771 | 0.17287 | 0.16775 | 0.1812 | 0.18743 | 0.18903 | 0.18792 | 0.17748 | 0.15961 | 0.12535 | 0.1266 | 0.11128 | 0.1023 | 0.092433
Portfolio Adjusted1-in-2AllSouth of Lugo2024December Monthly Peak | Portfolio Adjusted | 1-in-2 | All | South of Lugo | 2024 | December Monthly Peak | 12 | 5.2594 | 5.1018 | 4.9648 | 4.9779 | 5.1589 | 5.7067 | 6.6386 | 7.1622 | 7.8827 | 8.4931 | 8.7882 | 8.8533 | 8.7796 | 8.7197 | 8.5923 | 8.3311 | 8.2907 | 8.4287 | 7.9052 | 7.5484 | 7.144 | 6.7028 | 6.0478 | 5.6306 | -0.027523 | -0.023756 | -0.026646 | -0.029105 | -0.034649 | -0.025343 | -0.031776 | -0.031016 | -0.06048 | -0.046797 | -0.035687 | -0.024518 | -0.035931 | 0.0090672 | 0.16682 | 0.16119 | 0.13001 | 0.13835 | -0.018463 | -0.021134 | -0.0037104 | -0.010124 | -0.0068736 | -0.0058456 | 52.4522 | 51.1787 | 50.2025 | 49.4394 | 48.9622 | 47.9326 | 48.1691 | 48.3267 | 48.8443 | 52.4841 | 57.0134 | 60.0001 | 61.7265 | 62.8518 | 63.2599 | 63.6502 | 62.8134 | 60.6896 | 58.615 | 57.0362 | 55.2397 | 53.2318 | 51.3596 | 49.9306 | 0.086657 | 0.094205 | 0.088565 | 0.099222 | 0.10529 | 0.090514 | 0.11063 | 0.12345 | 0.14439 | 0.16556 | 0.16961 | 0.16586 | 0.16214 | 0.17507 | 0.18136 | 0.18324 | 0.18288 | 0.17232 | 0.15532 | 0.12213 | 0.1227 | 0.10895 | 0.10041 | 0.091356
Portfolio Adjusted1-in-2AllSouth of Lugo2024Typical Event Day | Portfolio Adjusted | 1-in-2 | All | South of Lugo | 2024 | Typical Event Day | 8 | 5.9572 | 5.759 | 5.5984 | 5.5892 | 5.8146 | 6.5438 | 7.4742 | 8.3691 | 9.5045 | 10.6241 | 11.5315 | 11.9575 | 12.0343 | 12.1867 | 12.1444 | 11.8487 | 11.281 | 10.3968 | 9.3222 | 8.9509 | 8.6536 | 7.9638 | 7.0851 | 6.4704 | -0.039666 | -0.043608 | -0.040723 | -0.038586 | -0.040791 | -0.033015 | -0.044651 | -0.039285 | -0.055143 | -0.056618 | -0.050774 | -0.036582 | -0.040788 | 0.0072386 | 0.22555 | 0.22046 | 0.18704 | 0.17 | -0.0097095 | -0.026158 | -0.020111 | -0.026537 | -0.025312 | -0.024813 | 68.0435 | 67.3633 | 66.9203 | 66.7412 | 66.4414 | 65.8621 | 65.6071 | 65.9343 | 68.0121 | 71.7302 | 75.564 | 79.5534 | 81.2406 | 81.6908 | 82.5388 | 82.9664 | 83.8787 | 84.1042 | 83.9313 | 80.7298 | 76.5624 | 73.1688 | 71.4941 | 70.4518 | 0.092372 | 0.1015 | 0.095095 | 0.10634 | 0.1148 | 0.097925 | 0.11807 | 0.1315 | 0.15441 | 0.17899 | 0.1864 | 0.1802 | 0.17219 | 0.18555 | 0.19194 | 0.19415 | 0.1928 | 0.18136 | 0.16231 | 0.12858 | 0.13327 | 0.11718 | 0.10997 | 0.099802
Portfolio Adjusted1-in-2AllSouth of Lugo2025January Monthly Peak | Portfolio Adjusted | 1-in-2 | All | South of Lugo | 2025 | January Monthly Peak | 1 | 5.3702 | 5.2014 | 5.0596 | 5.0683 | 5.2866 | 5.9046 | 7.0139 | 7.6506 | 8.4545 | 9.0013 | 9.2039 | 9.1826 | 9.0905 | 9.0654 | 8.9155 | 8.5631 | 8.32 | 8.5766 | 8.1783 | 7.8707 | 7.4436 | 6.9523 | 6.2409 | 5.8264 | -0.028442 | -0.02453 | -0.027472 | -0.029789 | -0.035777 | -0.026389 | -0.034083 | -0.033686 | -0.065531 | -0.050502 | -0.038255 | -0.026185 | -0.038439 | 0.0097769 | 0.17437 | 0.16692 | 0.13008 | 0.14085 | -0.019804 | -0.022916 | -0.004017 | -0.010747 | -0.0072275 | -0.0061191 | 48.3275 | 47.3071 | 46.225 | 45.8713 | 45.7969 | 46.0854 | 45.7106 | 45.7166 | 46.5651 | 48.7116 | 52.4578 | 55.3558 | 56.9774 | 58.2638 | 58.6041 | 58.7133 | 58.6077 | 57.0054 | 55.5594 | 54.1373 | 53.2717 | 52.0412 | 51.015 | 49.6449 | 0.089284 | 0.097079 | 0.091172 | 0.10157 | 0.10857 | 0.093679 | 0.11604 | 0.12972 | 0.15178 | 0.17387 | 0.17748 | 0.17273 | 0.16826 | 0.18183 | 0.18804 | 0.18963 | 0.18913 | 0.17908 | 0.16186 | 0.12811 | 0.12972 | 0.11393 | 0.1047 | 0.095071
Portfolio Adjusted1-in-2AllSouth of Lugo2025February Monthly Peak | Portfolio Adjusted | 1-in-2 | All | South of Lugo | 2025 | February Monthly Peak | 2 | 5.3413 | 5.1649 | 5.0245 | 5.0421 | 5.2496 | 5.8609 | 6.86 | 7.5203 | 8.3156 | 8.9108 | 9.193 | 9.2525 | 9.2453 | 9.2341 | 9.1208 | 8.7969 | 8.5399 | 8.5461 | 8.2979 | 7.9171 | 7.4655 | 6.9681 | 6.2612 | 5.8294 | -0.028308 | -0.024421 | -0.027354 | -0.029685 | -0.035609 | -0.026283 | -0.033755 | -0.033219 | -0.064584 | -0.049971 | -0.038036 | -0.026154 | -0.0385 | 0.0098153 | 0.17785 | 0.17078 | 0.13348 | 0.14 | -0.019774 | -0.022792 | -0.0039945 | -0.01069 | -0.0072143 | -0.0061052 | 51.6885 | 51.3698 | 51.0716 | 50.7786 | 50.457 | 49.9963 | 49.7317 | 49.6384 | 50.3799 | 52.5824 | 54.3805 | 56.0467 | 56.6091 | 56.6988 | 56.6303 | 55.5863 | 55.5402 | 55.2578 | 53.8984 | 52.9218 | 52.1351 | 51.8757 | 50.5501 | 49.2212 | 0.088566 | 0.096403 | 0.09056 | 0.10101 | 0.10788 | 0.092939 | 0.11466 | 0.12788 | 0.14959 | 0.1717 | 0.17567 | 0.17117 | 0.16667 | 0.18015 | 0.18627 | 0.18782 | 0.18719 | 0.17736 | 0.16034 | 0.12677 | 0.12852 | 0.11289 | 0.10409 | 0.094546
Portfolio Adjusted1-in-2AllSouth of Lugo2025March Monthly Peak | Portfolio Adjusted | 1-in-2 | All | South of Lugo | 2025 | March Monthly Peak | 3 | 5.5516 | 5.3345 | 5.1543 | 5.1404 | 5.3611 | 5.9717 | 6.9972 | 7.7272 | 8.5747 | 9.1616 | 9.459 | 9.4926 | 9.4431 | 9.4681 | 9.4092 | 9.1788 | 8.891 | 8.5359 | 8.0281 | 8.1689 | 7.7849 | 7.278 | 6.5212 | 5.9992 | -0.030389 | -0.026205 | -0.028832 | -0.03119 | -0.037439 | -0.027563 | -0.035124 | -0.035319 | -0.069471 | -0.053479 | -0.040686 | -0.027909 | -0.040812 | 0.01042 | 0.18458 | 0.17937 | 0.1386 | 0.1394 | -0.020229 | -0.024164 | -0.004302 | -0.011587 | -0.0077862 | -0.0064896 | 51.8086 | 50.6421 | 49.3982 | 48.8389 | 48.5621 | 48.0951 | 47.9422 | 48.318 | 50.7025 | 52.9413 | 55.1532 | 57.0958 | 58.0731 | 59.0488 | 59.0848 | 59.5605 | 59.1937 | 58.0542 | 56.4778 | 54.8697 | 54.2246 | 53.336 | 52.3647 | 51.2913 | 0.093128 | 0.1019 | 0.094472 | 0.10537 | 0.11263 | 0.096073 | 0.11753 | 0.13208 | 0.15561 | 0.17836 | 0.18235 | 0.17671 | 0.17071 | 0.18434 | 0.19104 | 0.19319 | 0.19286 | 0.18119 | 0.16252 | 0.13067 | 0.1348 | 0.11887 | 0.11006 | 0.099143
Portfolio Adjusted1-in-2AllSouth of Lugo2025April Monthly Peak | Portfolio Adjusted | 1-in-2 | All | South of Lugo | 2025 | April Monthly Peak | 4 | 5.4026 | 5.1819 | 5.005 | 5.0058 | 5.1755 | 5.7568 | 6.5539 | 7.2218 | 8.1447 | 8.9638 | 9.5666 | 9.9204 | 10.0981 | 10.2692 | 10.3063 | 10.0728 | 9.6488 | 8.9907 | 8.1737 | 8.1322 | 7.8248 | 7.2651 | 6.467 | 5.886 | -0.02945 | -0.025365 | -0.027893 | -0.030254 | -0.036164 | -0.026751 | -0.033619 | -0.033638 | -0.066708 | -0.052351 | -0.040652 | -0.028334 | -0.041897 | 0.010779 | 0.20027 | 0.19484 | 0.15061 | 0.14657 | -0.020291 | -0.023813 | -0.0042141 | -0.01132 | -0.0076643 | -0.0063698 | 61.8984 | 61.4559 | 60.7021 | 59.6594 | 58.889 | 58.0925 | 57.6212 | 57.8148 | 59.5327 | 62.7806 | 65.7934 | 68.8846 | 71.2458 | 72.9575 | 73.5737 | 73.7162 | 73.9528 | 73.1104 | 72.3029 | 70.4709 | 67.1445 | 65.7857 | 64.2517 | 61.7647 | 0.090496 | 0.098855 | 0.091607 | 0.10234 | 0.109 | 0.093478 | 0.1136 | 0.12755 | 0.15076 | 0.17448 | 0.18028 | 0.17569 | 0.16971 | 0.18347 | 0.19009 | 0.19221 | 0.1912 | 0.17953 | 0.16052 | 0.12821 | 0.13194 | 0.11615 | 0.10813 | 0.097215
Portfolio Adjusted1-in-2AllSouth of Lugo2025May Monthly Peak | Portfolio Adjusted | 1-in-2 | All | South of Lugo | 2025 | May Monthly Peak | 5 | 5.6079 | 5.4063 | 5.2123 | 5.219 | 5.394 | 5.9656 | 6.6984 | 7.6103 | 8.6362 | 9.5331 | 10.1108 | 10.3909 | 10.3982 | 10.511 | 10.4983 | 10.2271 | 9.7946 | 9.0771 | 8.2998 | 8.0148 | 7.9207 | 7.3734 | 6.6274 | 6.068 | -0.031028 | -0.026913 | -0.029571 | -0.032029 | -0.038469 | -0.028313 | -0.035184 | -0.035928 | -0.071655 | -0.05639 | -0.043593 | -0.030019 | -0.043821 | 0.011188 | 0.20451 | 0.19834 | 0.15282 | 0.14796 | -0.020855 | -0.023993 | -0.0043316 | -0.011647 | -0.0079968 | -0.006702 | 59.4746 | 59.525 | 59.5323 | 58.9966 | 58.5072 | 58.52 | 58.7855 | 59.3452 | 60.065 | 61.6242 | 64.372 | 67.2324 | 69.5045 | 70.2542 | 70.0638 | 71.0375 | 71.1119 | 70.0578 | 68.1291 | 65.5494 | 62.9337 | 60.8606 | 60.365 | 60.0583 | 0.093972 | 0.10363 | 0.096004 | 0.10743 | 0.11492 | 0.097196 | 0.11669 | 0.13194 | 0.15675 | 0.18202 | 0.18762 | 0.18099 | 0.17306 | 0.1864 | 0.19288 | 0.19475 | 0.19349 | 0.18163 | 0.16281 | 0.129 | 0.13447 | 0.11846 | 0.11166 | 0.10119
Portfolio Adjusted1-in-2AllSouth of Lugo2025June Monthly Peak | Portfolio Adjusted | 1-in-2 | All | South of Lugo | 2025 | June Monthly Peak | 6 | 5.8347 | 5.6045 | 5.4272 | 5.4191 | 5.6303 | 6.2262 | 6.9537 | 7.9117 | 8.9792 | 9.9486 | 10.6087 | 10.9553 | 11.0209 | 11.1799 | 11.2036 | 10.9554 | 10.5037 | 9.7348 | 8.789 | 8.3374 | 8.2396 | 7.6783 | 6.9267 | 6.3235 | -0.032973 | -0.028321 | -0.031292 | -0.033714 | -0.040816 | -0.030199 | -0.037026 | -0.037318 | -0.073853 | -0.05776 | -0.044658 | -0.030768 | -0.044663 | 0.011414 | 0.21689 | 0.21114 | 0.16411 | 0.15866 | -0.021671 | -0.024898 | -0.0045087 | -0.012181 | -0.0084538 | -0.0070856 | 63.0427 | 62.93 | 62.4365 | 61.886 | 61.7094 | 61.2782 | 60.8848 | 61.3911 | 63.2892 | 67.3683 | 71.6678 | 75.1702 | 75.3431 | 75.1486 | 76.4313 | 76.849 | 78.2012 | 78.5558 | 78.5865 | 74.8368 | 70.6641 | 67.1625 | 65.7409 | 64.5651 | 0.098018 | 0.10781 | 0.10036 | 0.11214 | 0.12084 | 0.10142 | 0.11984 | 0.13414 | 0.15895 | 0.18409 | 0.18977 | 0.18271 | 0.17377 | 0.18709 | 0.19379 | 0.19602 | 0.19501 | 0.18399 | 0.16503 | 0.13094 | 0.13771 | 0.12171 | 0.11623 | 0.10559
Portfolio Adjusted1-in-2AllSouth of Lugo2025July Monthly Peak | Portfolio Adjusted | 1-in-2 | All | South of Lugo | 2025 | July Monthly Peak | 7 | 6.0629 | 5.8428 | 5.6749 | 5.6595 | 5.8786 | 6.5534 | 7.4293 | 8.4851 | 9.6779 | 10.7768 | 11.6176 | 11.9988 | 12.0495 | 12.1858 | 12.1368 | 11.9191 | 11.4185 | 10.5311 | 9.4399 | 8.8848 | 8.7224 | 8.1001 | 7.232 | 6.5925 | -0.041813 | -0.046508 | -0.042788 | -0.040014 | -0.041831 | -0.033866 | -0.045625 | -0.040147 | -0.054485 | -0.057248 | -0.051578 | -0.0371 | -0.040167 | 0.0067254 | 0.22459 | 0.22119 | 0.19046 | 0.17245 | -0.0085182 | -0.026285 | -0.022039 | -0.028541 | -0.027791 | -0.027326 | 69.5012 | 68.8016 | 68.5026 | 68.3646 | 67.962 | 67.1795 | 67.1071 | 67.9977 | 70.5811 | 73.2008 | 75.6232 | 78.9545 | 80.3581 | 80.6009 | 81.4629 | 81.8555 | 82.4188 | 82.791 | 83.4344 | 81.7193 | 78.4402 | 74.2435 | 72.1211 | 71.2928 | 0.094449 | 0.10362 | 0.096899 | 0.10829 | 0.11712 | 0.098964 | 0.11839 | 0.13255 | 0.15615 | 0.18014 | 0.18677 | 0.18004 | 0.17189 | 0.18491 | 0.19145 | 0.19436 | 0.19329 | 0.18189 | 0.16271 | 0.12855 | 0.1344 | 0.11845 | 0.11203 | 0.10167
Portfolio Adjusted1-in-2AllSouth of Lugo2025August Monthly Peak | Portfolio Adjusted | 1-in-2 | All | South of Lugo | 2025 | August Monthly Peak | 8 | 6.0064 | 5.8025 | 5.6369 | 5.6267 | 5.8543 | 6.5922 | 7.5448 | 8.492 | 9.7013 | 10.8768 | 11.8296 | 12.2745 | 12.3634 | 12.518 | 12.4699 | 12.1633 | 11.5754 | 10.6566 | 9.5254 | 9.1261 | 8.79 | 8.0709 | 7.1649 | 6.5373 | -0.042445 | -0.049284 | -0.044219 | -0.040412 | -0.040856 | -0.034011 | -0.047188 | -0.040152 | -0.049174 | -0.057035 | -0.053489 | -0.039018 | -0.039628 | 0.0057298 | 0.22859 | 0.22386 | 0.19564 | 0.1745 | -0.0054057 | -0.026761 | -0.025868 | -0.03187 | -0.031494 | -0.031268 | 69.7689 | 68.5201 | 68.0559 | 68.3929 | 68.3183 | 67.5441 | 67.2509 | 67.2724 | 69.1941 | 73.3427 | 77.8555 | 82.2591 | 84.1576 | 84.4619 | 84.791 | 84.9183 | 86.3743 | 87.7248 | 87.0022 | 81.6993 | 76.316 | 73.7164 | 72.3936 | 71.1881 | 0.092471 | 0.10152 | 0.095082 | 0.10631 | 0.11477 | 0.097989 | 0.11838 | 0.13213 | 0.15557 | 0.18061 | 0.18821 | 0.18176 | 0.17344 | 0.1868 | 0.19317 | 0.19536 | 0.19396 | 0.18256 | 0.16324 | 0.12931 | 0.13398 | 0.11768 | 0.1103 | 0.10006
Portfolio Adjusted1-in-2AllSouth of Lugo2025September Monthly Peak | Portfolio Adjusted | 1-in-2 | All | South of Lugo | 2025 | September Monthly Peak | 9 | 6.062 | 5.8687 | 5.6812 | 5.6804 | 5.9302 | 6.6965 | 7.8268 | 8.7776 | 10.1059 | 11.3413 | 12.2566 | 12.6704 | 12.7561 | 12.9197 | 12.8201 | 12.4032 | 11.8053 | 10.8085 | 9.6914 | 9.4707 | 8.8505 | 8.126 | 7.2256 | 6.5969 | -0.043543 | -0.051436 | -0.045464 | -0.041227 | -0.041442 | -0.035062 | -0.049822 | -0.04222 | -0.050554 | -0.061081 | -0.057583 | -0.041953 | -0.041516 | 0.0056148 | 0.23478 | 0.22811 | 0.20066 | 0.1771 | -0.0043368 | -0.027847 | -0.027856 | -0.03359 | -0.033435 | -0.033212 | 69.8614 | 69.2013 | 68.686 | 68.3214 | 67.776 | 67.4464 | 67.1856 | 67.0758 | 68.9842 | 73.0089 | 77.1096 | 81.8297 | 85.1035 | 86.5517 | 87.4702 | 88.2428 | 88.5207 | 87.3454 | 86.7022 | 84.6636 | 80.8292 | 77.5527 | 75.7206 | 74.7612 | 0.093111 | 0.10265 | 0.095712 | 0.10716 | 0.11627 | 0.099613 | 0.1213 | 0.13536 | 0.1612 | 0.18816 | 0.19548 | 0.18746 | 0.17759 | 0.19088 | 0.19658 | 0.19796 | 0.19636 | 0.18454 | 0.16505 | 0.13165 | 0.13564 | 0.11854 | 0.11119 | 0.10075
Portfolio Adjusted1-in-2AllSouth of Lugo2025October Monthly Peak | Portfolio Adjusted | 1-in-2 | All | South of Lugo | 2025 | October Monthly Peak | 10 | 5.3423 | 5.1616 | 5.0295 | 5.0355 | 5.1831 | 5.7727 | 6.7642 | 7.3412 | 8.2211 | 9.2156 | 9.9573 | 10.4412 | 10.7106 | 10.9311 | 10.9067 | 10.5499 | 9.9931 | 9.3378 | 8.7828 | 8.3553 | 7.7928 | 7.1704 | 6.3744 | 5.8413 | -0.029719 | -0.028176 | -0.029293 | -0.03033 | -0.034506 | -0.026376 | -0.034322 | -0.032363 | -0.057954 | -0.049892 | -0.040805 | -0.029044 | -0.039678 | 0.009266 | 0.20692 | 0.19957 | 0.15934 | 0.15229 | -0.016624 | -0.023206 | -0.008487 | -0.014725 | -0.012051 | -0.011162 | 64.1574 | 63.7368 | 63.4536 | 62.4435 | 61.8983 | 61.2546 | 60.737 | 60.6624 | 61.4955 | 64.5938 | 68.6427 | 74.1982 | 80.2865 | 83.0417 | 81.8066 | 81.4149 | 81.7623 | 80.549 | 77.7924 | 73.9738 | 71.7919 | 70.2059 | 68.4992 | 66.839 | 0.085081 | 0.092113 | 0.086398 | 0.096395 | 0.10248 | 0.089438 | 0.11002 | 0.12316 | 0.14501 | 0.16858 | 0.17486 | 0.17151 | 0.16704 | 0.18077 | 0.18686 | 0.18838 | 0.18691 | 0.17679 | 0.1589 | 0.12452 | 0.12543 | 0.1098 | 0.10152 | 0.091829
Portfolio Adjusted1-in-2AllSouth of Lugo2025November Monthly Peak | Portfolio Adjusted | 1-in-2 | All | South of Lugo | 2025 | November Monthly Peak | 11 | 5.2159 | 5.0338 | 4.9055 | 4.9397 | 5.1263 | 5.7185 | 6.4449 | 7.0525 | 7.9325 | 8.7529 | 9.3224 | 9.6279 | 9.7255 | 9.8288 | 9.7563 | 9.3741 | 9.0356 | 8.9713 | 8.3355 | 7.8625 | 7.3866 | 6.8292 | 6.0995 | 5.6224 | -0.027839 | -0.023711 | -0.026485 | -0.029136 | -0.034898 | -0.025992 | -0.032378 | -0.032017 | -0.063836 | -0.050189 | -0.039047 | -0.027125 | -0.040062 | 0.010239 | 0.18926 | 0.18132 | 0.14134 | 0.14707 | -0.019835 | -0.022482 | -0.0039192 | -0.010501 | -0.0070643 | -0.00594 | 59.2421 | 58.2441 | 57.4567 | 56.6406 | 55.4602 | 54.6331 | 54.2004 | 54.5754 | 56.7708 | 59.8934 | 64.5073 | 68.7123 | 71.8001 | 73.5706 | 74.8162 | 74.2343 | 72.0942 | 69.3899 | 66.9647 | 65.9254 | 64.7814 | 64.6074 | 64.0342 | 64.7528 | 0.087316 | 0.094079 | 0.088168 | 0.099313 | 0.10592 | 0.091967 | 0.11171 | 0.12516 | 0.14803 | 0.17125 | 0.1771 | 0.17287 | 0.16775 | 0.1812 | 0.18743 | 0.18903 | 0.18792 | 0.17748 | 0.15961 | 0.12535 | 0.1266 | 0.11128 | 0.1023 | 0.092433
Portfolio Adjusted1-in-2AllSouth of Lugo2025December Monthly Peak | Portfolio Adjusted | 1-in-2 | All | South of Lugo | 2025 | December Monthly Peak | 12 | 5.2594 | 5.1018 | 4.9648 | 4.9779 | 5.1589 | 5.7067 | 6.6386 | 7.1622 | 7.8827 | 8.4931 | 8.7882 | 8.8533 | 8.7796 | 8.7197 | 8.5923 | 8.3311 | 8.2907 | 8.4287 | 7.9052 | 7.5484 | 7.144 | 6.7028 | 6.0478 | 5.6306 | -0.027523 | -0.023756 | -0.026646 | -0.029105 | -0.034649 | -0.025343 | -0.031776 | -0.031016 | -0.06048 | -0.046797 | -0.035687 | -0.024518 | -0.035931 | 0.0090672 | 0.16682 | 0.16119 | 0.13001 | 0.13835 | -0.018463 | -0.021134 | -0.0037104 | -0.010124 | -0.0068736 | -0.0058456 | 52.4522 | 51.1787 | 50.2025 | 49.4394 | 48.9622 | 47.9326 | 48.1691 | 48.3267 | 48.8443 | 52.4841 | 57.0134 | 60.0001 | 61.7265 | 62.8518 | 63.2599 | 63.6502 | 62.8134 | 60.6896 | 58.615 | 57.0362 | 55.2397 | 53.2318 | 51.3596 | 49.9306 | 0.086657 | 0.094205 | 0.088565 | 0.099222 | 0.10529 | 0.090514 | 0.11063 | 0.12345 | 0.14439 | 0.16556 | 0.16961 | 0.16586 | 0.16214 | 0.17507 | 0.18136 | 0.18324 | 0.18288 | 0.17232 | 0.15532 | 0.12213 | 0.1227 | 0.10895 | 0.10041 | 0.091356
Portfolio Adjusted1-in-2AllSouth of Lugo2025Typical Event Day | Portfolio Adjusted | 1-in-2 | All | South of Lugo | 2025 | Typical Event Day | 8 | 5.9572 | 5.759 | 5.5984 | 5.5892 | 5.8146 | 6.5438 | 7.4742 | 8.3691 | 9.5045 | 10.6241 | 11.5315 | 11.9575 | 12.0343 | 12.1867 | 12.1444 | 11.8487 | 11.281 | 10.3968 | 9.3222 | 8.9509 | 8.6536 | 7.9638 | 7.0851 | 6.4704 | -0.039666 | -0.043608 | -0.040723 | -0.038586 | -0.040791 | -0.033015 | -0.044651 | -0.039285 | -0.055143 | -0.056618 | -0.050774 | -0.036582 | -0.040788 | 0.0072386 | 0.22555 | 0.22046 | 0.18704 | 0.17 | -0.0097095 | -0.026158 | -0.020111 | -0.026537 | -0.025312 | -0.024813 | 68.0435 | 67.3633 | 66.9203 | 66.7412 | 66.4414 | 65.8621 | 65.6071 | 65.9343 | 68.0121 | 71.7302 | 75.564 | 79.5534 | 81.2406 | 81.6908 | 82.5388 | 82.9664 | 83.8787 | 84.1042 | 83.9313 | 80.7298 | 76.5624 | 73.1688 | 71.4941 | 70.4518 | 0.092372 | 0.1015 | 0.095095 | 0.10634 | 0.1148 | 0.097925 | 0.11807 | 0.1315 | 0.15441 | 0.17899 | 0.1864 | 0.1802 | 0.17219 | 0.18555 | 0.19194 | 0.19415 | 0.1928 | 0.18136 | 0.16231 | 0.12858 | 0.13327 | 0.11718 | 0.10997 | 0.099802
Portfolio Adjusted1-in-10AllOther2015January Monthly Peak | Portfolio Adjusted | 1-in-10 | All | Other | 2015 | January Monthly Peak | 1 | 137.3157 | 134.165 | 129.9346 | 130.3643 | 138.3978 | 161.5016 | 194.7102 | 215.1333 | 222.3227 | 221.8494 | 222.1352 | 217.5607 | 212.5406 | 212.9102 | 204.5695 | 193.8864 | 184.1192 | 181.8715 | 179.1348 | 174.0481 | 167.7755 | 160.1181 | 151.8252 | 146.2188 | -0.98242 | -1.0916 | -0.68509 | -1.959 | -2.4423 | -2.1313 | -0.83242 | -2.5263 | -2.1038 | -2.5713 | -0.0019486 | 0.25216 | 0.86397 | 1.6549 | 4.1952 | 3.8257 | 5.2817 | 4.899 | 2.5212 | 2.6055 | 2.2575 | 2.1972 | 1.5347 | 1.2269 | 41.3351 | 40.9496 | 40.2872 | 39.5936 | 39.1399 | 38.5765 | 38.0744 | 37.6536 | 38.1661 | 41.2025 | 44.3924 | 47.0483 | 48.7627 | 49.9436 | 50.8456 | 51.196 | 50.9157 | 49.8402 | 47.9452 | 46.5736 | 45.3721 | 44.7464 | 44.002 | 43.2964 | 5.6782 | 5.6549 | 6.1658 | 6.1267 | 6.055 | 5.8614 | 7.0287 | 6.5707 | 7.748 | 7.5222 | 6.4978 | 5.8967 | 5.5126 | 5.5299 | 4.7515 | 3.9447 | 3.3603 | 3.5053 | 3.5071 | 5.8135 | 6.2633 | 6.3893 | 5.5812 | 5.9795
Portfolio Adjusted1-in-10AllOther2015February Monthly Peak | Portfolio Adjusted | 1-in-10 | All | Other | 2015 | February Monthly Peak | 2 | 131.1205 | 128.412 | 123.9294 | 123.5083 | 130.9958 | 151.7981 | 181.5031 | 197.5806 | 203.0846 | 203.8627 | 206.1312 | 204.5744 | 201.1338 | 203.097 | 196.4834 | 186.2405 | 176.2326 | 173.3474 | 169.8012 | 164.0054 | 159.0259 | 153.1226 | 144.6179 | 139.9955 | -0.9381 | -1.0448 | -0.65343 | -1.856 | -2.3117 | -2.0032 | -0.77596 | -2.3201 | -1.9217 | -2.3628 | -0.0018082 | 0.23711 | 0.81761 | 1.5787 | 4.0294 | 3.6748 | 5.0554 | 4.6694 | 2.3899 | 2.4552 | 2.1397 | 2.1013 | 1.4619 | 1.1747 | 48.467 | 48.0004 | 47.5439 | 47.0277 | 46.765 | 46.2675 | 45.6998 | 45.7384 | 47.1618 | 50.5885 | 54.167 | 57.1177 | 58.9834 | 60.0014 | 60.5779 | 60.8061 | 60.0734 | 59.11 | 57.1378 | 55.0177 | 53.4895 | 52.1935 | 51.261 | 49.9973 | 5.422 | 5.4124 | 5.8808 | 5.8045 | 5.7312 | 5.5093 | 6.552 | 6.0346 | 7.0775 | 6.9123 | 6.0296 | 5.5447 | 5.2167 | 5.275 | 4.5637 | 3.7891 | 3.2164 | 3.341 | 3.3243 | 5.4781 | 5.9366 | 6.1102 | 5.3162 | 5.725
Portfolio Adjusted1-in-10AllOther2015March Monthly Peak | Portfolio Adjusted | 1-in-10 | All | Other | 2015 | March Monthly Peak | 3 | 134.0192 | 130.6785 | 126.3012 | 123.4936 | 130.0742 | 148.1964 | 173.6937 | 190.8625 | 200.0451 | 204.1765 | 211.2788 | 213.8692 | 212.5619 | 217.1278 | 212.5875 | 201.5024 | 188.3386 | 176.05 | 170.9023 | 168.7979 | 166.0853 | 159.9748 | 149.2509 | 142.9976 | -0.95884 | -1.0632 | -0.66594 | -1.8558 | -2.2955 | -1.9557 | -0.74257 | -2.2413 | -1.893 | -2.3664 | -0.0018533 | 0.24788 | 0.86406 | 1.6877 | 4.3597 | 3.976 | 5.4027 | 4.7422 | 2.4054 | 2.5269 | 2.2347 | 2.1953 | 1.5087 | 1.1999 | 59.4879 | 58.3505 | 57.6288 | 56.8709 | 56.0332 | 55.1486 | 54.4084 | 54.9289 | 58.3782 | 63.3704 | 68.6281 | 72.8212 | 75.6479 | 77.2879 | 78.0655 | 78.5251 | 77.9823 | 76.3149 | 73.5287 | 69.9947 | 66.794 | 64.1045 | 62.0451 | 60.4125 | 5.5419 | 5.508 | 5.9934 | 5.8038 | 5.6908 | 5.3786 | 6.2701 | 5.8294 | 6.9716 | 6.923 | 6.1802 | 5.7966 | 5.5131 | 5.6394 | 4.9377 | 4.0996 | 3.4373 | 3.3931 | 3.3459 | 5.6381 | 6.2002 | 6.3836 | 5.4865 | 5.8478
Portfolio Adjusted1-in-10AllOther2015April Monthly Peak | Portfolio Adjusted | 1-in-10 | All | Other | 2015 | April Monthly Peak | 4 | 137.4586 | 134.1301 | 129.3943 | 126.5803 | 133.2125 | 152.0705 | 178.8942 | 199.4998 | 212.7236 | 220.7552 | 230.3513 | 234.2167 | 234.0558 | 239.1721 | 234.2704 | 221.0304 | 204.9645 | 190.1018 | 182.8642 | 179.3384 | 174.7533 | 166.9192 | 154.7726 | 147.4746 | -0.64265 | -0.91252 | -0.53667 | -1.2177 | -1.7795 | -1.719 | -1.4284 | -1.9883 | -1.9768 | -2.4638 | -1.0545 | -1.3462 | -0.70907 | -0.16296 | 3.146 | 3.4783 | 4.1793 | 3.846 | 2.1944 | 1.9323 | 1.564 | 2.0292 | 1.5562 | 1.464 | 69.3348 | 68.1359 | 66.6439 | 65.7702 | 64.8057 | 63.7443 | 63.1309 | 63.1668 | 66.3207 | 71.8791 | 77.3191 | 82.3642 | 85.6065 | 87.6523 | 88.7016 | 89.1028 | 88.7514 | 87.6875 | 85.6341 | 81.9091 | 77.4097 | 73.8403 | 71.3454 | 69.4389 | 5.3538 | 5.3249 | 5.7833 | 5.6031 | 5.4894 | 5.1984 | 6.0825 | 5.7391 | 6.9826 | 7.0501 | 6.3465 | 5.9792 | 5.7178 | 5.851 | 5.1251 | 4.2356 | 3.5233 | 3.451 | 3.372 | 5.6421 | 6.1446 | 6.2736 | 5.3588 | 5.6803
Portfolio Adjusted1-in-10AllOther2015May Monthly Peak | Portfolio Adjusted | 1-in-10 | All | Other | 2015 | May Monthly Peak | 5 | 140.038 | 137.2024 | 132.1766 | 130.3458 | 137.5225 | 156.8418 | 182.2164 | 207.564 | 225.1197 | 235.1516 | 245.6074 | 248.4775 | 246.8834 | 251.2993 | 245.717 | 230.2193 | 212.8695 | 196.5259 | 187.5615 | 181.9336 | 177.709 | 170.3033 | 158.9237 | 151.681 | -0.58834 | -0.89847 | -0.51979 | -1.1192 | -1.7243 | -1.7162 | -1.5841 | -1.9982 | -2.0847 | -2.6052 | -1.3389 | -1.7562 | -1.0827 | -0.5773 | 2.9673 | 3.4471 | 4.003 | 3.7241 | 2.1764 | 1.8144 | 1.4374 | 2.0194 | 1.5963 | 1.5503 | 70.1324 | 68.7807 | 67.6553 | 66.5503 | 65.6517 | 64.8069 | 64.6753 | 64.93 | 68.0492 | 73.6493 | 79.3841 | 83.6661 | 86.9366 | 89.0277 | 90.4126 | 90.8268 | 90.1647 | 89.3207 | 87.4894 | 84.9012 | 81.4357 | 77.5572 | 74.885 | 72.4683 | 5.454 | 5.4466 | 5.9075 | 5.7696 | 5.6668 | 5.3613 | 6.1952 | 5.9709 | 7.3892 | 7.5096 | 6.7666 | 6.343 | 6.0309 | 6.1474 | 5.3753 | 4.4115 | 3.6591 | 3.5675 | 3.4585 | 5.7235 | 6.2483 | 6.4006 | 5.5024 | 5.8421
Portfolio Adjusted1-in-10AllOther2015June Monthly Peak | Portfolio Adjusted | 1-in-10 | All | Other | 2015 | June Monthly Peak | 6 | 146.2301 | 143.2641 | 138.595 | 136.7912 | 143.6315 | 162.9911 | 188.0804 | 211.9818 | 227.7725 | 237.9857 | 247.923 | 246.9925 | 240.9709 | 244.3676 | 238.8904 | 227.1156 | 210.9415 | 195.5189 | 188.9925 | 183.1449 | 181.2812 | 174.6495 | 163.596 | 156.8042 | -0.58583 | -0.92313 | -0.53276 | -1.1163 | -1.7525 | -1.7592 | -1.69 | -2.0111 | -2.1062 | -2.6285 | -1.4406 | -1.88 | -1.1913 | -0.72396 | 2.7518 | 3.3292 | 3.829 | 3.6018 | 2.1621 | 1.766 | 1.402 | 2.0494 | 1.6425 | 1.6216 | 71.0029 | 69.7385 | 68.7455 | 67.6954 | 66.6858 | 65.6392 | 65.2031 | 66.3721 | 70.0173 | 74.909 | 79.779 | 83.802 | 86.3573 | 88.4475 | 89.6502 | 90.0674 | 90.6035 | 89.7423 | 88.517 | 86.5 | 83.0694 | 79.1262 | 76.6187 | 74.6092 | 5.7015 | 5.6936 | 6.2012 | 6.0617 | 5.9252 | 5.5777 | 6.4017 | 6.1048 | 7.4846 | 7.6085 | 6.838 | 6.3121 | 5.8931 | 5.9845 | 5.2318 | 4.3569 | 3.63 | 3.5531 | 3.4888 | 5.768 | 6.381 | 6.5712 | 5.6704 | 6.0462
Portfolio Adjusted1-in-10AllOther2015July Monthly Peak | Portfolio Adjusted | 1-in-10 | All | Other | 2015 | July Monthly Peak | 7 | 149.2764 | 145.5182 | 141.4099 | 140.815 | 148.2071 | 169.1102 | 193.6711 | 214.8215 | 227.7141 | 236.4533 | 243.8848 | 242.4713 | 236.6332 | 239.3169 | 233.7201 | 224.3078 | 210.1818 | 196.2111 | 190.6326 | 185.4694 | 183.9334 | 177.0599 | 165.9757 | 159.149 | -0.48313 | -0.87743 | -0.49419 | -0.9127 | -1.611 | -1.7259 | -1.9633 | -1.9195 | -2.0936 | -2.5801 | -1.7631 | -2.3655 | -1.6911 | -1.3371 | 2.1786 | 3.0099 | 3.2739 | 3.2061 | 2.0581 | 1.5468 | 1.1653 | 1.9916 | 1.6636 | 1.7217 | 73.4789 | 72.6423 | 71.7446 | 71.0192 | 70.4077 | 69.7492 | 69.3163 | 69.6868 | 72.5455 | 76.9977 | 81.6448 | 84.9785 | 87.0943 | 88.8227 | 90.1659 | 90.6329 | 90.9348 | 90.1223 | 88.3659 | 86.1435 | 83.0537 | 80.286 | 78.3608 | 77.0383 | 5.8829 | 5.8454 | 6.3952 | 6.307 | 6.1796 | 5.8493 | 6.6629 | 6.253 | 7.5632 | 7.6408 | 6.7989 | 6.2632 | 5.8492 | 5.9238 | 5.1736 | 4.3493 | 3.6558 | 3.604 | 3.5569 | 5.904 | 6.544 | 6.7335 | 5.8148 | 6.2026
Portfolio Adjusted1-in-10AllOther2015August Monthly Peak | Portfolio Adjusted | 1-in-10 | All | Other | 2015 | August Monthly Peak | 8 | 150.2569 | 146.7051 | 142.4052 | 141.8152 | 149.5767 | 171.4058 | 198.5905 | 221.8726 | 238.6224 | 249.6913 | 258.8213 | 259.4369 | 254.1779 | 258.2214 | 252.0985 | 238.4898 | 220.5308 | 204.3092 | 196.4178 | 192.068 | 188.7197 | 179.4699 | 168.1947 | 160.6644 | -0.41897 | -0.84924 | -0.46871 | -0.78057 | -1.5099 | -1.6906 | -2.1463 | -1.9113 | -2.1866 | -2.7051 | -2.0849 | -2.8549 | -2.1424 | -1.8373 | 2.0274 | 3.028 | 3.1045 | 3.0908 | 2.0469 | 1.4562 | 1.0419 | 1.9679 | 1.6842 | 1.7827 | 74.8701 | 74.1225 | 73.1468 | 72.3948 | 71.703 | 71.1253 | 70.6645 | 70.6609 | 73.0278 | 77.4993 | 81.7321 | 85.7125 | 88.8346 | 91.1678 | 92.4185 | 92.4223 | 91.9862 | 90.8904 | 89.9055 | 87.6348 | 83.8415 | 80.7945 | 78.7289 | 76.8832 | 5.985 | 5.9562 | 6.5092 | 6.4199 | 6.3036 | 5.9923 | 6.9054 | 6.5275 | 8.0104 | 8.1551 | 7.2927 | 6.7733 | 6.3502 | 6.4603 | 5.6402 | 4.6738 | 3.8769 | 3.793 | 3.7041 | 6.1796 | 6.7862 | 6.8983 | 5.9557 | 6.3288
Portfolio Adjusted1-in-10AllOther2015September Monthly Peak | Portfolio Adjusted | 1-in-10 | All | Other | 2015 | September Monthly Peak | 9 | 153.1315 | 149.2573 | 144.433 | 144.7535 | 153.2218 | 176.2703 | 207.2207 | 234.0167 | 256.3345 | 269.5663 | 279.7751 | 280.5552 | 275.6957 | 279.7173 | 272.6262 | 255.711 | 234.5837 | 216.4356 | 208.11 | 204.5275 | 196.6106 | 185.8612 | 173.1276 | 164.2384 | -0.30105 | -0.79801 | -0.42148 | -0.53707 | -1.3287 | -1.6279 | -2.4946 | -1.878 | -2.3344 | -2.882 | -2.6777 | -3.73 | -2.9726 | -2.7748 | 1.5523 | 2.9077 | 2.6568 | 2.7928 | 2.0256 | 1.266 | 0.79161 | 1.9414 | 1.7305 | 1.9061 | 76.9974 | 75.8963 | 74.7983 | 74.2475 | 73.3356 | 72.4887 | 72.0872 | 72.0013 | 74.1528 | 78.7889 | 83.8247 | 88.4921 | 92.3563 | 95.1933 | 96.1886 | 96.4373 | 95.8943 | 94.4335 | 92.6892 | 89.9009 | 85.7632 | 82.5486 | 80.3405 | 78.5972 | 6.268 | 6.2273 | 6.7843 | 6.734 | 6.6356 | 6.3326 | 7.4045 | 7.075 | 8.8428 | 9.0475 | 8.1009 | 7.527 | 7.0781 | 7.1914 | 6.268 | 5.1498 | 4.2379 | 4.1292 | 4.033 | 6.7623 | 7.2653 | 7.3414 | 6.2997 | 6.6483
Portfolio Adjusted1-in-10AllOther2015October Monthly Peak | Portfolio Adjusted | 1-in-10 | All | Other | 2015 | October Monthly Peak | 10 | 133.652 | 131.272 | 125.9074 | 124.8879 | 132.1016 | 152.7736 | 182.6881 | 202.5647 | 214.8935 | 224.2392 | 232.7995 | 235.839 | 235.7505 | 239.8984 | 233.7594 | 219.5619 | 203.6542 | 195.2441 | 187.0116 | 177.9192 | 170.13 | 162.0287 | 150.567 | 144.5577 | -0.52082 | -0.83814 | -0.47774 | -0.98934 | -1.5868 | -1.6361 | -1.6715 | -1.9058 | -1.9855 | -2.4724 | -1.3997 | -1.8669 | -1.2393 | -0.80022 | 2.6196 | 3.1798 | 3.6222 | 3.539 | 2.1223 | 1.6826 | 1.282 | 1.8901 | 1.5114 | 1.5047 | 72.8085 | 72.0537 | 71.2114 | 70.0457 | 69.0606 | 68.1382 | 67.9604 | 67.7 | 68.5336 | 72.5398 | 77.3589 | 82.1918 | 86.0772 | 88.3267 | 89.1065 | 88.9559 | 87.9269 | 86.337 | 83.6344 | 80.1619 | 77.2052 | 75.3646 | 73.8907 | 72.5888 | 5.2159 | 5.2218 | 5.6387 | 5.5392 | 5.4545 | 5.2328 | 6.2239 | 5.8389 | 7.0679 | 7.1756 | 6.4267 | 6.0326 | 5.7707 | 5.8804 | 5.1241 | 4.2158 | 3.5078 | 3.5514 | 3.4553 | 5.6086 | 5.994 | 6.1019 | 5.2236 | 5.5791
Portfolio Adjusted1-in-10AllOther2015November Monthly Peak | Portfolio Adjusted | 1-in-10 | All | Other | 2015 | November Monthly Peak | 11 | 135.6613 | 132.9482 | 128.3247 | 126.8347 | 134.2845 | 154.3956 | 179.8983 | 198.5989 | 209.725 | 214.9917 | 221.886 | 223.958 | 222.2222 | 225.4486 | 219.6143 | 205.5888 | 192.984 | 186.6941 | 179.2406 | 171.5367 | 165.7062 | 159.586 | 148.5122 | 142.9529 | -0.97058 | -1.0817 | -0.67661 | -1.906 | -2.3698 | -2.0375 | -0.7691 | -2.3321 | -1.9846 | -2.4918 | -0.0019464 | 0.25958 | 0.90333 | 1.7524 | 4.5038 | 4.0566 | 5.5359 | 5.0289 | 2.5227 | 2.5679 | 2.2296 | 2.1899 | 1.5012 | 1.1995 | 63.028 | 61.631 | 60.6871 | 59.6644 | 59.0075 | 58.3761 | 57.7204 | 57.8135 | 59.8361 | 64.1798 | 69.49 | 73.636 | 76.4501 | 78.0281 | 79.0958 | 79.2454 | 77.9244 | 75.5688 | 72.918 | 69.9555 | 67.7182 | 66.1713 | 64.5854 | 63.6444 | 5.6098 | 5.6036 | 6.0894 | 5.9608 | 5.875 | 5.6035 | 6.4941 | 6.0657 | 7.309 | 7.2897 | 6.4905 | 6.0701 | 5.7637 | 5.8556 | 5.1009 | 4.1828 | 3.5221 | 3.5982 | 3.5091 | 5.7296 | 6.186 | 6.3681 | 5.4594 | 5.8459
Portfolio Adjusted1-in-10AllOther2015December Monthly Peak | Portfolio Adjusted | 1-in-10 | All | Other | 2015 | December Monthly Peak | 12 | 130.8377 | 128.1968 | 124.4275 | 124.3516 | 132.0086 | 152.2905 | 179.5362 | 195.3922 | 202.1437 | 202.2962 | 202.3724 | 198.2124 | 192.8016 | 192.3265 | 184.978 | 176.2593 | 170.188 | 168.8335 | 165.4312 | 160.6456 | 155.4367 | 149.0595 | 141.2555 | 136.7498 | -0.93607 | -1.0431 | -0.65606 | -1.8687 | -2.3296 | -2.0097 | -0.76755 | -2.2945 | -1.9128 | -2.3446 | -0.0017752 | 0.22974 | 0.78374 | 1.4949 | 3.7934 | 3.4779 | 4.882 | 4.5478 | 2.3284 | 2.4049 | 2.0915 | 2.0455 | 1.4279 | 1.1474 | 44.5763 | 43.8863 | 43.2876 | 42.6343 | 42.1678 | 41.4305 | 41.4333 | 41.4287 | 42.0226 | 44.3184 | 47.1206 | 49.4548 | 50.9829 | 51.4246 | 51.6815 | 51.7569 | 51.1639 | 49.7109 | 48.1122 | 47.1043 | 46.2003 | 45.2687 | 44.7076 | 44.3043 | 5.4103 | 5.4034 | 5.9045 | 5.8441 | 5.7755 | 5.5271 | 6.481 | 5.9678 | 7.0448 | 6.8592 | 5.9197 | 5.3723 | 5.0006 | 4.9953 | 4.2964 | 3.586 | 3.106 | 3.254 | 3.2388 | 5.3658 | 5.8027 | 5.9481 | 5.1926 | 5.5923
Portfolio Adjusted1-in-10AllOther2015Typical Event Day | Portfolio Adjusted | 1-in-10 | All | Other | 2015 | Typical Event Day | 8 | 149.7473 | 146.208 | 141.9336 | 141.318 | 149.0578 | 170.7478 | 197.7016 | 220.5315 | 236.8551 | 247.6015 | 256.5619 | 257.1525 | 251.8361 | 255.8778 | 249.8416 | 236.446 | 218.7483 | 202.7453 | 195.0225 | 190.7824 | 187.6473 | 178.6112 | 167.4612 | 160.0579 | -0.44913 | -0.86294 | -0.48074 | -0.84283 | -1.559 | -1.7116 | -2.0743 | -1.933 | -2.1738 | -2.6915 | -1.967 | -2.6786 | -1.9707 | -1.6367 | 2.1596 | 3.0823 | 3.2337 | 3.1828 | 2.0668 | 1.5145 | 1.1079 | 1.9823 | 1.6777 | 1.7551 | 74.0873 | 73.0999 | 72.1088 | 71.3392 | 70.533 | 69.7506 | 69.3178 | 69.6803 | 72.4358 | 77.0487 | 81.7452 | 85.7463 | 88.6606 | 90.9078 | 92.1058 | 92.39 | 92.3547 | 91.2971 | 89.8694 | 87.5448 | 83.932 | 80.6888 | 78.5122 | 76.782 | 5.9325 | 5.904 | 6.4527 | 6.3629 | 6.2478 | 5.9371 | 6.8374 | 6.4531 | 7.9082 | 8.0432 | 7.19 | 6.6774 | 6.2578 | 6.3671 | 5.5596 | 4.6088 | 3.8248 | 3.7437 | 3.658 | 6.1052 | 6.7113 | 6.8283 | 5.8977 | 6.2709
Portfolio Adjusted1-in-10AllOther2016January Monthly Peak | Portfolio Adjusted | 1-in-10 | All | Other | 2016 | January Monthly Peak | 1 | 137.3157 | 134.165 | 129.9346 | 130.3643 | 138.3978 | 161.5016 | 194.7102 | 215.1333 | 222.3227 | 221.8494 | 222.1352 | 217.5607 | 212.5406 | 212.9102 | 204.5695 | 193.8864 | 184.1192 | 181.8715 | 179.1348 | 174.0481 | 167.7755 | 160.1181 | 151.8252 | 146.2188 | -0.98242 | -1.0916 | -0.68509 | -1.959 | -2.4423 | -2.1313 | -0.83242 | -2.5263 | -2.1038 | -2.5713 | -0.0019486 | 0.25216 | 0.86397 | 1.6549 | 4.1952 | 3.8257 | 5.2817 | 4.899 | 2.5212 | 2.6055 | 2.2575 | 2.1972 | 1.5347 | 1.2269 | 41.3351 | 40.9496 | 40.2872 | 39.5936 | 39.1399 | 38.5765 | 38.0744 | 37.6536 | 38.1661 | 41.2025 | 44.3924 | 47.0483 | 48.7627 | 49.9436 | 50.8456 | 51.196 | 50.9157 | 49.8402 | 47.9452 | 46.5736 | 45.3721 | 44.7464 | 44.002 | 43.2964 | 5.6782 | 5.6549 | 6.1658 | 6.1267 | 6.055 | 5.8614 | 7.0287 | 6.5707 | 7.748 | 7.5222 | 6.4978 | 5.8967 | 5.5126 | 5.5299 | 4.7515 | 3.9447 | 3.3603 | 3.5053 | 3.5071 | 5.8135 | 6.2633 | 6.3893 | 5.5812 | 5.9795
Portfolio Adjusted1-in-10AllOther2016February Monthly Peak | Portfolio Adjusted | 1-in-10 | All | Other | 2016 | February Monthly Peak | 2 | 131.1205 | 128.412 | 123.9294 | 123.5083 | 130.9958 | 151.7981 | 181.5032 | 197.5806 | 203.0846 | 203.8627 | 206.1312 | 204.5745 | 201.1338 | 203.0971 | 196.4834 | 186.2405 | 176.2326 | 173.3474 | 169.8012 | 164.0054 | 159.0259 | 153.1226 | 144.6179 | 139.9955 | -0.9381 | -1.0448 | -0.65343 | -1.856 | -2.3117 | -2.0032 | -0.77596 | -2.3201 | -1.9217 | -2.3628 | -0.0018082 | 0.23711 | 0.81761 | 1.5787 | 4.0294 | 3.6748 | 5.0554 | 4.6694 | 2.3899 | 2.4552 | 2.1397 | 2.1013 | 1.4619 | 1.1747 | 48.467 | 48.0004 | 47.5439 | 47.0277 | 46.765 | 46.2675 | 45.6998 | 45.7384 | 47.1618 | 50.5885 | 54.167 | 57.1177 | 58.9834 | 60.0014 | 60.5779 | 60.8061 | 60.0734 | 59.11 | 57.1378 | 55.0177 | 53.4895 | 52.1935 | 51.261 | 49.9973 | 5.422 | 5.4124 | 5.8808 | 5.8045 | 5.7312 | 5.5093 | 6.552 | 6.0346 | 7.0775 | 6.9123 | 6.0296 | 5.5447 | 5.2167 | 5.275 | 4.5637 | 3.7891 | 3.2164 | 3.341 | 3.3243 | 5.4781 | 5.9366 | 6.1102 | 5.3162 | 5.725
Portfolio Adjusted1-in-10AllOther2016March Monthly Peak | Portfolio Adjusted | 1-in-10 | All | Other | 2016 | March Monthly Peak | 3 | 134.0192 | 130.6785 | 126.3012 | 123.4936 | 130.0742 | 148.1964 | 173.6936 | 190.8626 | 200.0451 | 204.1765 | 211.2788 | 213.8692 | 212.5619 | 217.1278 | 212.5875 | 201.5024 | 188.3386 | 176.05 | 170.9023 | 168.7978 | 166.0852 | 159.9748 | 149.251 | 142.9976 | -0.95884 | -1.0632 | -0.66594 | -1.8558 | -2.2955 | -1.9557 | -0.74257 | -2.2413 | -1.893 | -2.3664 | -0.0018533 | 0.24788 | 0.86406 | 1.6877 | 4.3597 | 3.976 | 5.4027 | 4.7422 | 2.4054 | 2.5269 | 2.2347 | 2.1953 | 1.5087 | 1.1999 | 59.4879 | 58.3505 | 57.6288 | 56.8709 | 56.0332 | 55.1486 | 54.4084 | 54.9289 | 58.3782 | 63.3704 | 68.6281 | 72.8212 | 75.6479 | 77.2879 | 78.0655 | 78.5251 | 77.9823 | 76.3149 | 73.5287 | 69.9947 | 66.794 | 64.1045 | 62.0451 | 60.4125 | 5.5419 | 5.508 | 5.9934 | 5.8038 | 5.6908 | 5.3786 | 6.2701 | 5.8294 | 6.9716 | 6.923 | 6.1802 | 5.7966 | 5.5131 | 5.6394 | 4.9377 | 4.0996 | 3.4373 | 3.3931 | 3.3459 | 5.6381 | 6.2002 | 6.3836 | 5.4865 | 5.8478
Portfolio Adjusted1-in-10AllOther2016April Monthly Peak | Portfolio Adjusted | 1-in-10 | All | Other | 2016 | April Monthly Peak | 4 | 137.4586 | 134.1301 | 129.3943 | 126.5803 | 133.2125 | 152.0705 | 178.8942 | 199.4998 | 212.7236 | 220.7552 | 230.3513 | 234.2167 | 234.0557 | 239.1721 | 234.2704 | 221.0304 | 204.9645 | 190.1018 | 182.8642 | 179.3384 | 174.7533 | 166.9192 | 154.7726 | 147.4746 | -0.64265 | -0.91252 | -0.53667 | -1.2177 | -1.7795 | -1.719 | -1.4284 | -1.9883 | -1.9768 | -2.4638 | -1.0545 | -1.3462 | -0.70907 | -0.16296 | 3.146 | 3.4783 | 4.1793 | 3.846 | 2.1944 | 1.9323 | 1.564 | 2.0292 | 1.5562 | 1.464 | 69.3348 | 68.1359 | 66.6439 | 65.7702 | 64.8057 | 63.7443 | 63.1309 | 63.1668 | 66.3207 | 71.8791 | 77.3191 | 82.3642 | 85.6065 | 87.6523 | 88.7016 | 89.1028 | 88.7514 | 87.6875 | 85.6341 | 81.9091 | 77.4097 | 73.8403 | 71.3454 | 69.4389 | 5.3538 | 5.3249 | 5.7833 | 5.6031 | 5.4894 | 5.1984 | 6.0825 | 5.7391 | 6.9826 | 7.0501 | 6.3465 | 5.9792 | 5.7178 | 5.851 | 5.1251 | 4.2356 | 3.5233 | 3.451 | 3.372 | 5.6421 | 6.1446 | 6.2736 | 5.3588 | 5.6803
Portfolio Adjusted1-in-10AllOther2016May Monthly Peak | Portfolio Adjusted | 1-in-10 | All | Other | 2016 | May Monthly Peak | 5 | 140.038 | 137.2024 | 132.1766 | 130.3458 | 137.5225 | 156.8418 | 182.2164 | 207.564 | 225.1197 | 235.1516 | 245.6074 | 248.4775 | 246.8834 | 251.2993 | 245.717 | 230.2193 | 212.8695 | 196.5259 | 187.5615 | 181.9336 | 177.709 | 170.3033 | 158.9237 | 151.681 | -0.58834 | -0.89847 | -0.51979 | -1.1192 | -1.7243 | -1.7162 | -1.5841 | -1.9982 | -2.0847 | -2.6052 | -1.3389 | -1.7562 | -1.0827 | -0.5773 | 2.9673 | 3.4471 | 4.003 | 3.7241 | 2.1764 | 1.8144 | 1.4374 | 2.0194 | 1.5963 | 1.5503 | 70.1324 | 68.7807 | 67.6553 | 66.5503 | 65.6517 | 64.8069 | 64.6753 | 64.93 | 68.0492 | 73.6493 | 79.3841 | 83.6661 | 86.9366 | 89.0277 | 90.4125 | 90.8268 | 90.1647 | 89.3207 | 87.4894 | 84.9012 | 81.4357 | 77.5572 | 74.885 | 72.4683 | 5.454 | 5.4466 | 5.9075 | 5.7696 | 5.6668 | 5.3613 | 6.1952 | 5.9709 | 7.3892 | 7.5096 | 6.7666 | 6.343 | 6.0309 | 6.1474 | 5.3753 | 4.4115 | 3.6591 | 3.5675 | 3.4585 | 5.7235 | 6.2483 | 6.4006 | 5.5024 | 5.8421
Portfolio Adjusted1-in-10AllOther2016June Monthly Peak | Portfolio Adjusted | 1-in-10 | All | Other | 2016 | June Monthly Peak | 6 | 146.2301 | 143.2641 | 138.5951 | 136.7912 | 143.6315 | 162.9911 | 188.0804 | 211.9818 | 227.7725 | 237.9857 | 247.923 | 246.9925 | 240.9709 | 244.3676 | 238.8903 | 227.1156 | 210.9415 | 195.5188 | 188.9925 | 183.1449 | 181.2812 | 174.6495 | 163.596 | 156.8042 | -0.58583 | -0.92313 | -0.53276 | -1.1163 | -1.7525 | -1.7592 | -1.69 | -2.0111 | -2.1062 | -2.6285 | -1.4406 | -1.88 | -1.1913 | -0.72396 | 2.7518 | 3.3292 | 3.829 | 3.6018 | 2.1621 | 1.766 | 1.402 | 2.0494 | 1.6425 | 1.6216 | 71.0029 | 69.7385 | 68.7455 | 67.6954 | 66.6858 | 65.6392 | 65.2031 | 66.3721 | 70.0173 | 74.909 | 79.779 | 83.802 | 86.3573 | 88.4475 | 89.6502 | 90.0674 | 90.6035 | 89.7423 | 88.517 | 86.5 | 83.0694 | 79.1262 | 76.6187 | 74.6092 | 5.7015 | 5.6936 | 6.2012 | 6.0617 | 5.9252 | 5.5777 | 6.4017 | 6.1048 | 7.4846 | 7.6085 | 6.838 | 6.3121 | 5.8931 | 5.9845 | 5.2318 | 4.3569 | 3.63 | 3.5531 | 3.4888 | 5.768 | 6.381 | 6.5712 | 5.6704 | 6.0462
Portfolio Adjusted1-in-10AllOther2016July Monthly Peak | Portfolio Adjusted | 1-in-10 | All | Other | 2016 | July Monthly Peak | 7 | 149.2764 | 145.5182 | 141.4099 | 140.815 | 148.2071 | 169.1102 | 193.6711 | 214.8215 | 227.7141 | 236.4533 | 243.8848 | 242.4713 | 236.6332 | 239.3169 | 233.72 | 224.3078 | 210.1818 | 196.2111 | 190.6326 | 185.4694 | 183.9334 | 177.0599 | 165.9757 | 159.149 | -0.48313 | -0.87743 | -0.49419 | -0.9127 | -1.611 | -1.7259 | -1.9633 | -1.9195 | -2.0936 | -2.5801 | -1.7631 | -2.3655 | -1.6911 | -1.3371 | 2.1786 | 3.0099 | 3.2739 | 3.2061 | 2.0581 | 1.5468 | 1.1653 | 1.9916 | 1.6636 | 1.7217 | 73.4789 | 72.6423 | 71.7446 | 71.0192 | 70.4077 | 69.7492 | 69.3163 | 69.6868 | 72.5454 | 76.9977 | 81.6448 | 84.9785 | 87.0943 | 88.8227 | 90.1659 | 90.6329 | 90.9348 | 90.1223 | 88.3659 | 86.1435 | 83.0537 | 80.2859 | 78.3608 | 77.0383 | 5.8829 | 5.8454 | 6.3952 | 6.307 | 6.1796 | 5.8493 | 6.6629 | 6.253 | 7.5632 | 7.6408 | 6.7989 | 6.2632 | 5.8492 | 5.9238 | 5.1736 | 4.3493 | 3.6558 | 3.604 | 3.5569 | 5.904 | 6.544 | 6.7335 | 5.8148 | 6.2026
Portfolio Adjusted1-in-10AllOther2016August Monthly Peak | Portfolio Adjusted | 1-in-10 | All | Other | 2016 | August Monthly Peak | 8 | 150.2569 | 146.705 | 142.4052 | 141.8152 | 149.5767 | 171.4058 | 198.5905 | 221.8726 | 238.6224 | 249.6912 | 258.8213 | 259.4369 | 254.1779 | 258.2214 | 252.0985 | 238.4898 | 220.5308 | 204.3092 | 196.4178 | 192.068 | 188.7197 | 179.4699 | 168.1947 | 160.6644 | -0.41897 | -0.84924 | -0.46871 | -0.78057 | -1.5099 | -1.6906 | -2.1463 | -1.9113 | -2.1866 | -2.7051 | -2.0849 | -2.8549 | -2.1424 | -1.8373 | 2.0274 | 3.028 | 3.1045 | 3.0908 | 2.0469 | 1.4562 | 1.0419 | 1.9679 | 1.6842 | 1.7827 | 74.8701 | 74.1225 | 73.1468 | 72.3948 | 71.703 | 71.1252 | 70.6645 | 70.6609 | 73.0278 | 77.4993 | 81.7321 | 85.7125 | 88.8346 | 91.1678 | 92.4185 | 92.4223 | 91.9862 | 90.8904 | 89.9055 | 87.6348 | 83.8415 | 80.7945 | 78.7289 | 76.8832 | 5.985 | 5.9562 | 6.5092 | 6.4199 | 6.3036 | 5.9923 | 6.9054 | 6.5275 | 8.0104 | 8.1551 | 7.2927 | 6.7733 | 6.3502 | 6.4603 | 5.6402 | 4.6738 | 3.8769 | 3.793 | 3.7041 | 6.1796 | 6.7862 | 6.8983 | 5.9557 | 6.3288
Portfolio Adjusted1-in-10AllOther2016September Monthly Peak | Portfolio Adjusted | 1-in-10 | All | Other | 2016 | September Monthly Peak | 9 | 153.1315 | 149.2573 | 144.433 | 144.7535 | 153.2218 | 176.2703 | 207.2206 | 234.0167 | 256.3345 | 269.5663 | 279.7751 | 280.5552 | 275.6957 | 279.7174 | 272.6263 | 255.711 | 234.5838 | 216.4356 | 208.11 | 204.5275 | 196.6106 | 185.8612 | 173.1276 | 164.2384 | -0.30105 | -0.79801 | -0.42148 | -0.53707 | -1.3287 | -1.6279 | -2.4946 | -1.878 | -2.3344 | -2.882 | -2.6777 | -3.73 | -2.9726 | -2.7748 | 1.5523 | 2.9077 | 2.6568 | 2.7928 | 2.0256 | 1.266 | 0.79161 | 1.9414 | 1.7305 | 1.9061 | 76.9974 | 75.8962 | 74.7983 | 74.2475 | 73.3356 | 72.4887 | 72.0872 | 72.0013 | 74.1528 | 78.7889 | 83.8247 | 88.4921 | 92.3563 | 95.1933 | 96.1886 | 96.4374 | 95.8943 | 94.4335 | 92.6892 | 89.9009 | 85.7632 | 82.5486 | 80.3405 | 78.5972 | 6.268 | 6.2273 | 6.7843 | 6.734 | 6.6356 | 6.3326 | 7.4045 | 7.075 | 8.8428 | 9.0475 | 8.1009 | 7.527 | 7.0781 | 7.1914 | 6.268 | 5.1498 | 4.2379 | 4.1292 | 4.033 | 6.7623 | 7.2653 | 7.3414 | 6.2997 | 6.6483
Portfolio Adjusted1-in-10AllOther2016October Monthly Peak | Portfolio Adjusted | 1-in-10 | All | Other | 2016 | October Monthly Peak | 10 | 133.652 | 131.272 | 125.9074 | 124.8879 | 132.1016 | 152.7736 | 182.6881 | 202.5647 | 214.8935 | 224.2392 | 232.7995 | 235.839 | 235.7505 | 239.8984 | 233.7594 | 219.5619 | 203.6542 | 195.2441 | 187.0116 | 177.9192 | 170.13 | 162.0287 | 150.567 | 144.5577 | -0.52082 | -0.83814 | -0.47774 | -0.98934 | -1.5868 | -1.6361 | -1.6715 | -1.9058 | -1.9855 | -2.4724 | -1.3997 | -1.8669 | -1.2393 | -0.80022 | 2.6196 | 3.1798 | 3.6222 | 3.539 | 2.1223 | 1.6826 | 1.282 | 1.8901 | 1.5114 | 1.5047 | 72.8085 | 72.0537 | 71.2114 | 70.0457 | 69.0607 | 68.1382 | 67.9604 | 67.7 | 68.5336 | 72.5398 | 77.3589 | 82.1918 | 86.0772 | 88.3267 | 89.1065 | 88.9559 | 87.9269 | 86.337 | 83.6344 | 80.1619 | 77.2052 | 75.3646 | 73.8907 | 72.5888 | 5.2159 | 5.2218 | 5.6387 | 5.5392 | 5.4545 | 5.2328 | 6.2239 | 5.8389 | 7.0679 | 7.1756 | 6.4267 | 6.0326 | 5.7707 | 5.8804 | 5.1241 | 4.2158 | 3.5078 | 3.5514 | 3.4553 | 5.6086 | 5.994 | 6.1019 | 5.2236 | 5.5791
Portfolio Adjusted1-in-10AllOther2016November Monthly Peak | Portfolio Adjusted | 1-in-10 | All | Other | 2016 | November Monthly Peak | 11 | 135.6613 | 132.9482 | 128.3247 | 126.8347 | 134.2845 | 154.3956 | 179.8983 | 198.5989 | 209.725 | 214.9917 | 221.886 | 223.958 | 222.2222 | 225.4486 | 219.6143 | 205.5888 | 192.984 | 186.694 | 179.2406 | 171.5367 | 165.7062 | 159.586 | 148.5122 | 142.9529 | -0.97058 | -1.0817 | -0.67661 | -1.906 | -2.3698 | -2.0375 | -0.7691 | -2.3321 | -1.9846 | -2.4918 | -0.0019464 | 0.25958 | 0.90333 | 1.7524 | 4.5038 | 4.0566 | 5.5359 | 5.0289 | 2.5227 | 2.5679 | 2.2296 | 2.1899 | 1.5012 | 1.1995 | 63.028 | 61.631 | 60.6871 | 59.6644 | 59.0075 | 58.3761 | 57.7204 | 57.8135 | 59.8361 | 64.1798 | 69.49 | 73.636 | 76.4501 | 78.0281 | 79.0958 | 79.2454 | 77.9244 | 75.5688 | 72.918 | 69.9555 | 67.7182 | 66.1713 | 64.5854 | 63.6444 | 5.6098 | 5.6036 | 6.0894 | 5.9608 | 5.875 | 5.6035 | 6.4941 | 6.0657 | 7.309 | 7.2897 | 6.4905 | 6.0701 | 5.7637 | 5.8556 | 5.1009 | 4.1828 | 3.5221 | 3.5982 | 3.5091 | 5.7296 | 6.186 | 6.3681 | 5.4594 | 5.8459
Portfolio Adjusted1-in-10AllOther2016December Monthly Peak | Portfolio Adjusted | 1-in-10 | All | Other | 2016 | December Monthly Peak | 12 | 130.8377 | 128.1968 | 124.4275 | 124.3516 | 132.0086 | 152.2905 | 179.5362 | 195.3922 | 202.1437 | 202.2962 | 202.3724 | 198.2124 | 192.8016 | 192.3265 | 184.978 | 176.2593 | 170.188 | 168.8335 | 165.4312 | 160.6456 | 155.4367 | 149.0595 | 141.2555 | 136.7498 | -0.93607 | -1.0431 | -0.65606 | -1.8687 | -2.3296 | -2.0097 | -0.76755 | -2.2945 | -1.9128 | -2.3446 | -0.0017752 | 0.22974 | 0.78374 | 1.4949 | 3.7934 | 3.4779 | 4.882 | 4.5478 | 2.3284 | 2.4049 | 2.0915 | 2.0455 | 1.4279 | 1.1474 | 44.5763 | 43.8863 | 43.2876 | 42.6343 | 42.1678 | 41.4305 | 41.4333 | 41.4287 | 42.0226 | 44.3184 | 47.1206 | 49.4548 | 50.9829 | 51.4246 | 51.6815 | 51.7569 | 51.1639 | 49.7109 | 48.1122 | 47.1043 | 46.2003 | 45.2687 | 44.7076 | 44.3043 | 5.4103 | 5.4034 | 5.9045 | 5.8441 | 5.7755 | 5.5271 | 6.481 | 5.9678 | 7.0448 | 6.8592 | 5.9197 | 5.3723 | 5.0006 | 4.9953 | 4.2964 | 3.586 | 3.106 | 3.254 | 3.2388 | 5.3658 | 5.8027 | 5.948 | 5.1926 | 5.5923
Portfolio Adjusted1-in-10AllOther2016Typical Event Day | Portfolio Adjusted | 1-in-10 | All | Other | 2016 | Typical Event Day | 8 | 149.7473 | 146.208 | 141.9336 | 141.318 | 149.0578 | 170.7478 | 197.7016 | 220.5315 | 236.8551 | 247.6015 | 256.5619 | 257.1525 | 251.8361 | 255.8778 | 249.8416 | 236.4459 | 218.7482 | 202.7453 | 195.0224 | 190.7824 | 187.6473 | 178.6112 | 167.4612 | 160.0579 | -0.44913 | -0.86294 | -0.48074 | -0.84283 | -1.559 | -1.7116 | -2.0743 | -1.933 | -2.1738 | -2.6915 | -1.967 | -2.6786 | -1.9707 | -1.6367 | 2.1596 | 3.0823 | 3.2337 | 3.1828 | 2.0668 | 1.5145 | 1.1079 | 1.9823 | 1.6777 | 1.7551 | 74.0873 | 73.0999 | 72.1088 | 71.3392 | 70.533 | 69.7506 | 69.3178 | 69.6803 | 72.4358 | 77.0487 | 81.7452 | 85.7463 | 88.6606 | 90.9078 | 92.1058 | 92.39 | 92.3547 | 91.2971 | 89.8694 | 87.5448 | 83.9319 | 80.6888 | 78.5122 | 76.782 | 5.9325 | 5.904 | 6.4527 | 6.3629 | 6.2478 | 5.9371 | 6.8374 | 6.4531 | 7.9082 | 8.0432 | 7.19 | 6.6774 | 6.2578 | 6.3671 | 5.5596 | 4.6088 | 3.8248 | 3.7437 | 3.658 | 6.1052 | 6.7113 | 6.8283 | 5.8977 | 6.2709
Portfolio Adjusted1-in-10AllOther2017January Monthly Peak | Portfolio Adjusted | 1-in-10 | All | Other | 2017 | January Monthly Peak | 1 | 137.3157 | 134.165 | 129.9346 | 130.3643 | 138.3978 | 161.5016 | 194.7102 | 215.1333 | 222.3227 | 221.8494 | 222.1352 | 217.5607 | 212.5406 | 212.9102 | 204.5695 | 193.8864 | 184.1192 | 181.8715 | 179.1348 | 174.0481 | 167.7755 | 160.1181 | 151.8252 | 146.2188 | -0.98242 | -1.0916 | -0.68509 | -1.959 | -2.4423 | -2.1313 | -0.83242 | -2.5263 | -2.1038 | -2.5713 | -0.0019486 | 0.25216 | 0.86397 | 1.6549 | 4.1952 | 3.8257 | 5.2817 | 4.899 | 2.5212 | 2.6055 | 2.2575 | 2.1972 | 1.5347 | 1.2269 | 41.3351 | 40.9496 | 40.2872 | 39.5936 | 39.1399 | 38.5765 | 38.0744 | 37.6536 | 38.1661 | 41.2025 | 44.3924 | 47.0483 | 48.7627 | 49.9436 | 50.8456 | 51.196 | 50.9157 | 49.8402 | 47.9452 | 46.5736 | 45.3721 | 44.7464 | 44.002 | 43.2964 | 5.6782 | 5.6549 | 6.1658 | 6.1267 | 6.055 | 5.8614 | 7.0287 | 6.5707 | 7.748 | 7.5222 | 6.4978 | 5.8967 | 5.5126 | 5.5299 | 4.7515 | 3.9447 | 3.3603 | 3.5053 | 3.5071 | 5.8135 | 6.2633 | 6.3893 | 5.5812 | 5.9795
Portfolio Adjusted1-in-10AllOther2017February Monthly Peak | Portfolio Adjusted | 1-in-10 | All | Other | 2017 | February Monthly Peak | 2 | 131.1205 | 128.412 | 123.9294 | 123.5083 | 130.9958 | 151.7981 | 181.5032 | 197.5806 | 203.0846 | 203.8627 | 206.1312 | 204.5744 | 201.1338 | 203.097 | 196.4834 | 186.2405 | 176.2326 | 173.3474 | 169.8012 | 164.0054 | 159.0259 | 153.1226 | 144.6179 | 139.9955 | -0.9381 | -1.0448 | -0.65343 | -1.856 | -2.3117 | -2.0032 | -0.77596 | -2.3201 | -1.9217 | -2.3628 | -0.0018082 | 0.23711 | 0.81761 | 1.5787 | 4.0294 | 3.6748 | 5.0554 | 4.6694 | 2.3899 | 2.4552 | 2.1397 | 2.1013 | 1.4619 | 1.1747 | 48.467 | 48.0004 | 47.5439 | 47.0277 | 46.765 | 46.2675 | 45.6998 | 45.7384 | 47.1618 | 50.5885 | 54.167 | 57.1177 | 58.9834 | 60.0014 | 60.5779 | 60.8061 | 60.0734 | 59.11 | 57.1378 | 55.0177 | 53.4895 | 52.1935 | 51.261 | 49.9973 | 5.422 | 5.4124 | 5.8808 | 5.8045 | 5.7312 | 5.5093 | 6.552 | 6.0346 | 7.0775 | 6.9123 | 6.0296 | 5.5447 | 5.2167 | 5.275 | 4.5637 | 3.7891 | 3.2164 | 3.341 | 3.3243 | 5.4781 | 5.9366 | 6.1102 | 5.3162 | 5.725
Portfolio Adjusted1-in-10AllOther2017March Monthly Peak | Portfolio Adjusted | 1-in-10 | All | Other | 2017 | March Monthly Peak | 3 | 134.0192 | 130.6785 | 126.3012 | 123.4936 | 130.0742 | 148.1964 | 173.6937 | 190.8625 | 200.0451 | 204.1765 | 211.2788 | 213.8692 | 212.5619 | 217.1278 | 212.5875 | 201.5024 | 188.3386 | 176.05 | 170.9023 | 168.7979 | 166.0853 | 159.9748 | 149.251 | 142.9976 | -0.95884 | -1.0632 | -0.66594 | -1.8558 | -2.2955 | -1.9557 | -0.74257 | -2.2413 | -1.893 | -2.3664 | -0.0018533 | 0.24788 | 0.86406 | 1.6877 | 4.3597 | 3.976 | 5.4027 | 4.7422 | 2.4054 | 2.5269 | 2.2347 | 2.1953 | 1.5087 | 1.1999 | 59.4879 | 58.3505 | 57.6288 | 56.8709 | 56.0332 | 55.1486 | 54.4084 | 54.9289 | 58.3782 | 63.3704 | 68.6281 | 72.8212 | 75.6479 | 77.2879 | 78.0655 | 78.5251 | 77.9823 | 76.3149 | 73.5287 | 69.9947 | 66.794 | 64.1045 | 62.0451 | 60.4125 | 5.5419 | 5.508 | 5.9934 | 5.8038 | 5.6908 | 5.3786 | 6.2701 | 5.8294 | 6.9716 | 6.923 | 6.1802 | 5.7966 | 5.5131 | 5.6394 | 4.9377 | 4.0996 | 3.4373 | 3.3931 | 3.3459 | 5.6381 | 6.2002 | 6.3836 | 5.4865 | 5.8478
Portfolio Adjusted1-in-10AllOther2017April Monthly Peak | Portfolio Adjusted | 1-in-10 | All | Other | 2017 | April Monthly Peak | 4 | 3.7144 | 3.5749 | 3.4722 | 3.4297 | 3.5595 | 3.9079 | 4.2909 | 4.7411 | 5.4446 | 6.0193 | 6.4948 | 6.79 | 6.9392 | 7.1432 | 7.1874 | 7.0363 | 6.6971 | 6.1314 | 5.6402 | 5.555 | 5.3869 | 4.9447 | 4.4219 | 4.0531 | -0.0059353 | -0.0084278 | -0.0049566 | -0.011246 | -0.016435 | -0.015876 | -0.013192 | -0.018363 | -0.018257 | -0.022755 | -0.0097394 | -0.012433 | -0.0065488 | -0.0015051 | 0.11194 | 0.11458 | 0.11788 | 0.10744 | 0.020267 | 0.017846 | 0.014445 | 0.018741 | 0.014373 | 0.013521 | 66.9033 | 65.4606 | 63.7727 | 62.5714 | 61.4111 | 60.2887 | 59.6615 | 59.629 | 63.0777 | 69.4024 | 75.7038 | 80.9727 | 84.155 | 86.2218 | 87.4698 | 88.152 | 88.0117 | 87.3332 | 85.3042 | 82.2052 | 78.0668 | 74.3338 | 71.5623 | 69.8739 | 0.06088 | 0.059257 | 0.062512 | 0.06094 | 0.061251 | 0.061877 | 0.077779 | 0.077608 | 0.088482 | 0.088915 | 0.084548 | 0.085055 | 0.090457 | 0.10016 | 0.10439 | 0.10567 | 0.10653 | 0.097351 | 0.087176 | 0.081778 | 0.079839 | 0.076049 | 0.063704 | 0.061897
Portfolio Adjusted1-in-10AllOther2017May Monthly Peak | Portfolio Adjusted | 1-in-10 | All | Other | 2017 | May Monthly Peak | 5 | 3.8403 | 3.6946 | 3.5791 | 3.5383 | 3.6685 | 3.9901 | 4.2859 | 4.9549 | 5.8184 | 6.5121 | 7.0678 | 7.3898 | 7.53 | 7.7163 | 7.742 | 7.5591 | 7.1969 | 6.5913 | 6.0047 | 5.7212 | 5.6469 | 5.1846 | 4.6259 | 4.2279 | -0.0054338 | -0.008298 | -0.0048007 | -0.010336 | -0.015926 | -0.01585 | -0.014631 | -0.018455 | -0.019253 | -0.024061 | -0.012365 | -0.01622 | -0.0099996 | -0.0053318 | 0.11791 | 0.12174 | 0.12351 | 0.11307 | 0.0201 | 0.016757 | 0.013276 | 0.01865 | 0.014743 | 0.014318 | 71.2975 | 69.6129 | 68.2689 | 66.911 | 65.5778 | 64.6345 | 64.074 | 64.5074 | 67.9367 | 73.4832 | 79.4081 | 83.6438 | 87.1067 | 89.435 | 90.8628 | 91.4463 | 91.1506 | 90.4853 | 88.7901 | 86.324 | 82.5569 | 78.4669 | 75.505 | 72.6729 | 0.061665 | 0.060221 | 0.06352 | 0.062276 | 0.062642 | 0.063087 | 0.07859 | 0.079147 | 0.091317 | 0.092129 | 0.087348 | 0.087347 | 0.092265 | 0.10177 | 0.10559 | 0.10642 | 0.10707 | 0.09784 | 0.087579 | 0.082332 | 0.080581 | 0.076993 | 0.064777 | 0.063194
Portfolio Adjusted1-in-10AllOther2017June Monthly Peak | Portfolio Adjusted | 1-in-10 | All | Other | 2017 | June Monthly Peak | 6 | 4.0843 | 3.9174 | 3.7963 | 3.7472 | 3.8718 | 4.1634 | 4.5093 | 5.2532 | 6.1545 | 6.9101 | 7.517 | 7.8374 | 7.958 | 8.1448 | 8.1758 | 8.0191 | 7.6673 | 7.0301 | 6.4039 | 6.0188 | 5.9313 | 5.5007 | 4.9049 | 4.4864 | -0.0054106 | -0.0085258 | -0.0049205 | -0.01031 | -0.016185 | -0.016247 | -0.015608 | -0.018574 | -0.019452 | -0.024276 | -0.013305 | -0.017363 | -0.011003 | -0.0066863 | 0.12446 | 0.12902 | 0.13021 | 0.11947 | 0.019969 | 0.01631 | 0.012949 | 0.018928 | 0.01517 | 0.014977 | 73.911 | 72.3838 | 71.269 | 69.8801 | 69.0377 | 67.5351 | 66.6764 | 67.48 | 71.5949 | 77.0182 | 82.096 | 85.7258 | 88.2933 | 90.165 | 91.5117 | 92.2642 | 92.6618 | 92.128 | 90.8592 | 88.8062 | 85.6722 | 81.8348 | 79.2195 | 77.3017 | 0.063713 | 0.062287 | 0.066 | 0.064734 | 0.064802 | 0.064865 | 0.080294 | 0.08035 | 0.092314 | 0.093153 | 0.088179 | 0.087563 | 0.092 | 0.10153 | 0.10567 | 0.107 | 0.10779 | 0.098524 | 0.088317 | 0.083001 | 0.081788 | 0.07847 | 0.066206 | 0.064951
Portfolio Adjusted1-in-10AllOther2017July Monthly Peak | Portfolio Adjusted | 1-in-10 | All | Other | 2017 | July Monthly Peak | 7 | 4.2523 | 4.065 | 3.9405 | 3.9044 | 4.0397 | 4.4041 | 4.7665 | 5.4933 | 6.406 | 7.1662 | 7.7534 | 8.0593 | 8.1623 | 8.3177 | 8.3275 | 8.1805 | 7.8389 | 7.1989 | 6.5789 | 6.1955 | 6.1156 | 5.6765 | 5.0633 | 4.6326 | -0.0044621 | -0.0081038 | -0.0045642 | -0.0084295 | -0.014878 | -0.01594 | -0.018132 | -0.017728 | -0.019336 | -0.023829 | -0.016284 | -0.021847 | -0.015618 | -0.012349 | 0.12258 | 0.12928 | 0.12813 | 0.11854 | 0.019008 | 0.014286 | 0.010762 | 0.018394 | 0.015365 | 0.015901 | 75.7009 | 74.605 | 73.4737 | 72.4567 | 71.6208 | 70.6935 | 70.0296 | 70.3279 | 73.6595 | 78.7101 | 83.6433 | 87.5121 | 90.162 | 91.9754 | 92.8526 | 93.1033 | 92.9224 | 92.31 | 90.8023 | 88.5589 | 85.7495 | 82.6566 | 80.4317 | 78.9259 | 0.064857 | 0.063255 | 0.067361 | 0.066506 | 0.066574 | 0.066584 | 0.081637 | 0.080813 | 0.092355 | 0.092879 | 0.087385 | 0.086653 | 0.091013 | 0.10033 | 0.10438 | 0.10582 | 0.10665 | 0.097588 | 0.087593 | 0.083208 | 0.082394 | 0.079246 | 0.066961 | 0.065989
Portfolio Adjusted1-in-10AllOther2017August Monthly Peak | Portfolio Adjusted | 1-in-10 | All | Other | 2017 | August Monthly Peak | 8 | 4.2244 | 4.0435 | 3.9208 | 3.8853 | 4.023 | 4.4244 | 4.8371 | 5.5006 | 6.4657 | 7.2947 | 7.933 | 8.2941 | 8.4154 | 8.5974 | 8.5997 | 8.4064 | 8.0086 | 7.3215 | 6.637 | 6.3342 | 6.1989 | 5.6715 | 5.0519 | 4.6198 | -0.0038695 | -0.0078434 | -0.0043289 | -0.0072092 | -0.013945 | -0.015614 | -0.019823 | -0.017652 | -0.020195 | -0.024984 | -0.019255 | -0.026367 | -0.019786 | -0.016969 | 0.1229 | 0.13105 | 0.12782 | 0.11829 | 0.018905 | 0.013449 | 0.0096228 | 0.018175 | 0.015555 | 0.016465 | 76.3346 | 75.2565 | 73.9151 | 72.9263 | 71.9924 | 71.2468 | 70.5687 | 70.4148 | 73.1319 | 78.2649 | 82.9498 | 87.2443 | 90.4907 | 92.6564 | 93.965 | 94.3248 | 93.8979 | 93.0333 | 91.8465 | 89.6543 | 86.1074 | 83.1435 | 81.2628 | 79.4064 | 0.065908 | 0.06436 | 0.068495 | 0.067627 | 0.067793 | 0.067962 | 0.083805 | 0.083166 | 0.096035 | 0.097049 | 0.091268 | 0.090493 | 0.094607 | 0.10404 | 0.10751 | 0.10821 | 0.1086 | 0.099353 | 0.089121 | 0.085525 | 0.084552 | 0.080851 | 0.068326 | 0.06722
Portfolio Adjusted1-in-10AllOther2017September Monthly Peak | Portfolio Adjusted | 1-in-10 | All | Other | 2017 | September Monthly Peak | 9 | 4.2226 | 4.0468 | 3.9194 | 3.8926 | 4.0406 | 4.4559 | 5.0002 | 5.5935 | 6.6163 | 7.4658 | 8.1211 | 8.4869 | 8.6235 | 8.8124 | 8.8113 | 8.5836 | 8.1465 | 7.4158 | 6.7373 | 6.608 | 6.2161 | 5.6564 | 5.0402 | 4.6076 | -0.0027804 | -0.0073703 | -0.0038927 | -0.0049602 | -0.012271 | -0.015035 | -0.023039 | -0.017345 | -0.02156 | -0.026618 | -0.024731 | -0.03445 | -0.027454 | -0.025627 | 0.11882 | 0.13019 | 0.1238 | 0.11524 | 0.018707 | 0.011692 | 0.0073111 | 0.017931 | 0.015983 | 0.017604 | 76.7417 | 75.4716 | 74.0955 | 73.1442 | 72.0592 | 70.9515 | 70.1996 | 69.9861 | 72.2422 | 77.3722 | 82.9999 | 87.9466 | 91.8206 | 94.284 | 94.997 | 95.6732 | 95.6725 | 94.7962 | 93.0815 | 90.0671 | 85.7371 | 82.6227 | 80.4548 | 78.6502 | 0.068132 | 0.066528 | 0.070749 | 0.070199 | 0.07046 | 0.070568 | 0.087395 | 0.086937 | 0.10211 | 0.1036 | 0.096937 | 0.095472 | 0.098959 | 0.10811 | 0.1105 | 0.1101 | 0.10982 | 0.10056 | 0.090396 | 0.08925 | 0.087919 | 0.084143 | 0.070932 | 0.069816
Portfolio Adjusted1-in-10AllOther2017October Monthly Peak | Portfolio Adjusted | 1-in-10 | All | Other | 2017 | October Monthly Peak | 10 | 3.7709 | 3.631 | 3.5138 | 3.484 | 3.618 | 3.9972 | 4.5595 | 4.9539 | 5.6525 | 6.3154 | 6.883 | 7.2449 | 7.4414 | 7.6562 | 7.6882 | 7.4949 | 7.1143 | 6.5298 | 6.166 | 5.9061 | 5.5027 | 5.033 | 4.4969 | 4.1267 | -0.0048101 | -0.0077408 | -0.0044123 | -0.0091373 | -0.014655 | -0.015111 | -0.015437 | -0.017602 | -0.018337 | -0.022835 | -0.012927 | -0.017243 | -0.011446 | -0.0073906 | 0.11567 | 0.11987 | 0.12005 | 0.11052 | 0.019601 | 0.01554 | 0.01184 | 0.017456 | 0.013958 | 0.013897 | 72.3635 | 71.1585 | 69.9987 | 68.6099 | 67.5592 | 66.4963 | 66.0601 | 65.6124 | 66.3909 | 71.1778 | 76.8651 | 81.7244 | 85.1692 | 87.6378 | 88.8488 | 89.1624 | 88.5526 | 87.0871 | 84.5756 | 81.3715 | 78.1716 | 75.8042 | 73.9336 | 72.4061 | 0.059913 | 0.058525 | 0.061426 | 0.06049 | 0.061042 | 0.062196 | 0.078837 | 0.078363 | 0.089181 | 0.08989 | 0.085195 | 0.085523 | 0.090922 | 0.10051 | 0.10464 | 0.10588 | 0.10678 | 0.097918 | 0.08768 | 0.081726 | 0.078975 | 0.074944 | 0.062815 | 0.061159
Portfolio Adjusted1-in-10AllOther2017November Monthly Peak | Portfolio Adjusted | 1-in-10 | All | Other | 2017 | November Monthly Peak | 11 | 3.5163 | 3.4099 | 3.3328 | 3.329 | 3.4749 | 3.844 | 4.2128 | 4.5916 | 5.1546 | 5.5543 | 5.8897 | 6.0718 | 6.1294 | 6.2365 | 6.2022 | 5.9829 | 5.754 | 5.6995 | 5.351 | 5.0566 | 4.7823 | 4.4512 | 4.0463 | 3.7585 | -0.0089641 | -0.0099904 | -0.006249 | -0.017603 | -0.021886 | -0.018818 | -0.0071032 | -0.021539 | -0.018329 | -0.023014 | -1.7976e-05 | 0.0023974 | 0.0083429 | 0.016185 | 0.11031 | 0.10478 | 0.11662 | 0.11207 | 0.023299 | 0.023717 | 0.020592 | 0.020226 | 0.013865 | 0.011078 | 59.2934 | 57.9076 | 56.7042 | 55.4195 | 54.6478 | 54.1394 | 53.52 | 53.1395 | 55.4308 | 59.9526 | 65.4264 | 69.6886 | 72.5285 | 74.2457 | 75.4056 | 75.7531 | 74.8532 | 72.5801 | 69.7672 | 66.5176 | 64.1927 | 62.6288 | 61.0681 | 59.9046 | 0.062736 | 0.06134 | 0.06488 | 0.063705 | 0.064158 | 0.06473 | 0.080426 | 0.07954 | 0.090542 | 0.090387 | 0.085303 | 0.085408 | 0.09047 | 0.099897 | 0.10396 | 0.10513 | 0.10614 | 0.097462 | 0.087337 | 0.082105 | 0.079956 | 0.076591 | 0.06433 | 0.063131
Portfolio Adjusted1-in-10AllOther2017December Monthly Peak | Portfolio Adjusted | 1-in-10 | All | Other | 2017 | December Monthly Peak | 12 | 3.6781 | 3.5775 | 3.5143 | 3.5231 | 3.6868 | 4.0902 | 4.6759 | 5.0008 | 5.49 | 5.7285 | 5.8053 | 5.7063 | 5.5148 | 5.4079 | 5.2313 | 5.0541 | 5.0869 | 5.3033 | 5.0776 | 4.9324 | 4.7258 | 4.4718 | 4.1544 | 3.9088 | -0.0089211 | -0.0099406 | -0.0062524 | -0.017809 | -0.022202 | -0.019153 | -0.007315 | -0.021867 | -0.01823 | -0.022345 | -1.6918e-05 | 0.0021895 | 0.0074692 | 0.014247 | 0.093708 | 0.089139 | 0.1041 | 0.10477 | 0.02219 | 0.022919 | 0.019932 | 0.019494 | 0.013608 | 0.010936 | 40.7494 | 40.06 | 39.7839 | 39.2953 | 38.8482 | 38.2562 | 38.0733 | 37.8654 | 38.434 | 41.2204 | 44.0046 | 46.5957 | 48.3073 | 49.171 | 49.579 | 49.5615 | 48.8229 | 47.2267 | 45.4625 | 44.1874 | 43.2066 | 42.1737 | 41.7648 | 41.31 | 0.063391 | 0.061885 | 0.065601 | 0.06495 | 0.065597 | 0.066459 | 0.083274 | 0.081845 | 0.092003 | 0.0907 | 0.084773 | 0.084463 | 0.089929 | 0.099667 | 0.10494 | 0.10751 | 0.10941 | 0.10042 | 0.09 | 0.083048 | 0.080358 | 0.076344 | 0.064675 | 0.063274
Portfolio Adjusted1-in-10AllOther2017Typical Event Day | Portfolio Adjusted | 1-in-10 | All | Other | 2017 | Typical Event Day | 8 | 4.2029 | 4.0237 | 3.9022 | 3.867 | 4.0044 | 4.403 | 4.8112 | 5.4626 | 6.411 | 7.2255 | 7.8541 | 8.2107 | 8.3309 | 8.513 | 8.517 | 8.3271 | 7.9336 | 7.2527 | 6.5801 | 6.2821 | 6.1537 | 5.634 | 5.0206 | 4.5927 | -0.0041481 | -0.0079699 | -0.00444 | -0.0077842 | -0.014399 | -0.015808 | -0.019158 | -0.017853 | -0.020077 | -0.024858 | -0.018166 | -0.024739 | -0.018201 | -0.015116 | 0.12306 | 0.13052 | 0.12802 | 0.11822 | 0.019088 | 0.013988 | 0.010232 | 0.018308 | 0.015494 | 0.01621 | 75.6721 | 74.4292 | 73.1883 | 72.1018 | 71.1775 | 70.1067 | 69.3686 | 69.5522 | 72.6571 | 77.8414 | 82.9223 | 87.1072 | 90.1916 | 92.2702 | 93.3316 | 93.8414 | 93.7887 | 93.0669 | 91.6474 | 89.2716 | 85.8165 | 82.5644 | 80.3422 | 78.571 | 0.06543 | 0.063885 | 0.067978 | 0.067108 | 0.067286 | 0.067464 | 0.083197 | 0.082523 | 0.095163 | 0.096103 | 0.090413 | 0.089705 | 0.09386 | 0.10329 | 0.10684 | 0.10763 | 0.10808 | 0.098869 | 0.088676 | 0.084893 | 0.083901 | 0.08023 | 0.067808 | 0.066695
Portfolio Adjusted1-in-10AllOther2018January Monthly Peak | Portfolio Adjusted | 1-in-10 | All | Other | 2018 | January Monthly Peak | 1 | 3.8499 | 3.7583 | 3.6977 | 3.7159 | 3.8962 | 4.3477 | 5.0732 | 5.4595 | 5.9898 | 6.2165 | 6.2493 | 6.0942 | 5.8521 | 5.7215 | 5.5012 | 5.3018 | 5.2194 | 5.5107 | 5.3503 | 5.2209 | 5.0052 | 4.7117 | 4.3599 | 4.1149 | -0.0093628 | -0.010403 | -0.0065292 | -0.01867 | -0.023276 | -0.020312 | -0.0079332 | -0.024076 | -0.02005 | -0.024505 | -1.857e-05 | 0.0024032 | 0.008234 | 0.015772 | 0.099062 | 0.09387 | 0.10798 | 0.10958 | 0.024028 | 0.024832 | 0.021514 | 0.02094 | 0.014626 | 0.011693 | 37.4002 | 36.6392 | 36.0878 | 35.2752 | 34.7552 | 34.2668 | 33.7919 | 33.4964 | 34.0532 | 37.1304 | 40.4895 | 43.0005 | 44.6836 | 45.9496 | 46.9539 | 47.1302 | 46.9193 | 45.9555 | 44.1002 | 42.7491 | 41.6033 | 40.9383 | 40.1314 | 39.4594 | 0.067385 | 0.065583 | 0.069291 | 0.068797 | 0.069568 | 0.071186 | 0.090477 | 0.089601 | 0.10072 | 0.099134 | 0.092644 | 0.092249 | 0.098272 | 0.10895 | 0.11455 | 0.1172 | 0.11909 | 0.10924 | 0.09794 | 0.090258 | 0.087138 | 0.082512 | 0.069892 | 0.068018
Portfolio Adjusted1-in-10AllOther2018February Monthly Peak | Portfolio Adjusted | 1-in-10 | All | Other | 2018 | February Monthly Peak | 2 | 3.5839 | 3.4959 | 3.4265 | 3.4325 | 3.5936 | 3.9935 | 4.5415 | 4.84 | 5.3275 | 5.5863 | 5.7267 | 5.7263 | 5.646 | 5.651 | 5.5482 | 5.3864 | 5.2193 | 5.221 | 5.2027 | 4.9871 | 4.7577 | 4.4584 | 4.0871 | 3.8291 | -0.0089404 | -0.0099573 | -0.0062274 | -0.017688 | -0.022031 | -0.019091 | -0.0073951 | -0.022112 | -0.018315 | -0.022518 | -1.7233e-05 | 0.0022598 | 0.007792 | 0.015045 | 0.099065 | 0.094649 | 0.10666 | 0.10346 | 0.022776 | 0.023399 | 0.020392 | 0.020026 | 0.013932 | 0.011195 | 45.6201 | 45.2461 | 45.0218 | 44.6572 | 44.571 | 43.855 | 43.3647 | 43.4711 | 44.6836 | 48.0427 | 51.1718 | 53.5735 | 55.2256 | 56.1945 | 56.8716 | 57.1875 | 56.7521 | 55.7381 | 53.5984 | 51.3818 | 49.7621 | 48.3822 | 47.2563 | 46.0497 | 0.062747 | 0.061306 | 0.064813 | 0.064035 | 0.064575 | 0.065477 | 0.082498 | 0.080842 | 0.090755 | 0.089569 | 0.083856 | 0.083644 | 0.088826 | 0.098339 | 0.1029 | 0.10481 | 0.10619 | 0.097537 | 0.08754 | 0.081949 | 0.079805 | 0.076341 | 0.064675 | 0.063724
Portfolio Adjusted1-in-10AllOther2018March Monthly Peak | Portfolio Adjusted | 1-in-10 | All | Other | 2018 | March Monthly Peak | 3 | 3.5954 | 3.4705 | 3.3842 | 3.3526 | 3.4875 | 3.8404 | 4.33 | 4.6462 | 5.1514 | 5.5283 | 5.8449 | 6.0184 | 6.0784 | 6.2145 | 6.2251 | 6.0861 | 5.8128 | 5.412 | 5.177 | 5.1891 | 4.9781 | 4.6266 | 4.1865 | 3.8701 | -0.009138 | -0.010133 | -0.0063466 | -0.017686 | -0.021876 | -0.018638 | -0.0070769 | -0.02136 | -0.018041 | -0.022553 | -1.7663e-05 | 0.0023624 | 0.0082348 | 0.016085 | 0.11062 | 0.10646 | 0.11762 | 0.10651 | 0.022924 | 0.024083 | 0.021298 | 0.020922 | 0.014378 | 0.011435 | 56.1728 | 54.9699 | 54.1534 | 53.2111 | 52.4707 | 51.6475 | 51.0008 | 51.4714 | 55.1187 | 60.5454 | 65.8448 | 70.1603 | 73.0307 | 74.6607 | 75.4933 | 75.8975 | 75.5577 | 74.1815 | 71.5631 | 67.7245 | 64.2923 | 61.4648 | 59.3106 | 57.6676 | 0.063488 | 0.061893 | 0.065578 | 0.063863 | 0.064062 | 0.06424 | 0.080114 | 0.079048 | 0.089587 | 0.089222 | 0.084394 | 0.084674 | 0.089822 | 0.099426 | 0.1036 | 0.10492 | 0.10582 | 0.096807 | 0.086835 | 0.082438 | 0.081209 | 0.078029 | 0.065704 | 0.064557
Portfolio Adjusted1-in-10AllOther2018April Monthly Peak | Portfolio Adjusted | 1-in-10 | All | Other | 2018 | April Monthly Peak | 4 | 5.6386 | 5.4532 | 5.2838 | 5.2015 | 5.4248 | 6.0395 | 6.803 | 7.5431 | 8.4268 | 9.1088 | 9.7154 | 10.062 | 10.2068 | 10.4814 | 10.4545 | 10.1151 | 9.5496 | 8.7782 | 8.1899 | 8.0553 | 7.8236 | 7.2751 | 6.585 | 6.1165 | -0.015096 | -0.021435 | -0.012606 | -0.028603 | -0.041801 | -0.040379 | -0.033553 | -0.046705 | -0.046435 | -0.057874 | -0.024771 | -0.031623 | -0.016656 | -0.003828 | 0.15559 | 0.16297 | 0.17631 | 0.16123 | 0.051546 | 0.045389 | 0.036738 | 0.047666 | 0.036555 | 0.034389 | 66.9383 | 65.4991 | 63.814 | 62.6174 | 61.4599 | 60.3384 | 59.7114 | 59.6799 | 63.1243 | 69.4381 | 75.727 | 80.9927 | 84.1759 | 86.2424 | 87.4875 | 88.1657 | 88.0223 | 87.3383 | 85.309 | 82.201 | 78.0573 | 74.3267 | 71.5592 | 69.8676 | 0.13054 | 0.12926 | 0.13957 | 0.13539 | 0.13332 | 0.12803 | 0.1524 | 0.14593 | 0.17455 | 0.17603 | 0.16072 | 0.15425 | 0.15258 | 0.16062 | 0.15134 | 0.13878 | 0.12979 | 0.12162 | 0.11276 | 0.14637 | 0.15459 | 0.15516 | 0.13194 | 0.1373
Portfolio Adjusted1-in-10AllOther2018May Monthly Peak | Portfolio Adjusted | 1-in-10 | All | Other | 2018 | May Monthly Peak | 5 | 5.7998 | 5.6154 | 5.4293 | 5.3627 | 5.5943 | 6.1892 | 6.8458 | 7.8698 | 8.9735 | 9.8015 | 10.4997 | 10.8583 | 10.9737 | 11.2208 | 11.1658 | 10.7626 | 10.1559 | 9.3239 | 8.6168 | 8.2563 | 8.1223 | 7.5602 | 6.8458 | 6.3493 | -0.01382 | -0.021105 | -0.01221 | -0.026289 | -0.040505 | -0.040313 | -0.037211 | -0.046937 | -0.048969 | -0.061195 | -0.03145 | -0.041253 | -0.025433 | -0.013561 | 0.1589 | 0.16958 | 0.17932 | 0.16502 | 0.051123 | 0.042619 | 0.033765 | 0.047435 | 0.037497 | 0.036416 | 71.2807 | 69.6009 | 68.2601 | 66.9058 | 65.5789 | 64.637 | 64.0826 | 64.5135 | 67.9384 | 73.4856 | 79.4078 | 83.6441 | 87.1043 | 89.4291 | 90.8563 | 91.4374 | 91.1365 | 90.4686 | 88.7714 | 86.3036 | 82.5408 | 78.4538 | 75.4961 | 72.67 | 0.13283 | 0.13204 | 0.14242 | 0.1392 | 0.13737 | 0.1317 | 0.15491 | 0.15101 | 0.18359 | 0.18625 | 0.16995 | 0.16211 | 0.15914 | 0.16668 | 0.15614 | 0.14187 | 0.13196 | 0.12356 | 0.11428 | 0.14814 | 0.15689 | 0.15802 | 0.13518 | 0.14101
Portfolio Adjusted1-in-10AllOther2018June Monthly Peak | Portfolio Adjusted | 1-in-10 | All | Other | 2018 | June Monthly Peak | 6 | 6.1294 | 5.9222 | 5.7357 | 5.6613 | 5.8825 | 6.4484 | 7.1504 | 8.2274 | 9.343 | 10.2346 | 10.9757 | 11.2782 | 11.3104 | 11.5434 | 11.4951 | 11.1712 | 10.5919 | 9.7419 | 9.0308 | 8.5671 | 8.454 | 7.9342 | 7.188 | 6.6778 | -0.013761 | -0.021684 | -0.012515 | -0.026221 | -0.041166 | -0.041323 | -0.039698 | -0.04724 | -0.049474 | -0.061744 | -0.033841 | -0.04416 | -0.027984 | -0.017006 | 0.16226 | 0.17506 | 0.18343 | 0.16957 | 0.050788 | 0.041482 | 0.032934 | 0.04814 | 0.038583 | 0.038091 | 73.8692 | 72.3458 | 71.2327 | 69.8487 | 69.0039 | 67.5079 | 66.6552 | 67.4641 | 71.5722 | 76.9878 | 82.0627 | 85.6981 | 88.2654 | 90.1403 | 91.4849 | 92.2326 | 92.6322 | 92.0937 | 90.8255 | 88.773 | 85.6348 | 81.7959 | 79.1821 | 77.263 | 0.13852 | 0.13773 | 0.14921 | 0.14595 | 0.14332 | 0.13666 | 0.15963 | 0.1541 | 0.18587 | 0.18861 | 0.17169 | 0.16165 | 0.15655 | 0.16373 | 0.15389 | 0.1415 | 0.13216 | 0.12389 | 0.11526 | 0.14931 | 0.15997 | 0.16196 | 0.13905 | 0.14574
Portfolio Adjusted1-in-10AllOther2018July Monthly Peak | Portfolio Adjusted | 1-in-10 | All | Other | 2018 | July Monthly Peak | 7 | 6.3388 | 6.1001 | 5.9183 | 5.8742 | 6.1139 | 6.7737 | 7.4843 | 8.5049 | 9.59 | 10.465 | 11.1507 | 11.4318 | 11.4494 | 11.6411 | 11.5702 | 11.2899 | 10.75 | 9.9183 | 9.2269 | 8.7748 | 8.6739 | 8.1422 | 7.3784 | 6.8556 | -0.011349 | -0.020611 | -0.011609 | -0.021439 | -0.037841 | -0.04054 | -0.046117 | -0.045089 | -0.049179 | -0.060606 | -0.041416 | -0.055565 | -0.039723 | -0.031409 | 0.15216 | 0.17073 | 0.17339 | 0.16296 | 0.048345 | 0.036334 | 0.027372 | 0.046783 | 0.039079 | 0.040443 | 75.6689 | 74.5768 | 73.4488 | 72.436 | 71.6033 | 70.6799 | 70.0193 | 70.3187 | 73.6435 | 78.6854 | 83.6146 | 87.4756 | 90.1178 | 91.93 | 92.814 | 93.0678 | 92.8938 | 92.2785 | 90.7672 | 88.5241 | 85.7107 | 82.6224 | 80.4019 | 78.8987 | 0.14253 | 0.1411 | 0.15358 | 0.15149 | 0.14904 | 0.14266 | 0.1652 | 0.1571 | 0.18737 | 0.18909 | 0.17057 | 0.16028 | 0.15521 | 0.16197 | 0.1521 | 0.14053 | 0.13159 | 0.12386 | 0.1157 | 0.15189 | 0.16333 | 0.16541 | 0.14216 | 0.14923
Portfolio Adjusted1-in-10AllOther2018August Monthly Peak | Portfolio Adjusted | 1-in-10 | All | Other | 2018 | August Monthly Peak | 8 | 6.3254 | 6.096 | 5.9132 | 5.8697 | 6.1171 | 6.8267 | 7.6246 | 8.6136 | 9.8058 | 10.7821 | 11.5425 | 11.9073 | 11.9512 | 12.1888 | 12.1029 | 11.7167 | 11.0662 | 10.1556 | 9.3674 | 9.0064 | 8.8248 | 8.172 | 7.3991 | 6.8648 | -0.0098417 | -0.019949 | -0.01101 | -0.018336 | -0.035467 | -0.039713 | -0.050416 | -0.044896 | -0.051363 | -0.063543 | -0.048974 | -0.06706 | -0.050324 | -0.043159 | 0.1503 | 0.17273 | 0.17065 | 0.16105 | 0.048082 | 0.034205 | 0.024474 | 0.046226 | 0.039563 | 0.041876 | 76.3135 | 75.2402 | 73.904 | 72.9186 | 71.9883 | 71.2451 | 70.5701 | 70.4183 | 73.1305 | 78.2539 | 82.9323 | 87.2222 | 90.4669 | 92.635 | 93.9428 | 94.2974 | 93.8704 | 93.0024 | 91.8186 | 89.6252 | 86.0748 | 83.1097 | 81.2264 | 79.3701 | 0.14497 | 0.14373 | 0.15629 | 0.15417 | 0.15198 | 0.14603 | 0.17083 | 0.1634 | 0.19761 | 0.20084 | 0.18174 | 0.17166 | 0.16614 | 0.17345 | 0.1617 | 0.14703 | 0.13604 | 0.12781 | 0.11895 | 0.15815 | 0.16894 | 0.16931 | 0.14549 | 0.15222
Portfolio Adjusted1-in-10AllOther2018September Monthly Peak | Portfolio Adjusted | 1-in-10 | All | Other | 2018 | September Monthly Peak | 9 | 6.3649 | 6.1359 | 5.941 | 5.9192 | 6.1869 | 6.9278 | 7.9095 | 8.8798 | 10.209 | 11.2367 | 12.0294 | 12.4012 | 12.4659 | 12.71 | 12.6068 | 12.139 | 11.4043 | 10.423 | 9.6345 | 9.4555 | 8.9553 | 8.2491 | 7.4585 | 6.9042 | -0.0070716 | -0.018745 | -0.0099007 | -0.012616 | -0.031211 | -0.03824 | -0.058597 | -0.044114 | -0.054836 | -0.067699 | -0.0629 | -0.087619 | -0.069826 | -0.065179 | 0.13944 | 0.17015 | 0.16024 | 0.15376 | 0.04758 | 0.029737 | 0.018595 | 0.045605 | 0.04065 | 0.044774 | 76.7454 | 75.4777 | 74.1056 | 73.16 | 72.0776 | 70.9737 | 70.2267 | 70.0151 | 72.2697 | 77.3926 | 83.0117 | 87.9544 | 91.8283 | 94.2971 | 95.0141 | 95.6842 | 95.6757 | 94.791 | 93.0758 | 90.0647 | 85.7375 | 82.6217 | 80.4532 | 78.6494 | 0.15143 | 0.14995 | 0.16262 | 0.1614 | 0.15959 | 0.15376 | 0.18201 | 0.17554 | 0.21632 | 0.22093 | 0.19975 | 0.18821 | 0.18168 | 0.18869 | 0.17402 | 0.1556 | 0.14191 | 0.13349 | 0.12476 | 0.17082 | 0.17961 | 0.17931 | 0.15329 | 0.15957
Portfolio Adjusted1-in-10AllOther2018October Monthly Peak | Portfolio Adjusted | 1-in-10 | All | Other | 2018 | October Monthly Peak | 10 | 5.6396 | 5.4674 | 5.2747 | 5.2306 | 5.4665 | 6.1376 | 7.1222 | 7.7969 | 8.6628 | 9.4507 | 10.1333 | 10.5337 | 10.7261 | 10.9975 | 10.9407 | 10.5459 | 9.942 | 9.2448 | 8.7679 | 8.3809 | 7.8712 | 7.2917 | 6.5984 | 6.1471 | -0.012234 | -0.019688 | -0.011222 | -0.02324 | -0.037274 | -0.038433 | -0.039263 | -0.044768 | -0.046639 | -0.058077 | -0.032879 | -0.043855 | -0.029111 | -0.018797 | 0.15169 | 0.1639 | 0.17044 | 0.15985 | 0.049854 | 0.039525 | 0.030113 | 0.044398 | 0.035502 | 0.035346 | 72.3699 | 71.1714 | 70.0162 | 68.6305 | 67.5808 | 66.5199 | 66.0874 | 65.6425 | 66.4217 | 71.1974 | 76.8722 | 81.7312 | 85.1822 | 87.6477 | 88.8525 | 89.1594 | 88.5436 | 87.0763 | 84.5621 | 81.3541 | 78.1577 | 75.7979 | 73.933 | 72.4087 | 0.12745 | 0.12694 | 0.13629 | 0.13395 | 0.13255 | 0.12883 | 0.15557 | 0.14816 | 0.1765 | 0.17887 | 0.16254 | 0.15547 | 0.15377 | 0.16134 | 0.15149 | 0.13865 | 0.12979 | 0.1234 | 0.11431 | 0.14573 | 0.15135 | 0.15138 | 0.12895 | 0.13502
Portfolio Adjusted1-in-10AllOther2018November Monthly Peak | Portfolio Adjusted | 1-in-10 | All | Other | 2018 | November Monthly Peak | 11 | 5.4175 | 5.2736 | 5.1311 | 5.1059 | 5.3568 | 6.01 | 6.7404 | 7.3828 | 8.0978 | 8.5675 | 8.9973 | 9.2065 | 9.2384 | 9.3904 | 9.2726 | 8.8546 | 8.4477 | 8.3035 | 7.8528 | 7.4518 | 7.0975 | 6.6831 | 6.1248 | 5.7611 | -0.022799 | -0.025409 | -0.015893 | -0.044772 | -0.055666 | -0.047861 | -0.018066 | -0.054781 | -0.046617 | -0.058532 | -4.572e-05 | 0.0060975 | 0.021219 | 0.041164 | 0.17352 | 0.16163 | 0.19459 | 0.18281 | 0.059259 | 0.060321 | 0.052374 | 0.051442 | 0.035264 | 0.028176 | 59.3471 | 57.9612 | 56.7615 | 55.4805 | 54.7105 | 54.2004 | 53.5804 | 53.2068 | 55.4941 | 60.0134 | 65.4848 | 69.7454 | 72.5849 | 74.3001 | 75.4587 | 75.8034 | 74.8974 | 72.6231 | 69.8125 | 66.567 | 64.2434 | 62.6797 | 61.1187 | 59.9584 | 0.13631 | 0.13557 | 0.14655 | 0.14354 | 0.14207 | 0.13709 | 0.16143 | 0.15297 | 0.1817 | 0.18126 | 0.16378 | 0.15609 | 0.15339 | 0.16054 | 0.15067 | 0.13763 | 0.12947 | 0.12369 | 0.11482 | 0.14813 | 0.15542 | 0.15721 | 0.13415 | 0.14106
Portfolio Adjusted1-in-10AllOther2018December Monthly Peak | Portfolio Adjusted | 1-in-10 | All | Other | 2018 | December Monthly Peak | 12 | 5.565 | 5.4267 | 5.3086 | 5.3161 | 5.591 | 6.2894 | 7.2707 | 7.826 | 8.4081 | 8.6454 | 8.7222 | 8.5629 | 8.294 | 8.1817 | 7.8986 | 7.5946 | 7.5368 | 7.73 | 7.4572 | 7.243 | 6.9623 | 6.6174 | 6.1889 | 5.88 | -0.022679 | -0.025271 | -0.015895 | -0.045274 | -0.056442 | -0.048692 | -0.018596 | -0.05559 | -0.046344 | -0.056806 | -4.301e-05 | 0.0055661 | 0.018988 | 0.03622 | 0.14861 | 0.13943 | 0.175 | 0.1707 | 0.056412 | 0.058266 | 0.050672 | 0.049558 | 0.034595 | 0.0278 | 40.8062 | 40.1168 | 39.8359 | 39.3449 | 38.8974 | 38.3033 | 38.1232 | 37.9183 | 38.4872 | 41.2664 | 44.0508 | 46.6381 | 48.347 | 49.2045 | 49.6102 | 49.5941 | 48.8577 | 47.2635 | 45.5018 | 44.2307 | 43.251 | 42.2196 | 41.8085 | 41.3544 | 0.13602 | 0.13521 | 0.14686 | 0.14537 | 0.14428 | 0.13974 | 0.16638 | 0.15578 | 0.18158 | 0.17735 | 0.15638 | 0.14602 | 0.14256 | 0.14862 | 0.14105 | 0.13279 | 0.12818 | 0.12276 | 0.11443 | 0.14511 | 0.15187 | 0.15266 | 0.13233 | 0.13959
Portfolio Adjusted1-in-10AllOther2018Typical Event Day | Portfolio Adjusted | 1-in-10 | All | Other | 2018 | Typical Event Day | 8 | 6.2969 | 6.0693 | 5.888 | 5.8445 | 6.0913 | 6.7962 | 7.5863 | 8.5568 | 9.7264 | 10.6838 | 11.4323 | 11.7923 | 11.8342 | 12.0719 | 11.989 | 11.6091 | 10.9667 | 10.0652 | 9.2912 | 8.9366 | 8.7649 | 8.1226 | 7.3576 | 6.8294 | -0.01055 | -0.020271 | -0.011293 | -0.019798 | -0.036622 | -0.040206 | -0.048726 | -0.045407 | -0.051063 | -0.063224 | -0.046204 | -0.062921 | -0.046291 | -0.038445 | 0.15236 | 0.17299 | 0.1727 | 0.16231 | 0.048549 | 0.035576 | 0.026024 | 0.046564 | 0.039408 | 0.041227 | 75.6493 | 74.4101 | 73.1728 | 72.0908 | 71.1683 | 70.1016 | 69.3678 | 69.5541 | 72.654 | 77.8299 | 82.9053 | 87.0876 | 90.1696 | 92.2506 | 93.314 | 93.8205 | 93.768 | 93.0414 | 91.6218 | 89.2467 | 85.7894 | 82.5374 | 80.3159 | 78.5453 | 0.14374 | 0.14251 | 0.15496 | 0.15284 | 0.15067 | 0.14474 | 0.16925 | 0.16169 | 0.19525 | 0.19826 | 0.17939 | 0.16949 | 0.16408 | 0.17139 | 0.15995 | 0.14565 | 0.13494 | 0.12676 | 0.11795 | 0.15646 | 0.16721 | 0.16768 | 0.14414 | 0.15087
Portfolio Adjusted1-in-10AllOther2019January Monthly Peak | Portfolio Adjusted | 1-in-10 | All | Other | 2019 | January Monthly Peak | 1 | 5.8304 | 5.6935 | 5.571 | 5.5953 | 5.8921 | 6.6798 | 7.8873 | 8.5709 | 9.2 | 9.4163 | 9.4529 | 9.2322 | 8.9192 | 8.796 | 8.4552 | 8.1003 | 7.8742 | 8.1278 | 7.9291 | 7.7261 | 7.4206 | 7.0178 | 6.5482 | 6.2236 | -0.023802 | -0.026448 | -0.016599 | -0.047464 | -0.059173 | -0.051637 | -0.020168 | -0.061207 | -0.05097 | -0.062297 | -4.721e-05 | 0.0061094 | 0.020932 | 0.040096 | 0.15985 | 0.14925 | 0.18475 | 0.18065 | 0.061085 | 0.063127 | 0.054694 | 0.053235 | 0.037184 | 0.029725 | 37.4586 | 36.7032 | 36.1501 | 35.3393 | 34.8203 | 34.3307 | 33.8555 | 33.5581 | 34.1142 | 37.1908 | 40.5474 | 43.0605 | 44.7442 | 46.0088 | 47.0117 | 47.1905 | 46.9786 | 46.0131 | 44.1573 | 42.8058 | 41.6592 | 40.9948 | 40.1889 | 39.5164 | 0.14315 | 0.14187 | 0.1537 | 0.1527 | 0.15161 | 0.14852 | 0.18053 | 0.17126 | 0.19948 | 0.19433 | 0.17144 | 0.16001 | 0.15663 | 0.16363 | 0.15491 | 0.14523 | 0.13928 | 0.13308 | 0.12428 | 0.15737 | 0.16413 | 0.16423 | 0.14241 | 0.14942
Portfolio Adjusted1-in-10AllOther2019February Monthly Peak | Portfolio Adjusted | 1-in-10 | All | Other | 2019 | February Monthly Peak | 2 | 5.4764 | 5.3496 | 5.2146 | 5.2144 | 5.4841 | 6.1868 | 7.1675 | 7.7002 | 8.262 | 8.5286 | 8.7006 | 8.6771 | 8.5469 | 8.581 | 8.3816 | 8.0702 | 7.757 | 7.7159 | 7.6452 | 7.3468 | 7.0469 | 6.6645 | 6.1724 | 5.8497 | -0.022728 | -0.025314 | -0.015831 | -0.044967 | -0.056009 | -0.048535 | -0.0188 | -0.056213 | -0.04656 | -0.057246 | -4.3809e-05 | 0.0057448 | 0.019809 | 0.038248 | 0.15739 | 0.14778 | 0.1801 | 0.17121 | 0.057902 | 0.059485 | 0.051842 | 0.050909 | 0.035418 | 0.02846 | 45.6624 | 45.287 | 45.0592 | 44.6924 | 44.6036 | 43.8908 | 43.3993 | 43.5047 | 44.7204 | 48.0805 | 51.2163 | 53.6261 | 55.2813 | 56.251 | 56.9266 | 57.2412 | 56.8014 | 55.7881 | 53.6509 | 51.4358 | 49.8174 | 48.4388 | 47.3157 | 46.1083 | 0.13597 | 0.13513 | 0.14605 | 0.14418 | 0.14294 | 0.13893 | 0.16739 | 0.15655 | 0.18161 | 0.17782 | 0.15799 | 0.14875 | 0.14572 | 0.15253 | 0.14376 | 0.1335 | 0.1269 | 0.12166 | 0.1138 | 0.14659 | 0.15415 | 0.15582 | 0.13475 | 0.14245
Portfolio Adjusted1-in-10AllOther2019March Monthly Peak | Portfolio Adjusted | 1-in-10 | All | Other | 2019 | March Monthly Peak | 3 | 5.5308 | 5.3582 | 5.2082 | 5.1354 | 5.3659 | 5.9825 | 6.8432 | 7.4095 | 8.0435 | 8.4761 | 8.8934 | 9.1028 | 9.1425 | 9.3443 | 9.2873 | 8.9859 | 8.5213 | 7.9441 | 7.6362 | 7.6169 | 7.3688 | 6.9319 | 6.3392 | 5.9346 | -0.023231 | -0.02576 | -0.016134 | -0.044962 | -0.055614 | -0.047383 | -0.017991 | -0.054301 | -0.045863 | -0.057334 | -4.4903e-05 | 0.0060058 | 0.020935 | 0.04089 | 0.17368 | 0.16388 | 0.19605 | 0.1753 | 0.058278 | 0.061223 | 0.054143 | 0.053188 | 0.036553 | 0.029071 | 56.222 | 55.0201 | 54.205 | 53.2654 | 52.5236 | 51.6994 | 51.0513 | 51.5228 | 55.167 | 60.5874 | 65.8861 | 70.1998 | 73.0695 | 74.6996 | 75.5315 | 75.9365 | 75.5937 | 74.2132 | 71.5923 | 67.7582 | 64.3294 | 61.504 | 59.3512 | 57.7084 | 0.13868 | 0.1373 | 0.14864 | 0.14409 | 0.14191 | 0.13578 | 0.16075 | 0.15171 | 0.17898 | 0.17786 | 0.16114 | 0.15401 | 0.15163 | 0.15956 | 0.15027 | 0.13809 | 0.12947 | 0.12181 | 0.11359 | 0.14984 | 0.15993 | 0.16198 | 0.13859 | 0.14527
Portfolio Adjusted1-in-10AllOther2019April Monthly Peak | Portfolio Adjusted | 1-in-10 | All | Other | 2019 | April Monthly Peak | 4 | 5.6386 | 5.4532 | 5.2838 | 5.2015 | 5.4248 | 6.0395 | 6.803 | 7.5431 | 8.4268 | 9.1088 | 9.7154 | 10.062 | 10.2068 | 10.4814 | 10.4545 | 10.1151 | 9.5496 | 8.7782 | 8.1899 | 8.0553 | 7.8236 | 7.2751 | 6.585 | 6.1165 | -0.015096 | -0.021435 | -0.012606 | -0.028603 | -0.041801 | -0.040379 | -0.033553 | -0.046705 | -0.046435 | -0.057874 | -0.024771 | -0.031623 | -0.016656 | -0.003828 | 0.15559 | 0.16297 | 0.17631 | 0.16123 | 0.051546 | 0.045389 | 0.036738 | 0.047666 | 0.036555 | 0.034389 | 66.9383 | 65.4991 | 63.814 | 62.6174 | 61.4599 | 60.3384 | 59.7114 | 59.6799 | 63.1243 | 69.4381 | 75.727 | 80.9927 | 84.1759 | 86.2424 | 87.4875 | 88.1657 | 88.0223 | 87.3383 | 85.3089 | 82.201 | 78.0573 | 74.3267 | 71.5592 | 69.8676 | 0.13054 | 0.12926 | 0.13957 | 0.13539 | 0.13332 | 0.12803 | 0.1524 | 0.14593 | 0.17455 | 0.17603 | 0.16072 | 0.15425 | 0.15258 | 0.16062 | 0.15134 | 0.13878 | 0.12979 | 0.12162 | 0.11276 | 0.14637 | 0.15459 | 0.15516 | 0.13194 | 0.1373
Portfolio Adjusted1-in-10AllOther2019May Monthly Peak | Portfolio Adjusted | 1-in-10 | All | Other | 2019 | May Monthly Peak | 5 | 5.7998 | 5.6154 | 5.4293 | 5.3627 | 5.5943 | 6.1892 | 6.8458 | 7.8698 | 8.9735 | 9.8015 | 10.4997 | 10.8583 | 10.9737 | 11.2208 | 11.1658 | 10.7626 | 10.1559 | 9.3239 | 8.6168 | 8.2563 | 8.1223 | 7.5602 | 6.8458 | 6.3493 | -0.01382 | -0.021105 | -0.01221 | -0.026289 | -0.040505 | -0.040313 | -0.037211 | -0.046937 | -0.048969 | -0.061195 | -0.03145 | -0.041253 | -0.025433 | -0.013561 | 0.1589 | 0.16958 | 0.17932 | 0.16502 | 0.051123 | 0.042619 | 0.033765 | 0.047435 | 0.037497 | 0.036416 | 71.2807 | 69.6009 | 68.2601 | 66.9058 | 65.5789 | 64.637 | 64.0826 | 64.5135 | 67.9384 | 73.4856 | 79.4078 | 83.6441 | 87.1043 | 89.4291 | 90.8563 | 91.4374 | 91.1365 | 90.4686 | 88.7714 | 86.3036 | 82.5408 | 78.4538 | 75.4961 | 72.67 | 0.13283 | 0.13204 | 0.14242 | 0.1392 | 0.13737 | 0.1317 | 0.15491 | 0.15101 | 0.18359 | 0.18625 | 0.16995 | 0.16211 | 0.15914 | 0.16668 | 0.15614 | 0.14187 | 0.13196 | 0.12356 | 0.11428 | 0.14814 | 0.15689 | 0.15802 | 0.13518 | 0.14101
Portfolio Adjusted1-in-10AllOther2019June Monthly Peak | Portfolio Adjusted | 1-in-10 | All | Other | 2019 | June Monthly Peak | 6 | 6.1294 | 5.9222 | 5.7357 | 5.6613 | 5.8825 | 6.4484 | 7.1504 | 8.2274 | 9.343 | 10.2346 | 10.9757 | 11.2782 | 11.3104 | 11.5434 | 11.4951 | 11.1712 | 10.5919 | 9.7419 | 9.0308 | 8.5671 | 8.454 | 7.9342 | 7.188 | 6.6778 | -0.013761 | -0.021684 | -0.012515 | -0.026221 | -0.041166 | -0.041323 | -0.039698 | -0.04724 | -0.049474 | -0.061744 | -0.033841 | -0.04416 | -0.027984 | -0.017006 | 0.16226 | 0.17506 | 0.18343 | 0.16957 | 0.050788 | 0.041482 | 0.032934 | 0.04814 | 0.038583 | 0.038091 | 73.8692 | 72.3458 | 71.2327 | 69.8487 | 69.0039 | 67.5079 | 66.6552 | 67.4641 | 71.5722 | 76.9878 | 82.0627 | 85.6981 | 88.2654 | 90.1403 | 91.4849 | 92.2326 | 92.6322 | 92.0937 | 90.8255 | 88.773 | 85.6348 | 81.7959 | 79.1821 | 77.263 | 0.13852 | 0.13773 | 0.14921 | 0.14595 | 0.14332 | 0.13666 | 0.15963 | 0.1541 | 0.18587 | 0.18861 | 0.17169 | 0.16165 | 0.15655 | 0.16373 | 0.15389 | 0.1415 | 0.13216 | 0.12389 | 0.11526 | 0.14931 | 0.15997 | 0.16196 | 0.13905 | 0.14574
Portfolio Adjusted1-in-10AllOther2019July Monthly Peak | Portfolio Adjusted | 1-in-10 | All | Other | 2019 | July Monthly Peak | 7 | 6.3388 | 6.1001 | 5.9183 | 5.8742 | 6.1139 | 6.7737 | 7.4843 | 8.5049 | 9.59 | 10.465 | 11.1507 | 11.4318 | 11.4494 | 11.6411 | 11.5702 | 11.2899 | 10.75 | 9.9183 | 9.2269 | 8.7748 | 8.6739 | 8.1422 | 7.3784 | 6.8556 | -0.011349 | -0.020611 | -0.011609 | -0.021439 | -0.037841 | -0.04054 | -0.046117 | -0.045089 | -0.049179 | -0.060606 | -0.041416 | -0.055565 | -0.039723 | -0.031409 | 0.15216 | 0.17073 | 0.17339 | 0.16296 | 0.048345 | 0.036334 | 0.027372 | 0.046783 | 0.039079 | 0.040443 | 75.6689 | 74.5768 | 73.4488 | 72.436 | 71.6033 | 70.6799 | 70.0193 | 70.3187 | 73.6435 | 78.6855 | 83.6146 | 87.4756 | 90.1178 | 91.93 | 92.814 | 93.0678 | 92.8938 | 92.2785 | 90.7672 | 88.5241 | 85.7107 | 82.6224 | 80.4019 | 78.8987 | 0.14253 | 0.1411 | 0.15358 | 0.15149 | 0.14904 | 0.14266 | 0.1652 | 0.1571 | 0.18737 | 0.18909 | 0.17057 | 0.16028 | 0.15521 | 0.16197 | 0.1521 | 0.14053 | 0.13159 | 0.12386 | 0.1157 | 0.15189 | 0.16333 | 0.16541 | 0.14216 | 0.14923
Portfolio Adjusted1-in-10AllOther2019August Monthly Peak | Portfolio Adjusted | 1-in-10 | All | Other | 2019 | August Monthly Peak | 8 | 6.3254 | 6.096 | 5.9132 | 5.8697 | 6.1171 | 6.8267 | 7.6246 | 8.6136 | 9.8058 | 10.7821 | 11.5425 | 11.9073 | 11.9512 | 12.1888 | 12.1029 | 11.7167 | 11.0662 | 10.1556 | 9.3674 | 9.0064 | 8.8248 | 8.172 | 7.3991 | 6.8648 | -0.0098417 | -0.019949 | -0.01101 | -0.018336 | -0.035467 | -0.039713 | -0.050416 | -0.044896 | -0.051363 | -0.063543 | -0.048974 | -0.067061 | -0.050324 | -0.043159 | 0.1503 | 0.17273 | 0.17065 | 0.16105 | 0.048082 | 0.034205 | 0.024474 | 0.046226 | 0.039563 | 0.041876 | 76.3135 | 75.2402 | 73.904 | 72.9186 | 71.9883 | 71.2451 | 70.5701 | 70.4183 | 73.1305 | 78.2539 | 82.9323 | 87.2222 | 90.4669 | 92.635 | 93.9428 | 94.2974 | 93.8704 | 93.0024 | 91.8186 | 89.6252 | 86.0748 | 83.1097 | 81.2264 | 79.3701 | 0.14497 | 0.14373 | 0.15629 | 0.15417 | 0.15198 | 0.14603 | 0.17083 | 0.1634 | 0.19761 | 0.20084 | 0.18174 | 0.17166 | 0.16614 | 0.17345 | 0.1617 | 0.14703 | 0.13604 | 0.12781 | 0.11895 | 0.15815 | 0.16894 | 0.16931 | 0.14549 | 0.15222
Portfolio Adjusted1-in-10AllOther2019September Monthly Peak | Portfolio Adjusted | 1-in-10 | All | Other | 2019 | September Monthly Peak | 9 | 6.3649 | 6.1359 | 5.941 | 5.9192 | 6.1869 | 6.9278 | 7.9095 | 8.8798 | 10.209 | 11.2367 | 12.0294 | 12.4012 | 12.4659 | 12.71 | 12.6068 | 12.139 | 11.4043 | 10.423 | 9.6345 | 9.4555 | 8.9553 | 8.2491 | 7.4585 | 6.9042 | -0.0070716 | -0.018745 | -0.0099007 | -0.012616 | -0.031211 | -0.03824 | -0.058597 | -0.044114 | -0.054836 | -0.067699 | -0.0629 | -0.087619 | -0.069826 | -0.065179 | 0.13944 | 0.17015 | 0.16024 | 0.15376 | 0.04758 | 0.029737 | 0.018595 | 0.045605 | 0.04065 | 0.044774 | 76.7454 | 75.4777 | 74.1056 | 73.16 | 72.0776 | 70.9736 | 70.2267 | 70.0151 | 72.2697 | 77.3926 | 83.0117 | 87.9544 | 91.8283 | 94.2971 | 95.0141 | 95.6842 | 95.6757 | 94.791 | 93.0758 | 90.0647 | 85.7375 | 82.6217 | 80.4532 | 78.6494 | 0.15143 | 0.14995 | 0.16262 | 0.1614 | 0.15959 | 0.15376 | 0.18201 | 0.17554 | 0.21632 | 0.22093 | 0.19975 | 0.18821 | 0.18168 | 0.18869 | 0.17402 | 0.1556 | 0.14191 | 0.13349 | 0.12476 | 0.17082 | 0.17961 | 0.17931 | 0.15329 | 0.15957
Portfolio Adjusted1-in-10AllOther2019October Monthly Peak | Portfolio Adjusted | 1-in-10 | All | Other | 2019 | October Monthly Peak | 10 | 5.6396 | 5.4674 | 5.2747 | 5.2306 | 5.4665 | 6.1376 | 7.1222 | 7.7969 | 8.6628 | 9.4507 | 10.1333 | 10.5337 | 10.7261 | 10.9975 | 10.9407 | 10.5459 | 9.942 | 9.2448 | 8.7679 | 8.3809 | 7.8712 | 7.2917 | 6.5984 | 6.1471 | -0.012234 | -0.019688 | -0.011222 | -0.02324 | -0.037274 | -0.038433 | -0.039263 | -0.044768 | -0.046639 | -0.058077 | -0.032879 | -0.043855 | -0.029111 | -0.018797 | 0.15169 | 0.1639 | 0.17044 | 0.15985 | 0.049854 | 0.039525 | 0.030113 | 0.044398 | 0.035502 | 0.035346 | 72.3699 | 71.1714 | 70.0161 | 68.6305 | 67.5808 | 66.5199 | 66.0874 | 65.6425 | 66.4217 | 71.1974 | 76.8722 | 81.7312 | 85.1822 | 87.6477 | 88.8525 | 89.1594 | 88.5436 | 87.0763 | 84.5621 | 81.3541 | 78.1577 | 75.7979 | 73.933 | 72.4087 | 0.12745 | 0.12694 | 0.13629 | 0.13395 | 0.13255 | 0.12883 | 0.15557 | 0.14816 | 0.1765 | 0.17887 | 0.16254 | 0.15547 | 0.15377 | 0.16134 | 0.15149 | 0.13865 | 0.12979 | 0.1234 | 0.11431 | 0.14573 | 0.15135 | 0.15138 | 0.12895 | 0.13502
Portfolio Adjusted1-in-10AllOther2019November Monthly Peak | Portfolio Adjusted | 1-in-10 | All | Other | 2019 | November Monthly Peak | 11 | 5.4175 | 5.2736 | 5.1311 | 5.1059 | 5.3568 | 6.01 | 6.7404 | 7.3828 | 8.0978 | 8.5675 | 8.9973 | 9.2065 | 9.2384 | 9.3904 | 9.2726 | 8.8546 | 8.4477 | 8.3035 | 7.8528 | 7.4518 | 7.0975 | 6.6831 | 6.1248 | 5.7611 | -0.022799 | -0.025409 | -0.015893 | -0.044772 | -0.055666 | -0.047861 | -0.018066 | -0.054781 | -0.046617 | -0.058532 | -4.572e-05 | 0.0060975 | 0.021219 | 0.041164 | 0.17352 | 0.16163 | 0.19459 | 0.18281 | 0.059259 | 0.060321 | 0.052374 | 0.051442 | 0.035264 | 0.028176 | 59.3471 | 57.9612 | 56.7615 | 55.4805 | 54.7105 | 54.2004 | 53.5804 | 53.2068 | 55.4941 | 60.0134 | 65.4848 | 69.7454 | 72.5849 | 74.3001 | 75.4587 | 75.8034 | 74.8974 | 72.6231 | 69.8125 | 66.567 | 64.2434 | 62.6797 | 61.1187 | 59.9584 | 0.13631 | 0.13557 | 0.14655 | 0.14354 | 0.14207 | 0.13709 | 0.16143 | 0.15297 | 0.1817 | 0.18126 | 0.16378 | 0.15609 | 0.15339 | 0.16054 | 0.15067 | 0.13763 | 0.12947 | 0.12369 | 0.11482 | 0.14813 | 0.15542 | 0.15721 | 0.13415 | 0.14106
Portfolio Adjusted1-in-10AllOther2019December Monthly Peak | Portfolio Adjusted | 1-in-10 | All | Other | 2019 | December Monthly Peak | 12 | 5.565 | 5.4267 | 5.3086 | 5.3161 | 5.591 | 6.2894 | 7.2707 | 7.826 | 8.4081 | 8.6454 | 8.7222 | 8.5629 | 8.294 | 8.1817 | 7.8986 | 7.5946 | 7.5368 | 7.73 | 7.4572 | 7.243 | 6.9623 | 6.6174 | 6.1889 | 5.88 | -0.022679 | -0.025271 | -0.015895 | -0.045274 | -0.056442 | -0.048692 | -0.018596 | -0.05559 | -0.046344 | -0.056806 | -4.301e-05 | 0.0055661 | 0.018988 | 0.03622 | 0.14861 | 0.13943 | 0.175 | 0.1707 | 0.056412 | 0.058266 | 0.050672 | 0.049558 | 0.034595 | 0.0278 | 40.8062 | 40.1168 | 39.8359 | 39.3449 | 38.8974 | 38.3033 | 38.1232 | 37.9183 | 38.4872 | 41.2664 | 44.0508 | 46.6381 | 48.347 | 49.2045 | 49.6102 | 49.5941 | 48.8577 | 47.2635 | 45.5018 | 44.2307 | 43.251 | 42.2196 | 41.8085 | 41.3544 | 0.13602 | 0.13521 | 0.14686 | 0.14537 | 0.14428 | 0.13974 | 0.16638 | 0.15578 | 0.18158 | 0.17735 | 0.15638 | 0.14602 | 0.14256 | 0.14862 | 0.14105 | 0.13279 | 0.12818 | 0.12276 | 0.11443 | 0.14511 | 0.15187 | 0.15266 | 0.13233 | 0.13959
Portfolio Adjusted1-in-10AllOther2019Typical Event Day | Portfolio Adjusted | 1-in-10 | All | Other | 2019 | Typical Event Day | 8 | 6.2969 | 6.0693 | 5.888 | 5.8445 | 6.0913 | 6.7962 | 7.5863 | 8.5568 | 9.7264 | 10.6838 | 11.4323 | 11.7923 | 11.8342 | 12.0719 | 11.989 | 11.6091 | 10.9667 | 10.0652 | 9.2912 | 8.9366 | 8.7649 | 8.1226 | 7.3576 | 6.8294 | -0.01055 | -0.020271 | -0.011293 | -0.019798 | -0.036622 | -0.040206 | -0.048726 | -0.045407 | -0.051063 | -0.063224 | -0.046204 | -0.062921 | -0.046291 | -0.038445 | 0.15236 | 0.17299 | 0.1727 | 0.16231 | 0.048549 | 0.035576 | 0.026024 | 0.046564 | 0.039408 | 0.041227 | 75.6493 | 74.4101 | 73.1728 | 72.0908 | 71.1683 | 70.1016 | 69.3678 | 69.5541 | 72.654 | 77.83 | 82.9053 | 87.0876 | 90.1696 | 92.2506 | 93.314 | 93.8205 | 93.768 | 93.0414 | 91.6218 | 89.2467 | 85.7894 | 82.5374 | 80.3159 | 78.5453 | 0.14374 | 0.14251 | 0.15496 | 0.15284 | 0.15067 | 0.14474 | 0.16925 | 0.16169 | 0.19525 | 0.19826 | 0.17939 | 0.16949 | 0.16408 | 0.17139 | 0.15995 | 0.14565 | 0.13494 | 0.12676 | 0.11795 | 0.15646 | 0.16721 | 0.16768 | 0.14414 | 0.15087
Portfolio Adjusted1-in-10AllOther2020January Monthly Peak | Portfolio Adjusted | 1-in-10 | All | Other | 2020 | January Monthly Peak | 1 | 5.8304 | 5.6935 | 5.571 | 5.5953 | 5.8921 | 6.6798 | 7.8873 | 8.5709 | 9.2 | 9.4163 | 9.4529 | 9.2322 | 8.9192 | 8.796 | 8.4552 | 8.1003 | 7.8742 | 8.1278 | 7.9291 | 7.7261 | 7.4206 | 7.0178 | 6.5482 | 6.2236 | -0.023802 | -0.026448 | -0.016599 | -0.047464 | -0.059173 | -0.051637 | -0.020168 | -0.061207 | -0.05097 | -0.062297 | -4.721e-05 | 0.0061094 | 0.020932 | 0.040096 | 0.15985 | 0.14925 | 0.18475 | 0.18065 | 0.061085 | 0.063127 | 0.054694 | 0.053235 | 0.037184 | 0.029725 | 37.4586 | 36.7032 | 36.1501 | 35.3393 | 34.8203 | 34.3307 | 33.8555 | 33.5581 | 34.1142 | 37.1908 | 40.5474 | 43.0605 | 44.7442 | 46.0088 | 47.0117 | 47.1905 | 46.9786 | 46.0131 | 44.1572 | 42.8058 | 41.6592 | 40.9948 | 40.1889 | 39.5164 | 0.14315 | 0.14187 | 0.1537 | 0.1527 | 0.15161 | 0.14852 | 0.18053 | 0.17126 | 0.19948 | 0.19433 | 0.17144 | 0.16001 | 0.15663 | 0.16363 | 0.15491 | 0.14523 | 0.13928 | 0.13308 | 0.12428 | 0.15737 | 0.16413 | 0.16423 | 0.14241 | 0.14942
Portfolio Adjusted1-in-10AllOther2020February Monthly Peak | Portfolio Adjusted | 1-in-10 | All | Other | 2020 | February Monthly Peak | 2 | 5.4764 | 5.3496 | 5.2146 | 5.2144 | 5.4841 | 6.1868 | 7.1675 | 7.7002 | 8.262 | 8.5286 | 8.7006 | 8.6771 | 8.5469 | 8.581 | 8.3816 | 8.0702 | 7.757 | 7.7159 | 7.6452 | 7.3468 | 7.0469 | 6.6645 | 6.1724 | 5.8497 | -0.022728 | -0.025314 | -0.015831 | -0.044967 | -0.056009 | -0.048535 | -0.0188 | -0.056213 | -0.04656 | -0.057246 | -4.3809e-05 | 0.0057448 | 0.019809 | 0.038248 | 0.15739 | 0.14778 | 0.1801 | 0.17121 | 0.057902 | 0.059485 | 0.051842 | 0.050909 | 0.035418 | 0.02846 | 45.6624 | 45.287 | 45.0592 | 44.6924 | 44.6036 | 43.8908 | 43.3993 | 43.5047 | 44.7204 | 48.0805 | 51.2163 | 53.6261 | 55.2813 | 56.251 | 56.9266 | 57.2412 | 56.8014 | 55.7881 | 53.6509 | 51.4358 | 49.8174 | 48.4388 | 47.3157 | 46.1083 | 0.13597 | 0.13513 | 0.14605 | 0.14418 | 0.14294 | 0.13893 | 0.16739 | 0.15655 | 0.18161 | 0.17782 | 0.15799 | 0.14875 | 0.14572 | 0.15253 | 0.14376 | 0.1335 | 0.1269 | 0.12166 | 0.1138 | 0.14659 | 0.15415 | 0.15582 | 0.13475 | 0.14245
Portfolio Adjusted1-in-10AllOther2020March Monthly Peak | Portfolio Adjusted | 1-in-10 | All | Other | 2020 | March Monthly Peak | 3 | 5.5308 | 5.3582 | 5.2082 | 5.1354 | 5.3659 | 5.9825 | 6.8432 | 7.4095 | 8.0435 | 8.4761 | 8.8934 | 9.1028 | 9.1425 | 9.3443 | 9.2873 | 8.9859 | 8.5213 | 7.9441 | 7.6362 | 7.6169 | 7.3688 | 6.9319 | 6.3392 | 5.9346 | -0.023231 | -0.02576 | -0.016134 | -0.044962 | -0.055614 | -0.047383 | -0.017991 | -0.054301 | -0.045863 | -0.057334 | -4.4903e-05 | 0.0060058 | 0.020935 | 0.04089 | 0.17368 | 0.16388 | 0.19605 | 0.1753 | 0.058278 | 0.061223 | 0.054143 | 0.053188 | 0.036553 | 0.029071 | 56.222 | 55.0201 | 54.205 | 53.2654 | 52.5236 | 51.6994 | 51.0513 | 51.5228 | 55.167 | 60.5874 | 65.8861 | 70.1998 | 73.0695 | 74.6996 | 75.5315 | 75.9365 | 75.5937 | 74.2132 | 71.5923 | 67.7582 | 64.3294 | 61.504 | 59.3512 | 57.7084 | 0.13868 | 0.1373 | 0.14864 | 0.14409 | 0.14191 | 0.13578 | 0.16075 | 0.15171 | 0.17898 | 0.17786 | 0.16114 | 0.15401 | 0.15163 | 0.15956 | 0.15027 | 0.13809 | 0.12947 | 0.12181 | 0.11359 | 0.14984 | 0.15993 | 0.16198 | 0.13859 | 0.14527
Portfolio Adjusted1-in-10AllOther2020April Monthly Peak | Portfolio Adjusted | 1-in-10 | All | Other | 2020 | April Monthly Peak | 4 | 5.6386 | 5.4532 | 5.2838 | 5.2015 | 5.4248 | 6.0395 | 6.803 | 7.5431 | 8.4268 | 9.1088 | 9.7154 | 10.062 | 10.2068 | 10.4814 | 10.4545 | 10.1151 | 9.5496 | 8.7782 | 8.1899 | 8.0553 | 7.8236 | 7.2751 | 6.585 | 6.1165 | -0.015096 | -0.021435 | -0.012606 | -0.028603 | -0.041801 | -0.040379 | -0.033553 | -0.046705 | -0.046435 | -0.057874 | -0.024771 | -0.031623 | -0.016656 | -0.003828 | 0.15559 | 0.16297 | 0.17631 | 0.16123 | 0.051546 | 0.045389 | 0.036738 | 0.047666 | 0.036555 | 0.034389 | 66.9383 | 65.4991 | 63.814 | 62.6174 | 61.4599 | 60.3385 | 59.7114 | 59.6799 | 63.1243 | 69.4381 | 75.727 | 80.9927 | 84.1759 | 86.2424 | 87.4875 | 88.1657 | 88.0223 | 87.3383 | 85.3089 | 82.201 | 78.0573 | 74.3267 | 71.5592 | 69.8676 | 0.13054 | 0.12926 | 0.13957 | 0.13539 | 0.13332 | 0.12803 | 0.1524 | 0.14593 | 0.17455 | 0.17603 | 0.16072 | 0.15425 | 0.15258 | 0.16062 | 0.15134 | 0.13878 | 0.12979 | 0.12162 | 0.11276 | 0.14637 | 0.15459 | 0.15516 | 0.13194 | 0.1373
Portfolio Adjusted1-in-10AllOther2020May Monthly Peak | Portfolio Adjusted | 1-in-10 | All | Other | 2020 | May Monthly Peak | 5 | 5.7998 | 5.6154 | 5.4293 | 5.3627 | 5.5943 | 6.1892 | 6.8458 | 7.8698 | 8.9735 | 9.8015 | 10.4997 | 10.8583 | 10.9737 | 11.2208 | 11.1658 | 10.7626 | 10.1559 | 9.3239 | 8.6168 | 8.2563 | 8.1223 | 7.5602 | 6.8458 | 6.3493 | -0.01382 | -0.021105 | -0.01221 | -0.026289 | -0.040505 | -0.040313 | -0.037211 | -0.046937 | -0.048969 | -0.061195 | -0.03145 | -0.041253 | -0.025433 | -0.013561 | 0.1589 | 0.16958 | 0.17932 | 0.16502 | 0.051123 | 0.042619 | 0.033765 | 0.047435 | 0.037497 | 0.036416 | 71.2807 | 69.6009 | 68.2601 | 66.9058 | 65.5789 | 64.637 | 64.0826 | 64.5135 | 67.9384 | 73.4856 | 79.4078 | 83.6441 | 87.1043 | 89.4291 | 90.8563 | 91.4374 | 91.1365 | 90.4686 | 88.7714 | 86.3036 | 82.5408 | 78.4538 | 75.4961 | 72.67 | 0.13283 | 0.13204 | 0.14242 | 0.1392 | 0.13737 | 0.1317 | 0.15491 | 0.15101 | 0.18359 | 0.18625 | 0.16995 | 0.16211 | 0.15914 | 0.16668 | 0.15614 | 0.14187 | 0.13196 | 0.12356 | 0.11428 | 0.14814 | 0.15689 | 0.15802 | 0.13518 | 0.14101
Portfolio Adjusted1-in-10AllOther2020June Monthly Peak | Portfolio Adjusted | 1-in-10 | All | Other | 2020 | June Monthly Peak | 6 | 6.1294 | 5.9222 | 5.7357 | 5.6613 | 5.8825 | 6.4484 | 7.1504 | 8.2274 | 9.343 | 10.2346 | 10.9757 | 11.2782 | 11.3104 | 11.5434 | 11.4951 | 11.1712 | 10.5919 | 9.7419 | 9.0308 | 8.5671 | 8.454 | 7.9342 | 7.188 | 6.6778 | -0.013761 | -0.021684 | -0.012515 | -0.026221 | -0.041166 | -0.041323 | -0.039698 | -0.04724 | -0.049474 | -0.061744 | -0.033841 | -0.04416 | -0.027984 | -0.017006 | 0.16226 | 0.17506 | 0.18343 | 0.16957 | 0.050788 | 0.041482 | 0.032934 | 0.04814 | 0.038583 | 0.038091 | 73.8692 | 72.3458 | 71.2327 | 69.8487 | 69.0039 | 67.5079 | 66.6552 | 67.4641 | 71.5722 | 76.9878 | 82.0627 | 85.6981 | 88.2654 | 90.1403 | 91.4849 | 92.2326 | 92.6322 | 92.0937 | 90.8255 | 88.773 | 85.6348 | 81.7959 | 79.1821 | 77.263 | 0.13852 | 0.13773 | 0.14921 | 0.14595 | 0.14332 | 0.13666 | 0.15963 | 0.1541 | 0.18587 | 0.18861 | 0.17169 | 0.16165 | 0.15655 | 0.16373 | 0.15389 | 0.1415 | 0.13216 | 0.12389 | 0.11526 | 0.14931 | 0.15997 | 0.16196 | 0.13905 | 0.14574
Portfolio Adjusted1-in-10AllOther2020July Monthly Peak | Portfolio Adjusted | 1-in-10 | All | Other | 2020 | July Monthly Peak | 7 | 6.3388 | 6.1001 | 5.9183 | 5.8742 | 6.1139 | 6.7737 | 7.4843 | 8.5049 | 9.59 | 10.465 | 11.1507 | 11.4318 | 11.4494 | 11.6411 | 11.5702 | 11.2899 | 10.75 | 9.9183 | 9.2269 | 8.7748 | 8.6739 | 8.1422 | 7.3784 | 6.8556 | -0.011349 | -0.020611 | -0.011609 | -0.021439 | -0.037841 | -0.04054 | -0.046117 | -0.045089 | -0.049179 | -0.060606 | -0.041416 | -0.055565 | -0.039723 | -0.031409 | 0.15216 | 0.17073 | 0.17339 | 0.16296 | 0.048345 | 0.036334 | 0.027372 | 0.046783 | 0.039079 | 0.040443 | 75.6689 | 74.5768 | 73.4488 | 72.436 | 71.6033 | 70.6799 | 70.0193 | 70.3187 | 73.6435 | 78.6854 | 83.6146 | 87.4756 | 90.1178 | 91.93 | 92.814 | 93.0678 | 92.8938 | 92.2785 | 90.7672 | 88.5241 | 85.7107 | 82.6224 | 80.4019 | 78.8987 | 0.14253 | 0.1411 | 0.15358 | 0.15149 | 0.14904 | 0.14266 | 0.1652 | 0.1571 | 0.18737 | 0.18909 | 0.17057 | 0.16028 | 0.15521 | 0.16197 | 0.1521 | 0.14053 | 0.13159 | 0.12386 | 0.1157 | 0.15189 | 0.16333 | 0.16541 | 0.14216 | 0.14923
Portfolio Adjusted1-in-10AllOther2020August Monthly Peak | Portfolio Adjusted | 1-in-10 | All | Other | 2020 | August Monthly Peak | 8 | 6.3254 | 6.096 | 5.9132 | 5.8697 | 6.1171 | 6.8267 | 7.6246 | 8.6136 | 9.8058 | 10.7821 | 11.5425 | 11.9073 | 11.9512 | 12.1888 | 12.1029 | 11.7167 | 11.0662 | 10.1556 | 9.3674 | 9.0064 | 8.8248 | 8.172 | 7.3991 | 6.8648 | -0.0098417 | -0.019949 | -0.01101 | -0.018336 | -0.035467 | -0.039713 | -0.050416 | -0.044896 | -0.051363 | -0.063543 | -0.048974 | -0.06706 | -0.050324 | -0.043159 | 0.1503 | 0.17273 | 0.17065 | 0.16105 | 0.048082 | 0.034205 | 0.024474 | 0.046226 | 0.039563 | 0.041876 | 76.3135 | 75.2402 | 73.904 | 72.9186 | 71.9883 | 71.2451 | 70.5701 | 70.4183 | 73.1305 | 78.2539 | 82.9323 | 87.2222 | 90.4669 | 92.635 | 93.9428 | 94.2974 | 93.8704 | 93.0024 | 91.8186 | 89.6252 | 86.0748 | 83.1097 | 81.2264 | 79.3701 | 0.14497 | 0.14373 | 0.15629 | 0.15417 | 0.15198 | 0.14603 | 0.17083 | 0.1634 | 0.19761 | 0.20084 | 0.18174 | 0.17166 | 0.16614 | 0.17345 | 0.1617 | 0.14703 | 0.13604 | 0.12781 | 0.11895 | 0.15815 | 0.16894 | 0.16931 | 0.14549 | 0.15222
Portfolio Adjusted1-in-10AllOther2020September Monthly Peak | Portfolio Adjusted | 1-in-10 | All | Other | 2020 | September Monthly Peak | 9 | 6.3649 | 6.1359 | 5.941 | 5.9192 | 6.1869 | 6.9278 | 7.9095 | 8.8798 | 10.209 | 11.2367 | 12.0294 | 12.4012 | 12.4659 | 12.71 | 12.6068 | 12.139 | 11.4043 | 10.423 | 9.6345 | 9.4555 | 8.9553 | 8.2491 | 7.4585 | 6.9042 | -0.0070716 | -0.018745 | -0.0099007 | -0.012616 | -0.031211 | -0.03824 | -0.058597 | -0.044114 | -0.054836 | -0.067699 | -0.0629 | -0.087619 | -0.069826 | -0.065179 | 0.13944 | 0.17015 | 0.16024 | 0.15376 | 0.04758 | 0.029737 | 0.018595 | 0.045605 | 0.04065 | 0.044774 | 76.7454 | 75.4777 | 74.1056 | 73.16 | 72.0776 | 70.9737 | 70.2267 | 70.0151 | 72.2697 | 77.3926 | 83.0117 | 87.9544 | 91.8283 | 94.2971 | 95.0141 | 95.6842 | 95.6757 | 94.791 | 93.0758 | 90.0647 | 85.7375 | 82.6217 | 80.4532 | 78.6494 | 0.15143 | 0.14995 | 0.16262 | 0.1614 | 0.15959 | 0.15376 | 0.18201 | 0.17554 | 0.21632 | 0.22093 | 0.19975 | 0.18821 | 0.18168 | 0.18869 | 0.17402 | 0.1556 | 0.14191 | 0.13349 | 0.12476 | 0.17082 | 0.17961 | 0.17931 | 0.15329 | 0.15957
Portfolio Adjusted1-in-10AllOther2020October Monthly Peak | Portfolio Adjusted | 1-in-10 | All | Other | 2020 | October Monthly Peak | 10 | 5.6396 | 5.4674 | 5.2747 | 5.2306 | 5.4665 | 6.1376 | 7.1222 | 7.7969 | 8.6628 | 9.4507 | 10.1333 | 10.5337 | 10.7261 | 10.9975 | 10.9407 | 10.5459 | 9.942 | 9.2448 | 8.7679 | 8.3809 | 7.8712 | 7.2917 | 6.5984 | 6.1471 | -0.012234 | -0.019688 | -0.011222 | -0.02324 | -0.037274 | -0.038433 | -0.039263 | -0.044768 | -0.046639 | -0.058077 | -0.032879 | -0.043855 | -0.029111 | -0.018797 | 0.15169 | 0.1639 | 0.17044 | 0.15985 | 0.049854 | 0.039525 | 0.030113 | 0.044398 | 0.035502 | 0.035346 | 72.3699 | 71.1714 | 70.0161 | 68.6305 | 67.5808 | 66.5199 | 66.0874 | 65.6425 | 66.4217 | 71.1974 | 76.8722 | 81.7312 | 85.1822 | 87.6477 | 88.8525 | 89.1594 | 88.5436 | 87.0763 | 84.5621 | 81.3541 | 78.1577 | 75.7979 | 73.933 | 72.4087 | 0.12745 | 0.12694 | 0.13629 | 0.13395 | 0.13255 | 0.12883 | 0.15557 | 0.14816 | 0.1765 | 0.17887 | 0.16254 | 0.15547 | 0.15377 | 0.16134 | 0.15149 | 0.13865 | 0.12979 | 0.1234 | 0.11431 | 0.14573 | 0.15135 | 0.15138 | 0.12895 | 0.13502
Portfolio Adjusted1-in-10AllOther2020November Monthly Peak | Portfolio Adjusted | 1-in-10 | All | Other | 2020 | November Monthly Peak | 11 | 5.4175 | 5.2736 | 5.1311 | 5.1059 | 5.3568 | 6.01 | 6.7404 | 7.3828 | 8.0978 | 8.5675 | 8.9973 | 9.2065 | 9.2384 | 9.3904 | 9.2726 | 8.8546 | 8.4477 | 8.3035 | 7.8528 | 7.4518 | 7.0975 | 6.6831 | 6.1248 | 5.7611 | -0.022799 | -0.025409 | -0.015893 | -0.044772 | -0.055666 | -0.047861 | -0.018066 | -0.054781 | -0.046617 | -0.058532 | -4.572e-05 | 0.0060975 | 0.021219 | 0.041164 | 0.17352 | 0.16163 | 0.19459 | 0.18281 | 0.059259 | 0.060321 | 0.052374 | 0.051442 | 0.035264 | 0.028176 | 59.3471 | 57.9612 | 56.7615 | 55.4805 | 54.7105 | 54.2004 | 53.5804 | 53.2068 | 55.4941 | 60.0134 | 65.4848 | 69.7454 | 72.5849 | 74.3001 | 75.4587 | 75.8034 | 74.8974 | 72.6231 | 69.8125 | 66.567 | 64.2434 | 62.6797 | 61.1187 | 59.9584 | 0.13631 | 0.13557 | 0.14655 | 0.14354 | 0.14207 | 0.13709 | 0.16143 | 0.15297 | 0.1817 | 0.18126 | 0.16378 | 0.15609 | 0.15339 | 0.16054 | 0.15067 | 0.13763 | 0.12947 | 0.12369 | 0.11482 | 0.14813 | 0.15542 | 0.15721 | 0.13415 | 0.14106
Portfolio Adjusted1-in-10AllOther2020December Monthly Peak | Portfolio Adjusted | 1-in-10 | All | Other | 2020 | December Monthly Peak | 12 | 5.565 | 5.4267 | 5.3086 | 5.3161 | 5.591 | 6.2894 | 7.2707 | 7.826 | 8.4081 | 8.6454 | 8.7222 | 8.5629 | 8.294 | 8.1817 | 7.8986 | 7.5946 | 7.5368 | 7.73 | 7.4572 | 7.243 | 6.9623 | 6.6174 | 6.1889 | 5.88 | -0.022679 | -0.025271 | -0.015895 | -0.045274 | -0.056442 | -0.048692 | -0.018596 | -0.05559 | -0.046344 | -0.056806 | -4.301e-05 | 0.0055661 | 0.018988 | 0.03622 | 0.14861 | 0.13943 | 0.175 | 0.1707 | 0.056412 | 0.058266 | 0.050672 | 0.049558 | 0.034595 | 0.0278 | 40.8062 | 40.1168 | 39.8359 | 39.3449 | 38.8974 | 38.3033 | 38.1232 | 37.9183 | 38.4872 | 41.2664 | 44.0508 | 46.6381 | 48.347 | 49.2045 | 49.6102 | 49.5941 | 48.8577 | 47.2635 | 45.5018 | 44.2307 | 43.251 | 42.2196 | 41.8085 | 41.3544 | 0.13602 | 0.13521 | 0.14686 | 0.14537 | 0.14428 | 0.13974 | 0.16638 | 0.15578 | 0.18158 | 0.17735 | 0.15638 | 0.14602 | 0.14256 | 0.14862 | 0.14105 | 0.13279 | 0.12818 | 0.12276 | 0.11443 | 0.14511 | 0.15187 | 0.15266 | 0.13233 | 0.13959
Portfolio Adjusted1-in-10AllOther2020Typical Event Day | Portfolio Adjusted | 1-in-10 | All | Other | 2020 | Typical Event Day | 8 | 6.2969 | 6.0693 | 5.888 | 5.8445 | 6.0913 | 6.7962 | 7.5863 | 8.5568 | 9.7264 | 10.6838 | 11.4323 | 11.7923 | 11.8342 | 12.0719 | 11.989 | 11.6091 | 10.9667 | 10.0652 | 9.2912 | 8.9366 | 8.7649 | 8.1226 | 7.3576 | 6.8294 | -0.01055 | -0.020271 | -0.011293 | -0.019798 | -0.036622 | -0.040206 | -0.048726 | -0.045407 | -0.051063 | -0.063224 | -0.046204 | -0.062921 | -0.046291 | -0.038445 | 0.15236 | 0.17299 | 0.1727 | 0.16231 | 0.048549 | 0.035576 | 0.026024 | 0.046564 | 0.039408 | 0.041227 | 75.6493 | 74.4101 | 73.1728 | 72.0908 | 71.1683 | 70.1016 | 69.3678 | 69.5541 | 72.654 | 77.83 | 82.9053 | 87.0876 | 90.1696 | 92.2506 | 93.314 | 93.8205 | 93.768 | 93.0414 | 91.6218 | 89.2467 | 85.7894 | 82.5374 | 80.3159 | 78.5453 | 0.14374 | 0.14251 | 0.15496 | 0.15284 | 0.15067 | 0.14474 | 0.16925 | 0.16169 | 0.19525 | 0.19826 | 0.17939 | 0.16949 | 0.16408 | 0.17139 | 0.15995 | 0.14565 | 0.13494 | 0.12676 | 0.11795 | 0.15646 | 0.16721 | 0.16768 | 0.14414 | 0.15087
Portfolio Adjusted1-in-10AllOther2021January Monthly Peak | Portfolio Adjusted | 1-in-10 | All | Other | 2021 | January Monthly Peak | 1 | 5.8304 | 5.6935 | 5.571 | 5.5953 | 5.8921 | 6.6798 | 7.8873 | 8.5709 | 9.2 | 9.4163 | 9.4529 | 9.2322 | 8.9192 | 8.796 | 8.4552 | 8.1003 | 7.8742 | 8.1278 | 7.9291 | 7.7261 | 7.4206 | 7.0178 | 6.5482 | 6.2236 | -0.023802 | -0.026448 | -0.016599 | -0.047464 | -0.059173 | -0.051637 | -0.020168 | -0.061207 | -0.05097 | -0.062297 | -4.721e-05 | 0.0061094 | 0.020932 | 0.040096 | 0.15985 | 0.14925 | 0.18475 | 0.18065 | 0.061085 | 0.063127 | 0.054694 | 0.053235 | 0.037184 | 0.029725 | 37.4586 | 36.7032 | 36.1501 | 35.3393 | 34.8203 | 34.3307 | 33.8555 | 33.5581 | 34.1142 | 37.1908 | 40.5474 | 43.0605 | 44.7442 | 46.0088 | 47.0117 | 47.1905 | 46.9786 | 46.0131 | 44.1572 | 42.8058 | 41.6592 | 40.9948 | 40.1889 | 39.5164 | 0.14315 | 0.14187 | 0.1537 | 0.1527 | 0.15161 | 0.14852 | 0.18053 | 0.17126 | 0.19948 | 0.19433 | 0.17144 | 0.16001 | 0.15663 | 0.16363 | 0.15491 | 0.14523 | 0.13928 | 0.13308 | 0.12428 | 0.15737 | 0.16413 | 0.16423 | 0.14241 | 0.14942
Portfolio Adjusted1-in-10AllOther2021February Monthly Peak | Portfolio Adjusted | 1-in-10 | All | Other | 2021 | February Monthly Peak | 2 | 5.4764 | 5.3496 | 5.2146 | 5.2144 | 5.4841 | 6.1868 | 7.1675 | 7.7002 | 8.262 | 8.5286 | 8.7006 | 8.6771 | 8.5469 | 8.581 | 8.3816 | 8.0702 | 7.757 | 7.7159 | 7.6452 | 7.3468 | 7.0469 | 6.6645 | 6.1724 | 5.8497 | -0.022728 | -0.025314 | -0.015831 | -0.044967 | -0.056009 | -0.048535 | -0.0188 | -0.056213 | -0.04656 | -0.057246 | -4.3809e-05 | 0.0057448 | 0.019809 | 0.038248 | 0.15739 | 0.14778 | 0.1801 | 0.17121 | 0.057902 | 0.059485 | 0.051842 | 0.050909 | 0.035418 | 0.02846 | 45.6624 | 45.287 | 45.0592 | 44.6924 | 44.6036 | 43.8908 | 43.3993 | 43.5047 | 44.7204 | 48.0805 | 51.2163 | 53.6261 | 55.2813 | 56.251 | 56.9266 | 57.2412 | 56.8014 | 55.7881 | 53.6509 | 51.4358 | 49.8174 | 48.4388 | 47.3157 | 46.1083 | 0.13597 | 0.13513 | 0.14605 | 0.14418 | 0.14294 | 0.13893 | 0.16739 | 0.15655 | 0.18161 | 0.17782 | 0.15799 | 0.14875 | 0.14572 | 0.15253 | 0.14376 | 0.1335 | 0.1269 | 0.12166 | 0.1138 | 0.14659 | 0.15415 | 0.15582 | 0.13475 | 0.14245
Portfolio Adjusted1-in-10AllOther2021March Monthly Peak | Portfolio Adjusted | 1-in-10 | All | Other | 2021 | March Monthly Peak | 3 | 5.5308 | 5.3582 | 5.2082 | 5.1354 | 5.3659 | 5.9825 | 6.8432 | 7.4095 | 8.0435 | 8.4761 | 8.8934 | 9.1028 | 9.1425 | 9.3443 | 9.2873 | 8.9859 | 8.5213 | 7.9441 | 7.6362 | 7.6169 | 7.3688 | 6.9319 | 6.3392 | 5.9346 | -0.023231 | -0.02576 | -0.016134 | -0.044962 | -0.055614 | -0.047383 | -0.017991 | -0.054301 | -0.045863 | -0.057334 | -4.4903e-05 | 0.0060058 | 0.020935 | 0.04089 | 0.17368 | 0.16388 | 0.19605 | 0.1753 | 0.058278 | 0.061223 | 0.054143 | 0.053188 | 0.036553 | 0.029071 | 56.222 | 55.0201 | 54.205 | 53.2654 | 52.5236 | 51.6994 | 51.0513 | 51.5228 | 55.167 | 60.5874 | 65.8861 | 70.1998 | 73.0695 | 74.6996 | 75.5315 | 75.9365 | 75.5937 | 74.2132 | 71.5923 | 67.7582 | 64.3294 | 61.504 | 59.3512 | 57.7084 | 0.13868 | 0.1373 | 0.14864 | 0.14409 | 0.14191 | 0.13578 | 0.16075 | 0.15171 | 0.17898 | 0.17786 | 0.16114 | 0.15401 | 0.15163 | 0.15956 | 0.15027 | 0.13809 | 0.12947 | 0.12181 | 0.11359 | 0.14984 | 0.15993 | 0.16198 | 0.13859 | 0.14527
Portfolio Adjusted1-in-10AllOther2021April Monthly Peak | Portfolio Adjusted | 1-in-10 | All | Other | 2021 | April Monthly Peak | 4 | 5.6386 | 5.4532 | 5.2838 | 5.2015 | 5.4248 | 6.0395 | 6.803 | 7.5431 | 8.4268 | 9.1088 | 9.7154 | 10.062 | 10.2068 | 10.4814 | 10.4545 | 10.1151 | 9.5496 | 8.7782 | 8.1899 | 8.0553 | 7.8236 | 7.2751 | 6.585 | 6.1165 | -0.015096 | -0.021435 | -0.012606 | -0.028603 | -0.041801 | -0.040379 | -0.033553 | -0.046705 | -0.046435 | -0.057874 | -0.024771 | -0.031623 | -0.016656 | -0.003828 | 0.15559 | 0.16297 | 0.17631 | 0.16123 | 0.051546 | 0.045389 | 0.036738 | 0.047666 | 0.036555 | 0.034389 | 66.9383 | 65.4991 | 63.814 | 62.6174 | 61.4599 | 60.3384 | 59.7114 | 59.6799 | 63.1243 | 69.4381 | 75.727 | 80.9927 | 84.1759 | 86.2424 | 87.4875 | 88.1657 | 88.0223 | 87.3383 | 85.309 | 82.201 | 78.0573 | 74.3267 | 71.5592 | 69.8676 | 0.13054 | 0.12926 | 0.13957 | 0.13539 | 0.13332 | 0.12803 | 0.1524 | 0.14593 | 0.17455 | 0.17603 | 0.16072 | 0.15425 | 0.15258 | 0.16062 | 0.15134 | 0.13878 | 0.12979 | 0.12162 | 0.11276 | 0.14637 | 0.15459 | 0.15516 | 0.13194 | 0.1373
Portfolio Adjusted1-in-10AllOther2021May Monthly Peak | Portfolio Adjusted | 1-in-10 | All | Other | 2021 | May Monthly Peak | 5 | 5.7998 | 5.6154 | 5.4293 | 5.3627 | 5.5943 | 6.1892 | 6.8458 | 7.8698 | 8.9735 | 9.8015 | 10.4997 | 10.8583 | 10.9737 | 11.2208 | 11.1658 | 10.7626 | 10.1559 | 9.3239 | 8.6168 | 8.2563 | 8.1223 | 7.5602 | 6.8458 | 6.3493 | -0.01382 | -0.021105 | -0.01221 | -0.026289 | -0.040505 | -0.040313 | -0.037211 | -0.046937 | -0.048969 | -0.061195 | -0.03145 | -0.041253 | -0.025433 | -0.013561 | 0.1589 | 0.16958 | 0.17932 | 0.16502 | 0.051123 | 0.042619 | 0.033765 | 0.047435 | 0.037497 | 0.036416 | 71.2807 | 69.6009 | 68.2601 | 66.9058 | 65.5789 | 64.637 | 64.0826 | 64.5135 | 67.9384 | 73.4856 | 79.4078 | 83.6441 | 87.1043 | 89.4291 | 90.8563 | 91.4374 | 91.1365 | 90.4685 | 88.7714 | 86.3036 | 82.5408 | 78.4538 | 75.4961 | 72.67 | 0.13283 | 0.13204 | 0.14242 | 0.1392 | 0.13737 | 0.1317 | 0.15491 | 0.15101 | 0.18359 | 0.18625 | 0.16995 | 0.16211 | 0.15914 | 0.16668 | 0.15614 | 0.14187 | 0.13196 | 0.12356 | 0.11428 | 0.14814 | 0.15689 | 0.15802 | 0.13518 | 0.14101
Portfolio Adjusted1-in-10AllOther2021June Monthly Peak | Portfolio Adjusted | 1-in-10 | All | Other | 2021 | June Monthly Peak | 6 | 6.1294 | 5.9222 | 5.7357 | 5.6613 | 5.8825 | 6.4484 | 7.1504 | 8.2274 | 9.343 | 10.2346 | 10.9757 | 11.2782 | 11.3104 | 11.5434 | 11.4951 | 11.1712 | 10.5919 | 9.7419 | 9.0308 | 8.5671 | 8.454 | 7.9342 | 7.188 | 6.6778 | -0.013761 | -0.021684 | -0.012515 | -0.026221 | -0.041166 | -0.041323 | -0.039698 | -0.04724 | -0.049474 | -0.061744 | -0.033841 | -0.04416 | -0.027984 | -0.017006 | 0.16226 | 0.17506 | 0.18343 | 0.16957 | 0.050788 | 0.041482 | 0.032934 | 0.04814 | 0.038583 | 0.038091 | 73.8692 | 72.3458 | 71.2327 | 69.8487 | 69.0039 | 67.5079 | 66.6552 | 67.4641 | 71.5722 | 76.9878 | 82.0627 | 85.6981 | 88.2654 | 90.1403 | 91.4849 | 92.2326 | 92.6322 | 92.0937 | 90.8255 | 88.773 | 85.6348 | 81.7959 | 79.1821 | 77.263 | 0.13852 | 0.13773 | 0.14921 | 0.14595 | 0.14332 | 0.13666 | 0.15963 | 0.1541 | 0.18587 | 0.18861 | 0.17169 | 0.16165 | 0.15655 | 0.16373 | 0.15389 | 0.1415 | 0.13216 | 0.12389 | 0.11526 | 0.14931 | 0.15997 | 0.16196 | 0.13905 | 0.14574
Portfolio Adjusted1-in-10AllOther2021July Monthly Peak | Portfolio Adjusted | 1-in-10 | All | Other | 2021 | July Monthly Peak | 7 | 6.3388 | 6.1001 | 5.9183 | 5.8742 | 6.1139 | 6.7737 | 7.4843 | 8.5049 | 9.59 | 10.465 | 11.1507 | 11.4318 | 11.4494 | 11.6411 | 11.5702 | 11.2899 | 10.75 | 9.9183 | 9.2269 | 8.7748 | 8.6739 | 8.1422 | 7.3784 | 6.8556 | -0.011349 | -0.020611 | -0.011609 | -0.021439 | -0.037841 | -0.04054 | -0.046117 | -0.045089 | -0.049179 | -0.060606 | -0.041416 | -0.055565 | -0.039723 | -0.031409 | 0.15216 | 0.17073 | 0.17339 | 0.16296 | 0.048345 | 0.036334 | 0.027372 | 0.046783 | 0.039079 | 0.040443 | 75.6689 | 74.5768 | 73.4488 | 72.436 | 71.6033 | 70.6799 | 70.0193 | 70.3187 | 73.6434 | 78.6854 | 83.6146 | 87.4756 | 90.1178 | 91.93 | 92.814 | 93.0678 | 92.8938 | 92.2785 | 90.7672 | 88.5241 | 85.7107 | 82.6224 | 80.4019 | 78.8987 | 0.14253 | 0.1411 | 0.15358 | 0.15149 | 0.14904 | 0.14266 | 0.1652 | 0.1571 | 0.18737 | 0.18909 | 0.17057 | 0.16028 | 0.15521 | 0.16197 | 0.1521 | 0.14053 | 0.13159 | 0.12386 | 0.1157 | 0.15189 | 0.16333 | 0.16541 | 0.14216 | 0.14923
Portfolio Adjusted1-in-10AllOther2021August Monthly Peak | Portfolio Adjusted | 1-in-10 | All | Other | 2021 | August Monthly Peak | 8 | 6.3254 | 6.096 | 5.9132 | 5.8697 | 6.1171 | 6.8267 | 7.6246 | 8.6136 | 9.8058 | 10.7821 | 11.5425 | 11.9073 | 11.9512 | 12.1888 | 12.1029 | 11.7167 | 11.0662 | 10.1556 | 9.3674 | 9.0064 | 8.8248 | 8.172 | 7.3991 | 6.8648 | -0.0098417 | -0.019949 | -0.01101 | -0.018336 | -0.035467 | -0.039713 | -0.050416 | -0.044896 | -0.051363 | -0.063543 | -0.048974 | -0.067061 | -0.050324 | -0.043159 | 0.1503 | 0.17273 | 0.17065 | 0.16105 | 0.048082 | 0.034205 | 0.024474 | 0.046226 | 0.039563 | 0.041876 | 76.3135 | 75.2402 | 73.904 | 72.9186 | 71.9883 | 71.2451 | 70.5701 | 70.4183 | 73.1304 | 78.2539 | 82.9323 | 87.2222 | 90.4669 | 92.635 | 93.9428 | 94.2974 | 93.8704 | 93.0024 | 91.8186 | 89.6252 | 86.0748 | 83.1097 | 81.2264 | 79.3701 | 0.14497 | 0.14373 | 0.15629 | 0.15417 | 0.15198 | 0.14603 | 0.17083 | 0.1634 | 0.19761 | 0.20084 | 0.18174 | 0.17166 | 0.16614 | 0.17345 | 0.1617 | 0.14703 | 0.13604 | 0.12781 | 0.11895 | 0.15815 | 0.16894 | 0.16931 | 0.14549 | 0.15222
Portfolio Adjusted1-in-10AllOther2021September Monthly Peak | Portfolio Adjusted | 1-in-10 | All | Other | 2021 | September Monthly Peak | 9 | 6.3649 | 6.1359 | 5.941 | 5.9192 | 6.1869 | 6.9278 | 7.9095 | 8.8798 | 10.209 | 11.2367 | 12.0294 | 12.4012 | 12.4659 | 12.71 | 12.6068 | 12.139 | 11.4043 | 10.423 | 9.6345 | 9.4555 | 8.9553 | 8.2491 | 7.4585 | 6.9042 | -0.0070716 | -0.018745 | -0.0099007 | -0.012616 | -0.031211 | -0.03824 | -0.058597 | -0.044114 | -0.054836 | -0.067699 | -0.0629 | -0.087619 | -0.069826 | -0.065179 | 0.13944 | 0.17015 | 0.16024 | 0.15376 | 0.04758 | 0.029737 | 0.018595 | 0.045605 | 0.04065 | 0.044774 | 76.7454 | 75.4777 | 74.1056 | 73.16 | 72.0776 | 70.9737 | 70.2267 | 70.0151 | 72.2697 | 77.3926 | 83.0117 | 87.9544 | 91.8283 | 94.2971 | 95.0141 | 95.6842 | 95.6757 | 94.791 | 93.0758 | 90.0647 | 85.7375 | 82.6217 | 80.4532 | 78.6494 | 0.15143 | 0.14995 | 0.16262 | 0.1614 | 0.15959 | 0.15376 | 0.18201 | 0.17554 | 0.21632 | 0.22093 | 0.19975 | 0.18821 | 0.18168 | 0.18869 | 0.17402 | 0.1556 | 0.14191 | 0.13349 | 0.12476 | 0.17082 | 0.17961 | 0.17931 | 0.15329 | 0.15957
Portfolio Adjusted1-in-10AllOther2021October Monthly Peak | Portfolio Adjusted | 1-in-10 | All | Other | 2021 | October Monthly Peak | 10 | 5.6396 | 5.4674 | 5.2747 | 5.2306 | 5.4665 | 6.1376 | 7.1222 | 7.7969 | 8.6628 | 9.4507 | 10.1333 | 10.5337 | 10.7261 | 10.9975 | 10.9407 | 10.5459 | 9.942 | 9.2448 | 8.7679 | 8.3809 | 7.8712 | 7.2917 | 6.5984 | 6.1471 | -0.012234 | -0.019688 | -0.011222 | -0.02324 | -0.037274 | -0.038433 | -0.039263 | -0.044768 | -0.046639 | -0.058077 | -0.032879 | -0.043855 | -0.029111 | -0.018797 | 0.15169 | 0.1639 | 0.17044 | 0.15985 | 0.049854 | 0.039525 | 0.030113 | 0.044398 | 0.035502 | 0.035346 | 72.3699 | 71.1714 | 70.0161 | 68.6305 | 67.5808 | 66.5199 | 66.0874 | 65.6425 | 66.4217 | 71.1974 | 76.8722 | 81.7312 | 85.1822 | 87.6477 | 88.8525 | 89.1594 | 88.5436 | 87.0763 | 84.5621 | 81.3541 | 78.1577 | 75.7979 | 73.933 | 72.4087 | 0.12745 | 0.12694 | 0.13629 | 0.13395 | 0.13255 | 0.12883 | 0.15557 | 0.14816 | 0.1765 | 0.17887 | 0.16254 | 0.15547 | 0.15377 | 0.16134 | 0.15149 | 0.13865 | 0.12979 | 0.1234 | 0.11431 | 0.14573 | 0.15135 | 0.15138 | 0.12895 | 0.13502
Portfolio Adjusted1-in-10AllOther2021November Monthly Peak | Portfolio Adjusted | 1-in-10 | All | Other | 2021 | November Monthly Peak | 11 | 5.4175 | 5.2736 | 5.1311 | 5.1059 | 5.3568 | 6.01 | 6.7404 | 7.3828 | 8.0978 | 8.5675 | 8.9973 | 9.2065 | 9.2384 | 9.3904 | 9.2726 | 8.8546 | 8.4477 | 8.3035 | 7.8528 | 7.4518 | 7.0975 | 6.6831 | 6.1248 | 5.7611 | -0.022799 | -0.025409 | -0.015893 | -0.044772 | -0.055666 | -0.047861 | -0.018066 | -0.054781 | -0.046617 | -0.058532 | -4.572e-05 | 0.0060975 | 0.021219 | 0.041164 | 0.17352 | 0.16163 | 0.19459 | 0.18281 | 0.059259 | 0.060321 | 0.052374 | 0.051442 | 0.035264 | 0.028176 | 59.3471 | 57.9612 | 56.7615 | 55.4805 | 54.7105 | 54.2004 | 53.5804 | 53.2068 | 55.4941 | 60.0134 | 65.4848 | 69.7454 | 72.5849 | 74.3001 | 75.4587 | 75.8034 | 74.8974 | 72.6231 | 69.8125 | 66.567 | 64.2434 | 62.6797 | 61.1187 | 59.9584 | 0.13631 | 0.13557 | 0.14655 | 0.14354 | 0.14207 | 0.13709 | 0.16143 | 0.15297 | 0.1817 | 0.18126 | 0.16378 | 0.15609 | 0.15339 | 0.16054 | 0.15067 | 0.13763 | 0.12947 | 0.12369 | 0.11482 | 0.14813 | 0.15542 | 0.15721 | 0.13415 | 0.14106
Portfolio Adjusted1-in-10AllOther2021December Monthly Peak | Portfolio Adjusted | 1-in-10 | All | Other | 2021 | December Monthly Peak | 12 | 5.565 | 5.4267 | 5.3086 | 5.3161 | 5.591 | 6.2894 | 7.2707 | 7.826 | 8.4081 | 8.6454 | 8.7222 | 8.5629 | 8.294 | 8.1817 | 7.8986 | 7.5946 | 7.5368 | 7.73 | 7.4572 | 7.243 | 6.9623 | 6.6174 | 6.1889 | 5.88 | -0.022679 | -0.025271 | -0.015895 | -0.045274 | -0.056442 | -0.048692 | -0.018596 | -0.05559 | -0.046344 | -0.056806 | -4.301e-05 | 0.0055661 | 0.018988 | 0.03622 | 0.14861 | 0.13943 | 0.175 | 0.1707 | 0.056412 | 0.058266 | 0.050672 | 0.049558 | 0.034595 | 0.0278 | 40.8062 | 40.1168 | 39.8359 | 39.3449 | 38.8974 | 38.3033 | 38.1232 | 37.9183 | 38.4872 | 41.2664 | 44.0508 | 46.6381 | 48.347 | 49.2045 | 49.6102 | 49.5941 | 48.8577 | 47.2635 | 45.5019 | 44.2307 | 43.251 | 42.2196 | 41.8085 | 41.3544 | 0.13602 | 0.13521 | 0.14686 | 0.14537 | 0.14428 | 0.13974 | 0.16638 | 0.15578 | 0.18158 | 0.17735 | 0.15638 | 0.14602 | 0.14256 | 0.14862 | 0.14105 | 0.13279 | 0.12818 | 0.12276 | 0.11443 | 0.14511 | 0.15187 | 0.15266 | 0.13233 | 0.13959
Portfolio Adjusted1-in-10AllOther2021Typical Event Day | Portfolio Adjusted | 1-in-10 | All | Other | 2021 | Typical Event Day | 8 | 6.2969 | 6.0693 | 5.888 | 5.8445 | 6.0913 | 6.7962 | 7.5863 | 8.5568 | 9.7264 | 10.6838 | 11.4323 | 11.7923 | 11.8342 | 12.0719 | 11.989 | 11.6091 | 10.9667 | 10.0652 | 9.2912 | 8.9366 | 8.7649 | 8.1226 | 7.3576 | 6.8294 | -0.01055 | -0.020271 | -0.011293 | -0.019798 | -0.036622 | -0.040206 | -0.048726 | -0.045407 | -0.051063 | -0.063224 | -0.046204 | -0.062921 | -0.046291 | -0.038445 | 0.15236 | 0.17299 | 0.1727 | 0.16231 | 0.048549 | 0.035576 | 0.026024 | 0.046564 | 0.039408 | 0.041227 | 75.6493 | 74.4101 | 73.1728 | 72.0908 | 71.1683 | 70.1016 | 69.3678 | 69.5541 | 72.654 | 77.8299 | 82.9053 | 87.0876 | 90.1696 | 92.2506 | 93.314 | 93.8205 | 93.768 | 93.0414 | 91.6218 | 89.2467 | 85.7894 | 82.5374 | 80.3159 | 78.5453 | 0.14374 | 0.14251 | 0.15496 | 0.15284 | 0.15067 | 0.14474 | 0.16925 | 0.16169 | 0.19525 | 0.19826 | 0.17939 | 0.16949 | 0.16408 | 0.17139 | 0.15995 | 0.14565 | 0.13494 | 0.12676 | 0.11795 | 0.15646 | 0.16721 | 0.16768 | 0.14414 | 0.15087
Portfolio Adjusted1-in-10AllOther2022January Monthly Peak | Portfolio Adjusted | 1-in-10 | All | Other | 2022 | January Monthly Peak | 1 | 5.8304 | 5.6935 | 5.571 | 5.5953 | 5.8921 | 6.6798 | 7.8873 | 8.5709 | 9.2 | 9.4163 | 9.4529 | 9.2322 | 8.9192 | 8.796 | 8.4552 | 8.1003 | 7.8742 | 8.1278 | 7.9291 | 7.7261 | 7.4206 | 7.0178 | 6.5482 | 6.2236 | -0.023802 | -0.026448 | -0.016599 | -0.047464 | -0.059173 | -0.051637 | -0.020168 | -0.061207 | -0.05097 | -0.062297 | -4.721e-05 | 0.0061094 | 0.020932 | 0.040096 | 0.15985 | 0.14925 | 0.18475 | 0.18065 | 0.061085 | 0.063127 | 0.054694 | 0.053235 | 0.037184 | 0.029725 | 37.4586 | 36.7032 | 36.1501 | 35.3393 | 34.8203 | 34.3307 | 33.8555 | 33.5581 | 34.1142 | 37.1908 | 40.5474 | 43.0605 | 44.7442 | 46.0088 | 47.0117 | 47.1905 | 46.9786 | 46.0131 | 44.1573 | 42.8058 | 41.6592 | 40.9948 | 40.1889 | 39.5164 | 0.14315 | 0.14187 | 0.1537 | 0.1527 | 0.15161 | 0.14852 | 0.18053 | 0.17126 | 0.19948 | 0.19433 | 0.17144 | 0.16001 | 0.15663 | 0.16363 | 0.15491 | 0.14523 | 0.13928 | 0.13308 | 0.12428 | 0.15737 | 0.16413 | 0.16423 | 0.14241 | 0.14942
Portfolio Adjusted1-in-10AllOther2022February Monthly Peak | Portfolio Adjusted | 1-in-10 | All | Other | 2022 | February Monthly Peak | 2 | 5.4764 | 5.3496 | 5.2146 | 5.2144 | 5.4841 | 6.1868 | 7.1675 | 7.7002 | 8.262 | 8.5286 | 8.7006 | 8.6771 | 8.5469 | 8.581 | 8.3816 | 8.0702 | 7.757 | 7.7159 | 7.6452 | 7.3468 | 7.0469 | 6.6645 | 6.1724 | 5.8497 | -0.022728 | -0.025314 | -0.015831 | -0.044967 | -0.056009 | -0.048535 | -0.0188 | -0.056213 | -0.04656 | -0.057246 | -4.3809e-05 | 0.0057448 | 0.019809 | 0.038248 | 0.15739 | 0.14778 | 0.1801 | 0.17121 | 0.057902 | 0.059485 | 0.051842 | 0.050909 | 0.035418 | 0.02846 | 45.6624 | 45.287 | 45.0592 | 44.6924 | 44.6036 | 43.8908 | 43.3993 | 43.5047 | 44.7204 | 48.0805 | 51.2163 | 53.6261 | 55.2813 | 56.251 | 56.9266 | 57.2412 | 56.8014 | 55.7881 | 53.6509 | 51.4358 | 49.8174 | 48.4388 | 47.3157 | 46.1083 | 0.13597 | 0.13513 | 0.14605 | 0.14418 | 0.14294 | 0.13893 | 0.16739 | 0.15655 | 0.18161 | 0.17782 | 0.15799 | 0.14875 | 0.14572 | 0.15253 | 0.14376 | 0.1335 | 0.1269 | 0.12166 | 0.1138 | 0.14659 | 0.15415 | 0.15582 | 0.13475 | 0.14245
Portfolio Adjusted1-in-10AllOther2022March Monthly Peak | Portfolio Adjusted | 1-in-10 | All | Other | 2022 | March Monthly Peak | 3 | 5.5308 | 5.3582 | 5.2082 | 5.1354 | 5.3659 | 5.9825 | 6.8432 | 7.4095 | 8.0435 | 8.4761 | 8.8934 | 9.1028 | 9.1425 | 9.3443 | 9.2873 | 8.9859 | 8.5213 | 7.9441 | 7.6362 | 7.6169 | 7.3688 | 6.9319 | 6.3392 | 5.9346 | -0.023231 | -0.02576 | -0.016134 | -0.044962 | -0.055614 | -0.047383 | -0.017991 | -0.054301 | -0.045863 | -0.057334 | -4.4903e-05 | 0.0060058 | 0.020935 | 0.04089 | 0.17368 | 0.16388 | 0.19605 | 0.1753 | 0.058278 | 0.061223 | 0.054143 | 0.053188 | 0.036553 | 0.029071 | 56.222 | 55.0201 | 54.205 | 53.2654 | 52.5236 | 51.6994 | 51.0513 | 51.5228 | 55.167 | 60.5874 | 65.8861 | 70.1998 | 73.0695 | 74.6996 | 75.5315 | 75.9365 | 75.5937 | 74.2132 | 71.5923 | 67.7582 | 64.3294 | 61.504 | 59.3512 | 57.7084 | 0.13868 | 0.1373 | 0.14864 | 0.14409 | 0.14191 | 0.13578 | 0.16075 | 0.15171 | 0.17898 | 0.17786 | 0.16114 | 0.15401 | 0.15163 | 0.15956 | 0.15027 | 0.13809 | 0.12947 | 0.12181 | 0.11359 | 0.14984 | 0.15993 | 0.16198 | 0.13859 | 0.14527
Portfolio Adjusted1-in-10AllOther2022April Monthly Peak | Portfolio Adjusted | 1-in-10 | All | Other | 2022 | April Monthly Peak | 4 | 5.6386 | 5.4532 | 5.2838 | 5.2015 | 5.4248 | 6.0395 | 6.803 | 7.5431 | 8.4268 | 9.1088 | 9.7154 | 10.062 | 10.2068 | 10.4814 | 10.4545 | 10.1151 | 9.5496 | 8.7782 | 8.1899 | 8.0553 | 7.8236 | 7.2751 | 6.585 | 6.1165 | -0.015096 | -0.021435 | -0.012606 | -0.028603 | -0.041801 | -0.040379 | -0.033553 | -0.046705 | -0.046435 | -0.057874 | -0.024771 | -0.031623 | -0.016656 | -0.003828 | 0.15559 | 0.16297 | 0.17631 | 0.16123 | 0.051546 | 0.045389 | 0.036738 | 0.047666 | 0.036555 | 0.034389 | 66.9383 | 65.4991 | 63.814 | 62.6174 | 61.4599 | 60.3384 | 59.7114 | 59.6799 | 63.1243 | 69.4381 | 75.727 | 80.9927 | 84.1759 | 86.2424 | 87.4875 | 88.1657 | 88.0223 | 87.3383 | 85.309 | 82.201 | 78.0573 | 74.3267 | 71.5592 | 69.8676 | 0.13054 | 0.12926 | 0.13957 | 0.13539 | 0.13332 | 0.12803 | 0.1524 | 0.14593 | 0.17455 | 0.17603 | 0.16072 | 0.15425 | 0.15258 | 0.16062 | 0.15134 | 0.13878 | 0.12979 | 0.12162 | 0.11276 | 0.14637 | 0.15459 | 0.15516 | 0.13194 | 0.1373
Portfolio Adjusted1-in-10AllOther2022May Monthly Peak | Portfolio Adjusted | 1-in-10 | All | Other | 2022 | May Monthly Peak | 5 | 5.7998 | 5.6154 | 5.4293 | 5.3627 | 5.5943 | 6.1892 | 6.8458 | 7.8698 | 8.9735 | 9.8015 | 10.4997 | 10.8583 | 10.9737 | 11.2208 | 11.1658 | 10.7626 | 10.1559 | 9.3239 | 8.6168 | 8.2563 | 8.1223 | 7.5602 | 6.8458 | 6.3493 | -0.01382 | -0.021105 | -0.01221 | -0.026289 | -0.040505 | -0.040313 | -0.037211 | -0.046937 | -0.048969 | -0.061195 | -0.03145 | -0.041253 | -0.025433 | -0.013561 | 0.1589 | 0.16958 | 0.17932 | 0.16502 | 0.051123 | 0.042619 | 0.033765 | 0.047435 | 0.037497 | 0.036416 | 71.2807 | 69.6009 | 68.2601 | 66.9058 | 65.5789 | 64.637 | 64.0826 | 64.5135 | 67.9384 | 73.4856 | 79.4078 | 83.6441 | 87.1043 | 89.4291 | 90.8563 | 91.4374 | 91.1365 | 90.4686 | 88.7714 | 86.3036 | 82.5408 | 78.4538 | 75.4961 | 72.67 | 0.13283 | 0.13204 | 0.14242 | 0.1392 | 0.13737 | 0.1317 | 0.15491 | 0.15101 | 0.18359 | 0.18625 | 0.16995 | 0.16211 | 0.15914 | 0.16668 | 0.15614 | 0.14187 | 0.13196 | 0.12356 | 0.11428 | 0.14814 | 0.15689 | 0.15802 | 0.13518 | 0.14101
Portfolio Adjusted1-in-10AllOther2022June Monthly Peak | Portfolio Adjusted | 1-in-10 | All | Other | 2022 | June Monthly Peak | 6 | 6.1294 | 5.9222 | 5.7357 | 5.6613 | 5.8825 | 6.4484 | 7.1504 | 8.2274 | 9.343 | 10.2346 | 10.9757 | 11.2782 | 11.3104 | 11.5434 | 11.4951 | 11.1712 | 10.5919 | 9.7419 | 9.0308 | 8.5671 | 8.454 | 7.9342 | 7.188 | 6.6778 | -0.013761 | -0.021684 | -0.012515 | -0.026221 | -0.041166 | -0.041323 | -0.039698 | -0.04724 | -0.049474 | -0.061744 | -0.033841 | -0.04416 | -0.027984 | -0.017006 | 0.16226 | 0.17506 | 0.18343 | 0.16957 | 0.050788 | 0.041482 | 0.032934 | 0.04814 | 0.038583 | 0.038091 | 73.8692 | 72.3458 | 71.2327 | 69.8487 | 69.0039 | 67.5079 | 66.6552 | 67.4641 | 71.5722 | 76.9878 | 82.0627 | 85.6981 | 88.2654 | 90.1403 | 91.4849 | 92.2326 | 92.6322 | 92.0937 | 90.8255 | 88.773 | 85.6348 | 81.7959 | 79.182 | 77.263 | 0.13852 | 0.13773 | 0.14921 | 0.14595 | 0.14332 | 0.13666 | 0.15963 | 0.1541 | 0.18587 | 0.18861 | 0.17169 | 0.16165 | 0.15655 | 0.16373 | 0.15389 | 0.1415 | 0.13216 | 0.12389 | 0.11526 | 0.14931 | 0.15997 | 0.16196 | 0.13905 | 0.14574
Portfolio Adjusted1-in-10AllOther2022July Monthly Peak | Portfolio Adjusted | 1-in-10 | All | Other | 2022 | July Monthly Peak | 7 | 6.3388 | 6.1001 | 5.9183 | 5.8742 | 6.1139 | 6.7737 | 7.4843 | 8.5049 | 9.59 | 10.465 | 11.1507 | 11.4318 | 11.4494 | 11.6411 | 11.5702 | 11.2899 | 10.75 | 9.9183 | 9.2269 | 8.7748 | 8.6739 | 8.1422 | 7.3784 | 6.8556 | -0.011349 | -0.020611 | -0.011609 | -0.021439 | -0.037841 | -0.04054 | -0.046117 | -0.045089 | -0.049179 | -0.060606 | -0.041416 | -0.055565 | -0.039723 | -0.031409 | 0.15216 | 0.17073 | 0.17339 | 0.16296 | 0.048345 | 0.036334 | 0.027372 | 0.046783 | 0.039079 | 0.040443 | 75.6689 | 74.5768 | 73.4488 | 72.436 | 71.6033 | 70.6799 | 70.0193 | 70.3187 | 73.6434 | 78.6854 | 83.6146 | 87.4756 | 90.1178 | 91.93 | 92.814 | 93.0678 | 92.8938 | 92.2785 | 90.7672 | 88.5241 | 85.7107 | 82.6224 | 80.4019 | 78.8987 | 0.14253 | 0.1411 | 0.15358 | 0.15149 | 0.14904 | 0.14266 | 0.1652 | 0.1571 | 0.18737 | 0.18909 | 0.17057 | 0.16028 | 0.15521 | 0.16197 | 0.1521 | 0.14053 | 0.13159 | 0.12386 | 0.1157 | 0.15189 | 0.16333 | 0.16541 | 0.14216 | 0.14923
Portfolio Adjusted1-in-10AllOther2022August Monthly Peak | Portfolio Adjusted | 1-in-10 | All | Other | 2022 | August Monthly Peak | 8 | 6.3254 | 6.096 | 5.9132 | 5.8697 | 6.1171 | 6.8267 | 7.6246 | 8.6136 | 9.8058 | 10.7821 | 11.5425 | 11.9073 | 11.9512 | 12.1888 | 12.1029 | 11.7167 | 11.0662 | 10.1556 | 9.3674 | 9.0064 | 8.8248 | 8.172 | 7.3991 | 6.8648 | -0.0098417 | -0.019949 | -0.01101 | -0.018336 | -0.035467 | -0.039713 | -0.050416 | -0.044896 | -0.051363 | -0.063543 | -0.048974 | -0.06706 | -0.050324 | -0.043159 | 0.1503 | 0.17273 | 0.17065 | 0.16105 | 0.048082 | 0.034205 | 0.024474 | 0.046226 | 0.039563 | 0.041876 | 76.3135 | 75.2402 | 73.904 | 72.9186 | 71.9883 | 71.2451 | 70.5701 | 70.4183 | 73.1304 | 78.2539 | 82.9323 | 87.2222 | 90.4669 | 92.635 | 93.9428 | 94.2974 | 93.8704 | 93.0024 | 91.8186 | 89.6252 | 86.0748 | 83.1097 | 81.2264 | 79.3701 | 0.14497 | 0.14373 | 0.15629 | 0.15417 | 0.15198 | 0.14603 | 0.17083 | 0.1634 | 0.19761 | 0.20084 | 0.18174 | 0.17166 | 0.16614 | 0.17345 | 0.1617 | 0.14703 | 0.13604 | 0.12781 | 0.11895 | 0.15815 | 0.16894 | 0.16931 | 0.14549 | 0.15222
Portfolio Adjusted1-in-10AllOther2022September Monthly Peak | Portfolio Adjusted | 1-in-10 | All | Other | 2022 | September Monthly Peak | 9 | 6.3649 | 6.1359 | 5.941 | 5.9192 | 6.1869 | 6.9278 | 7.9095 | 8.8798 | 10.209 | 11.2367 | 12.0294 | 12.4012 | 12.4659 | 12.71 | 12.6068 | 12.139 | 11.4043 | 10.423 | 9.6345 | 9.4555 | 8.9553 | 8.2491 | 7.4585 | 6.9042 | -0.0070716 | -0.018745 | -0.0099007 | -0.012616 | -0.031211 | -0.03824 | -0.058597 | -0.044114 | -0.054836 | -0.067699 | -0.0629 | -0.087619 | -0.069826 | -0.065179 | 0.13944 | 0.17015 | 0.16024 | 0.15376 | 0.04758 | 0.029737 | 0.018595 | 0.045605 | 0.04065 | 0.044774 | 76.7454 | 75.4777 | 74.1056 | 73.16 | 72.0776 | 70.9736 | 70.2267 | 70.0151 | 72.2697 | 77.3926 | 83.0117 | 87.9544 | 91.8283 | 94.2971 | 95.0141 | 95.6842 | 95.6757 | 94.791 | 93.0758 | 90.0647 | 85.7375 | 82.6217 | 80.4532 | 78.6494 | 0.15143 | 0.14995 | 0.16262 | 0.1614 | 0.15959 | 0.15376 | 0.18201 | 0.17554 | 0.21632 | 0.22093 | 0.19975 | 0.18821 | 0.18168 | 0.18869 | 0.17402 | 0.1556 | 0.14191 | 0.13349 | 0.12476 | 0.17082 | 0.17961 | 0.17931 | 0.15329 | 0.15957
Portfolio Adjusted1-in-10AllOther2022October Monthly Peak | Portfolio Adjusted | 1-in-10 | All | Other | 2022 | October Monthly Peak | 10 | 5.6396 | 5.4674 | 5.2747 | 5.2306 | 5.4665 | 6.1376 | 7.1222 | 7.7969 | 8.6628 | 9.4507 | 10.1333 | 10.5337 | 10.7261 | 10.9975 | 10.9407 | 10.5459 | 9.942 | 9.2448 | 8.7679 | 8.3809 | 7.8712 | 7.2917 | 6.5984 | 6.1471 | -0.012234 | -0.019688 | -0.011222 | -0.02324 | -0.037274 | -0.038433 | -0.039263 | -0.044768 | -0.046639 | -0.058077 | -0.032879 | -0.043855 | -0.029111 | -0.018797 | 0.15169 | 0.1639 | 0.17044 | 0.15985 | 0.049854 | 0.039525 | 0.030113 | 0.044398 | 0.035502 | 0.035346 | 72.3699 | 71.1714 | 70.0161 | 68.6305 | 67.5808 | 66.5199 | 66.0874 | 65.6425 | 66.4217 | 71.1974 | 76.8722 | 81.7312 | 85.1822 | 87.6477 | 88.8525 | 89.1594 | 88.5436 | 87.0763 | 84.5621 | 81.3541 | 78.1577 | 75.7979 | 73.933 | 72.4087 | 0.12745 | 0.12694 | 0.13629 | 0.13395 | 0.13255 | 0.12883 | 0.15557 | 0.14816 | 0.1765 | 0.17887 | 0.16254 | 0.15547 | 0.15377 | 0.16134 | 0.15149 | 0.13865 | 0.12979 | 0.1234 | 0.11431 | 0.14573 | 0.15135 | 0.15138 | 0.12895 | 0.13502
Portfolio Adjusted1-in-10AllOther2022November Monthly Peak | Portfolio Adjusted | 1-in-10 | All | Other | 2022 | November Monthly Peak | 11 | 5.4175 | 5.2736 | 5.1311 | 5.1059 | 5.3568 | 6.01 | 6.7404 | 7.3828 | 8.0978 | 8.5675 | 8.9973 | 9.2065 | 9.2384 | 9.3904 | 9.2726 | 8.8546 | 8.4477 | 8.3035 | 7.8528 | 7.4518 | 7.0975 | 6.6831 | 6.1248 | 5.7611 | -0.022799 | -0.025409 | -0.015893 | -0.044772 | -0.055666 | -0.047861 | -0.018066 | -0.054781 | -0.046617 | -0.058532 | -4.572e-05 | 0.0060975 | 0.021219 | 0.041164 | 0.17352 | 0.16163 | 0.19459 | 0.18281 | 0.059259 | 0.060321 | 0.052374 | 0.051442 | 0.035264 | 0.028176 | 59.3471 | 57.9612 | 56.7615 | 55.4805 | 54.7105 | 54.2004 | 53.5804 | 53.2068 | 55.4941 | 60.0134 | 65.4848 | 69.7454 | 72.5849 | 74.3001 | 75.4587 | 75.8034 | 74.8974 | 72.6231 | 69.8125 | 66.567 | 64.2434 | 62.6797 | 61.1187 | 59.9584 | 0.13631 | 0.13557 | 0.14655 | 0.14354 | 0.14207 | 0.13709 | 0.16143 | 0.15297 | 0.1817 | 0.18126 | 0.16378 | 0.15609 | 0.15339 | 0.16054 | 0.15067 | 0.13763 | 0.12947 | 0.12369 | 0.11482 | 0.14813 | 0.15542 | 0.15721 | 0.13415 | 0.14106
Portfolio Adjusted1-in-10AllOther2022December Monthly Peak | Portfolio Adjusted | 1-in-10 | All | Other | 2022 | December Monthly Peak | 12 | 5.565 | 5.4267 | 5.3086 | 5.3161 | 5.591 | 6.2894 | 7.2707 | 7.826 | 8.4081 | 8.6454 | 8.7222 | 8.5629 | 8.294 | 8.1817 | 7.8986 | 7.5946 | 7.5368 | 7.73 | 7.4572 | 7.243 | 6.9623 | 6.6174 | 6.1889 | 5.88 | -0.022679 | -0.025271 | -0.015895 | -0.045274 | -0.056442 | -0.048692 | -0.018596 | -0.05559 | -0.046344 | -0.056806 | -4.301e-05 | 0.0055661 | 0.018988 | 0.03622 | 0.14861 | 0.13943 | 0.175 | 0.1707 | 0.056412 | 0.058266 | 0.050672 | 0.049558 | 0.034595 | 0.0278 | 40.8062 | 40.1168 | 39.8359 | 39.3449 | 38.8974 | 38.3033 | 38.1232 | 37.9183 | 38.4872 | 41.2664 | 44.0508 | 46.6381 | 48.347 | 49.2045 | 49.6102 | 49.5941 | 48.8577 | 47.2635 | 45.5019 | 44.2307 | 43.251 | 42.2196 | 41.8085 | 41.3544 | 0.13602 | 0.13521 | 0.14686 | 0.14537 | 0.14428 | 0.13974 | 0.16638 | 0.15578 | 0.18158 | 0.17735 | 0.15638 | 0.14602 | 0.14256 | 0.14862 | 0.14105 | 0.13279 | 0.12818 | 0.12276 | 0.11443 | 0.14511 | 0.15187 | 0.15266 | 0.13233 | 0.13959
Portfolio Adjusted1-in-10AllOther2022Typical Event Day | Portfolio Adjusted | 1-in-10 | All | Other | 2022 | Typical Event Day | 8 | 6.2969 | 6.0693 | 5.888 | 5.8445 | 6.0913 | 6.7962 | 7.5863 | 8.5568 | 9.7264 | 10.6838 | 11.4323 | 11.7923 | 11.8342 | 12.0719 | 11.989 | 11.6091 | 10.9667 | 10.0652 | 9.2912 | 8.9366 | 8.7649 | 8.1226 | 7.3576 | 6.8294 | -0.01055 | -0.020271 | -0.011293 | -0.019798 | -0.036622 | -0.040206 | -0.048726 | -0.045407 | -0.051063 | -0.063224 | -0.046204 | -0.062921 | -0.046291 | -0.038445 | 0.15236 | 0.17299 | 0.1727 | 0.16231 | 0.048549 | 0.035576 | 0.026024 | 0.046564 | 0.039408 | 0.041227 | 75.6493 | 74.4101 | 73.1728 | 72.0908 | 71.1683 | 70.1016 | 69.3678 | 69.5541 | 72.654 | 77.83 | 82.9053 | 87.0876 | 90.1696 | 92.2506 | 93.314 | 93.8205 | 93.768 | 93.0414 | 91.6218 | 89.2467 | 85.7894 | 82.5374 | 80.3159 | 78.5453 | 0.14374 | 0.14251 | 0.15496 | 0.15284 | 0.15067 | 0.14474 | 0.16925 | 0.16169 | 0.19525 | 0.19826 | 0.17939 | 0.16949 | 0.16408 | 0.17139 | 0.15995 | 0.14565 | 0.13494 | 0.12676 | 0.11795 | 0.15646 | 0.16721 | 0.16768 | 0.14414 | 0.15087
Portfolio Adjusted1-in-10AllOther2023January Monthly Peak | Portfolio Adjusted | 1-in-10 | All | Other | 2023 | January Monthly Peak | 1 | 5.8304 | 5.6935 | 5.571 | 5.5953 | 5.8921 | 6.6798 | 7.8873 | 8.5709 | 9.2 | 9.4163 | 9.4529 | 9.2322 | 8.9192 | 8.796 | 8.4552 | 8.1003 | 7.8742 | 8.1278 | 7.9291 | 7.7261 | 7.4206 | 7.0178 | 6.5482 | 6.2236 | -0.023802 | -0.026448 | -0.016599 | -0.047464 | -0.059173 | -0.051637 | -0.020168 | -0.061207 | -0.05097 | -0.062297 | -4.721e-05 | 0.0061094 | 0.020932 | 0.040096 | 0.15985 | 0.14925 | 0.18475 | 0.18065 | 0.061085 | 0.063127 | 0.054694 | 0.053235 | 0.037184 | 0.029725 | 37.4586 | 36.7032 | 36.1501 | 35.3393 | 34.8203 | 34.3307 | 33.8555 | 33.5581 | 34.1142 | 37.1908 | 40.5474 | 43.0605 | 44.7442 | 46.0088 | 47.0117 | 47.1905 | 46.9786 | 46.0131 | 44.1573 | 42.8058 | 41.6592 | 40.9948 | 40.1889 | 39.5164 | 0.14315 | 0.14187 | 0.1537 | 0.1527 | 0.15161 | 0.14852 | 0.18053 | 0.17126 | 0.19948 | 0.19433 | 0.17144 | 0.16001 | 0.15663 | 0.16363 | 0.15491 | 0.14523 | 0.13928 | 0.13308 | 0.12428 | 0.15737 | 0.16413 | 0.16423 | 0.14241 | 0.14942
Portfolio Adjusted1-in-10AllOther2023February Monthly Peak | Portfolio Adjusted | 1-in-10 | All | Other | 2023 | February Monthly Peak | 2 | 5.4764 | 5.3496 | 5.2146 | 5.2144 | 5.4841 | 6.1868 | 7.1675 | 7.7002 | 8.262 | 8.5286 | 8.7006 | 8.6771 | 8.5469 | 8.581 | 8.3816 | 8.0702 | 7.757 | 7.7159 | 7.6452 | 7.3468 | 7.0469 | 6.6645 | 6.1724 | 5.8497 | -0.022728 | -0.025314 | -0.015831 | -0.044967 | -0.056009 | -0.048535 | -0.0188 | -0.056213 | -0.04656 | -0.057246 | -4.3809e-05 | 0.0057448 | 0.019809 | 0.038248 | 0.15739 | 0.14778 | 0.1801 | 0.17121 | 0.057902 | 0.059485 | 0.051842 | 0.050909 | 0.035418 | 0.02846 | 45.6624 | 45.287 | 45.0592 | 44.6924 | 44.6036 | 43.8908 | 43.3993 | 43.5047 | 44.7204 | 48.0805 | 51.2163 | 53.6261 | 55.2813 | 56.251 | 56.9266 | 57.2412 | 56.8013 | 55.7881 | 53.6509 | 51.4358 | 49.8174 | 48.4388 | 47.3157 | 46.1083 | 0.13597 | 0.13513 | 0.14605 | 0.14418 | 0.14294 | 0.13893 | 0.16739 | 0.15655 | 0.18161 | 0.17782 | 0.15799 | 0.14875 | 0.14572 | 0.15253 | 0.14376 | 0.1335 | 0.1269 | 0.12166 | 0.1138 | 0.14659 | 0.15415 | 0.15582 | 0.13475 | 0.14245
Portfolio Adjusted1-in-10AllOther2023March Monthly Peak | Portfolio Adjusted | 1-in-10 | All | Other | 2023 | March Monthly Peak | 3 | 5.5308 | 5.3582 | 5.2082 | 5.1354 | 5.3659 | 5.9825 | 6.8432 | 7.4095 | 8.0435 | 8.4761 | 8.8934 | 9.1028 | 9.1425 | 9.3443 | 9.2873 | 8.9859 | 8.5213 | 7.9441 | 7.6362 | 7.6169 | 7.3688 | 6.9319 | 6.3392 | 5.9346 | -0.023231 | -0.02576 | -0.016134 | -0.044962 | -0.055614 | -0.047383 | -0.017991 | -0.054301 | -0.045863 | -0.057334 | -4.4903e-05 | 0.0060058 | 0.020935 | 0.04089 | 0.17368 | 0.16388 | 0.19605 | 0.1753 | 0.058278 | 0.061223 | 0.054143 | 0.053188 | 0.036553 | 0.029071 | 56.222 | 55.0201 | 54.205 | 53.2654 | 52.5236 | 51.6994 | 51.0513 | 51.5228 | 55.167 | 60.5874 | 65.8861 | 70.1998 | 73.0695 | 74.6996 | 75.5315 | 75.9365 | 75.5937 | 74.2132 | 71.5923 | 67.7582 | 64.3294 | 61.504 | 59.3512 | 57.7084 | 0.13868 | 0.1373 | 0.14864 | 0.14409 | 0.14191 | 0.13578 | 0.16075 | 0.15171 | 0.17898 | 0.17786 | 0.16114 | 0.15401 | 0.15163 | 0.15956 | 0.15027 | 0.13809 | 0.12947 | 0.12181 | 0.11359 | 0.14984 | 0.15993 | 0.16198 | 0.13859 | 0.14527
Portfolio Adjusted1-in-10AllOther2023April Monthly Peak | Portfolio Adjusted | 1-in-10 | All | Other | 2023 | April Monthly Peak | 4 | 5.6386 | 5.4532 | 5.2838 | 5.2015 | 5.4248 | 6.0395 | 6.803 | 7.5431 | 8.4268 | 9.1088 | 9.7154 | 10.062 | 10.2068 | 10.4814 | 10.4545 | 10.1151 | 9.5496 | 8.7782 | 8.1899 | 8.0553 | 7.8236 | 7.2751 | 6.585 | 6.1165 | -0.015096 | -0.021435 | -0.012606 | -0.028603 | -0.041801 | -0.040379 | -0.033553 | -0.046705 | -0.046435 | -0.057874 | -0.024771 | -0.031623 | -0.016656 | -0.003828 | 0.15559 | 0.16297 | 0.17631 | 0.16123 | 0.051546 | 0.045389 | 0.036738 | 0.047666 | 0.036555 | 0.034389 | 66.9383 | 65.4991 | 63.814 | 62.6174 | 61.4599 | 60.3384 | 59.7114 | 59.6799 | 63.1243 | 69.4381 | 75.727 | 80.9927 | 84.1759 | 86.2424 | 87.4875 | 88.1657 | 88.0223 | 87.3383 | 85.309 | 82.201 | 78.0573 | 74.3267 | 71.5592 | 69.8676 | 0.13054 | 0.12926 | 0.13957 | 0.13539 | 0.13332 | 0.12803 | 0.1524 | 0.14593 | 0.17455 | 0.17603 | 0.16072 | 0.15425 | 0.15258 | 0.16062 | 0.15134 | 0.13878 | 0.12979 | 0.12162 | 0.11276 | 0.14637 | 0.15459 | 0.15516 | 0.13194 | 0.1373
Portfolio Adjusted1-in-10AllOther2023May Monthly Peak | Portfolio Adjusted | 1-in-10 | All | Other | 2023 | May Monthly Peak | 5 | 5.7998 | 5.6154 | 5.4293 | 5.3627 | 5.5943 | 6.1892 | 6.8458 | 7.8698 | 8.9735 | 9.8015 | 10.4997 | 10.8583 | 10.9737 | 11.2208 | 11.1658 | 10.7626 | 10.1559 | 9.3239 | 8.6168 | 8.2563 | 8.1223 | 7.5602 | 6.8458 | 6.3493 | -0.01382 | -0.021105 | -0.01221 | -0.026289 | -0.040505 | -0.040313 | -0.037211 | -0.046937 | -0.048969 | -0.061195 | -0.03145 | -0.041253 | -0.025433 | -0.013561 | 0.1589 | 0.16958 | 0.17932 | 0.16502 | 0.051123 | 0.042619 | 0.033765 | 0.047435 | 0.037497 | 0.036416 | 71.2807 | 69.6009 | 68.2601 | 66.9058 | 65.5789 | 64.637 | 64.0826 | 64.5135 | 67.9384 | 73.4856 | 79.4078 | 83.6441 | 87.1043 | 89.4291 | 90.8563 | 91.4374 | 91.1365 | 90.4686 | 88.7714 | 86.3036 | 82.5408 | 78.4538 | 75.4961 | 72.67 | 0.13283 | 0.13204 | 0.14242 | 0.1392 | 0.13737 | 0.1317 | 0.15491 | 0.15101 | 0.18359 | 0.18625 | 0.16995 | 0.16211 | 0.15914 | 0.16668 | 0.15614 | 0.14187 | 0.13196 | 0.12356 | 0.11428 | 0.14814 | 0.15689 | 0.15802 | 0.13518 | 0.14101
Portfolio Adjusted1-in-10AllOther2023June Monthly Peak | Portfolio Adjusted | 1-in-10 | All | Other | 2023 | June Monthly Peak | 6 | 6.1294 | 5.9222 | 5.7357 | 5.6613 | 5.8825 | 6.4484 | 7.1504 | 8.2274 | 9.343 | 10.2346 | 10.9757 | 11.2782 | 11.3104 | 11.5434 | 11.4951 | 11.1712 | 10.5919 | 9.7419 | 9.0308 | 8.5671 | 8.454 | 7.9342 | 7.188 | 6.6778 | -0.013761 | -0.021684 | -0.012515 | -0.026221 | -0.041166 | -0.041323 | -0.039698 | -0.04724 | -0.049474 | -0.061744 | -0.033841 | -0.04416 | -0.027984 | -0.017006 | 0.16226 | 0.17506 | 0.18343 | 0.16957 | 0.050788 | 0.041482 | 0.032934 | 0.04814 | 0.038583 | 0.038091 | 73.8692 | 72.3458 | 71.2327 | 69.8487 | 69.0039 | 67.5079 | 66.6552 | 67.4641 | 71.5722 | 76.9878 | 82.0627 | 85.6981 | 88.2654 | 90.1403 | 91.4849 | 92.2326 | 92.6322 | 92.0937 | 90.8255 | 88.773 | 85.6348 | 81.7959 | 79.1821 | 77.263 | 0.13852 | 0.13773 | 0.14921 | 0.14595 | 0.14332 | 0.13666 | 0.15963 | 0.1541 | 0.18587 | 0.18861 | 0.17169 | 0.16165 | 0.15655 | 0.16373 | 0.15389 | 0.1415 | 0.13216 | 0.12389 | 0.11526 | 0.14931 | 0.15997 | 0.16196 | 0.13905 | 0.14574
Portfolio Adjusted1-in-10AllOther2023July Monthly Peak | Portfolio Adjusted | 1-in-10 | All | Other | 2023 | July Monthly Peak | 7 | 6.3388 | 6.1001 | 5.9183 | 5.8742 | 6.1139 | 6.7737 | 7.4843 | 8.5049 | 9.59 | 10.465 | 11.1507 | 11.4318 | 11.4494 | 11.6411 | 11.5702 | 11.2899 | 10.75 | 9.9183 | 9.2269 | 8.7748 | 8.6739 | 8.1422 | 7.3784 | 6.8556 | -0.011349 | -0.020611 | -0.011609 | -0.021439 | -0.037841 | -0.04054 | -0.046117 | -0.045089 | -0.049179 | -0.060606 | -0.041416 | -0.055565 | -0.039723 | -0.031409 | 0.15216 | 0.17073 | 0.17339 | 0.16296 | 0.048345 | 0.036334 | 0.027372 | 0.046783 | 0.039079 | 0.040443 | 75.6689 | 74.5768 | 73.4488 | 72.436 | 71.6033 | 70.6799 | 70.0193 | 70.3187 | 73.6435 | 78.6854 | 83.6146 | 87.4756 | 90.1178 | 91.93 | 92.814 | 93.0678 | 92.8938 | 92.2785 | 90.7672 | 88.5241 | 85.7107 | 82.6224 | 80.4019 | 78.8987 | 0.14253 | 0.1411 | 0.15358 | 0.15149 | 0.14904 | 0.14266 | 0.1652 | 0.1571 | 0.18737 | 0.18909 | 0.17057 | 0.16028 | 0.15521 | 0.16197 | 0.1521 | 0.14053 | 0.13159 | 0.12386 | 0.1157 | 0.15189 | 0.16333 | 0.16541 | 0.14216 | 0.14923
Portfolio Adjusted1-in-10AllOther2023August Monthly Peak | Portfolio Adjusted | 1-in-10 | All | Other | 2023 | August Monthly Peak | 8 | 6.3254 | 6.096 | 5.9132 | 5.8697 | 6.1171 | 6.8267 | 7.6246 | 8.6136 | 9.8058 | 10.7821 | 11.5425 | 11.9073 | 11.9512 | 12.1888 | 12.1029 | 11.7167 | 11.0662 | 10.1556 | 9.3674 | 9.0064 | 8.8248 | 8.172 | 7.3991 | 6.8648 | -0.0098417 | -0.019949 | -0.01101 | -0.018336 | -0.035467 | -0.039713 | -0.050416 | -0.044896 | -0.051363 | -0.063543 | -0.048974 | -0.06706 | -0.050324 | -0.043159 | 0.1503 | 0.17273 | 0.17065 | 0.16105 | 0.048082 | 0.034205 | 0.024474 | 0.046226 | 0.039563 | 0.041876 | 76.3135 | 75.2402 | 73.904 | 72.9186 | 71.9883 | 71.2451 | 70.5701 | 70.4183 | 73.1305 | 78.2539 | 82.9323 | 87.2222 | 90.4669 | 92.635 | 93.9428 | 94.2974 | 93.8704 | 93.0024 | 91.8186 | 89.6252 | 86.0748 | 83.1097 | 81.2264 | 79.3701 | 0.14497 | 0.14373 | 0.15629 | 0.15417 | 0.15198 | 0.14603 | 0.17083 | 0.1634 | 0.19761 | 0.20084 | 0.18174 | 0.17166 | 0.16614 | 0.17345 | 0.1617 | 0.14703 | 0.13604 | 0.12781 | 0.11895 | 0.15815 | 0.16894 | 0.16931 | 0.14549 | 0.15222
Portfolio Adjusted1-in-10AllOther2023September Monthly Peak | Portfolio Adjusted | 1-in-10 | All | Other | 2023 | September Monthly Peak | 9 | 6.3649 | 6.1359 | 5.941 | 5.9192 | 6.1869 | 6.9278 | 7.9095 | 8.8798 | 10.209 | 11.2367 | 12.0294 | 12.4012 | 12.4659 | 12.71 | 12.6068 | 12.139 | 11.4043 | 10.423 | 9.6345 | 9.4555 | 8.9553 | 8.2491 | 7.4585 | 6.9042 | -0.0070716 | -0.018745 | -0.0099007 | -0.012616 | -0.031211 | -0.03824 | -0.058597 | -0.044114 | -0.054836 | -0.067699 | -0.0629 | -0.087619 | -0.069826 | -0.065179 | 0.13944 | 0.17015 | 0.16024 | 0.15376 | 0.04758 | 0.029737 | 0.018595 | 0.045605 | 0.04065 | 0.044774 | 76.7454 | 75.4777 | 74.1056 | 73.16 | 72.0776 | 70.9736 | 70.2267 | 70.0151 | 72.2697 | 77.3926 | 83.0117 | 87.9544 | 91.8283 | 94.2971 | 95.0141 | 95.6842 | 95.6757 | 94.791 | 93.0758 | 90.0647 | 85.7375 | 82.6217 | 80.4532 | 78.6494 | 0.15143 | 0.14995 | 0.16262 | 0.1614 | 0.15959 | 0.15376 | 0.18201 | 0.17554 | 0.21632 | 0.22093 | 0.19975 | 0.18821 | 0.18168 | 0.18869 | 0.17402 | 0.1556 | 0.14191 | 0.13349 | 0.12476 | 0.17082 | 0.17961 | 0.17931 | 0.15329 | 0.15957
Portfolio Adjusted1-in-10AllOther2023October Monthly Peak | Portfolio Adjusted | 1-in-10 | All | Other | 2023 | October Monthly Peak | 10 | 5.6396 | 5.4674 | 5.2747 | 5.2306 | 5.4665 | 6.1376 | 7.1222 | 7.7969 | 8.6628 | 9.4507 | 10.1333 | 10.5337 | 10.7261 | 10.9975 | 10.9407 | 10.5459 | 9.942 | 9.2448 | 8.7679 | 8.3809 | 7.8712 | 7.2917 | 6.5984 | 6.1471 | -0.012234 | -0.019688 | -0.011222 | -0.02324 | -0.037274 | -0.038433 | -0.039263 | -0.044768 | -0.046639 | -0.058077 | -0.032879 | -0.043855 | -0.029111 | -0.018797 | 0.15169 | 0.1639 | 0.17044 | 0.15985 | 0.049854 | 0.039525 | 0.030113 | 0.044398 | 0.035502 | 0.035346 | 72.3699 | 71.1714 | 70.0162 | 68.6305 | 67.5808 | 66.5199 | 66.0874 | 65.6425 | 66.4217 | 71.1974 | 76.8722 | 81.7312 | 85.1822 | 87.6477 | 88.8525 | 89.1594 | 88.5436 | 87.0763 | 84.5621 | 81.3541 | 78.1577 | 75.7979 | 73.933 | 72.4087 | 0.12745 | 0.12694 | 0.13629 | 0.13395 | 0.13255 | 0.12883 | 0.15557 | 0.14816 | 0.1765 | 0.17887 | 0.16254 | 0.15547 | 0.15377 | 0.16134 | 0.15149 | 0.13865 | 0.12979 | 0.1234 | 0.11431 | 0.14573 | 0.15135 | 0.15138 | 0.12895 | 0.13502
Portfolio Adjusted1-in-10AllOther2023November Monthly Peak | Portfolio Adjusted | 1-in-10 | All | Other | 2023 | November Monthly Peak | 11 | 5.4175 | 5.2736 | 5.1311 | 5.1059 | 5.3568 | 6.01 | 6.7404 | 7.3828 | 8.0978 | 8.5675 | 8.9973 | 9.2065 | 9.2384 | 9.3904 | 9.2726 | 8.8546 | 8.4477 | 8.3035 | 7.8528 | 7.4518 | 7.0975 | 6.6831 | 6.1248 | 5.7611 | -0.022799 | -0.025409 | -0.015893 | -0.044772 | -0.055666 | -0.047861 | -0.018066 | -0.054781 | -0.046617 | -0.058532 | -4.572e-05 | 0.0060975 | 0.021219 | 0.041164 | 0.17352 | 0.16163 | 0.19459 | 0.18281 | 0.059259 | 0.060321 | 0.052374 | 0.051442 | 0.035264 | 0.028176 | 59.3471 | 57.9612 | 56.7615 | 55.4805 | 54.7105 | 54.2004 | 53.5804 | 53.2068 | 55.4941 | 60.0134 | 65.4848 | 69.7454 | 72.5849 | 74.3001 | 75.4587 | 75.8034 | 74.8974 | 72.6231 | 69.8125 | 66.567 | 64.2434 | 62.6797 | 61.1187 | 59.9584 | 0.13631 | 0.13557 | 0.14655 | 0.14354 | 0.14207 | 0.13709 | 0.16143 | 0.15297 | 0.1817 | 0.18126 | 0.16378 | 0.15609 | 0.15339 | 0.16054 | 0.15067 | 0.13763 | 0.12947 | 0.12369 | 0.11482 | 0.14813 | 0.15542 | 0.15721 | 0.13415 | 0.14106
Portfolio Adjusted1-in-10AllOther2023December Monthly Peak | Portfolio Adjusted | 1-in-10 | All | Other | 2023 | December Monthly Peak | 12 | 5.565 | 5.4267 | 5.3086 | 5.3161 | 5.591 | 6.2894 | 7.2707 | 7.826 | 8.4081 | 8.6454 | 8.7222 | 8.5629 | 8.294 | 8.1817 | 7.8986 | 7.5946 | 7.5368 | 7.73 | 7.4572 | 7.243 | 6.9623 | 6.6174 | 6.1889 | 5.88 | -0.022679 | -0.025271 | -0.015895 | -0.045274 | -0.056442 | -0.048692 | -0.018596 | -0.05559 | -0.046344 | -0.056806 | -4.301e-05 | 0.0055661 | 0.018988 | 0.03622 | 0.14861 | 0.13943 | 0.175 | 0.1707 | 0.056412 | 0.058266 | 0.050672 | 0.049558 | 0.034595 | 0.0278 | 40.8062 | 40.1168 | 39.8359 | 39.3449 | 38.8974 | 38.3033 | 38.1232 | 37.9183 | 38.4872 | 41.2664 | 44.0508 | 46.6381 | 48.347 | 49.2045 | 49.6102 | 49.5941 | 48.8577 | 47.2635 | 45.5018 | 44.2307 | 43.251 | 42.2196 | 41.8085 | 41.3544 | 0.13602 | 0.13521 | 0.14686 | 0.14537 | 0.14428 | 0.13974 | 0.16638 | 0.15578 | 0.18158 | 0.17735 | 0.15638 | 0.14602 | 0.14256 | 0.14862 | 0.14105 | 0.13279 | 0.12818 | 0.12276 | 0.11443 | 0.14511 | 0.15187 | 0.15266 | 0.13233 | 0.13959
Portfolio Adjusted1-in-10AllOther2023Typical Event Day | Portfolio Adjusted | 1-in-10 | All | Other | 2023 | Typical Event Day | 8 | 6.2969 | 6.0693 | 5.888 | 5.8445 | 6.0913 | 6.7962 | 7.5863 | 8.5568 | 9.7264 | 10.6838 | 11.4323 | 11.7923 | 11.8342 | 12.0719 | 11.989 | 11.6091 | 10.9667 | 10.0652 | 9.2912 | 8.9366 | 8.7649 | 8.1226 | 7.3576 | 6.8294 | -0.01055 | -0.020271 | -0.011293 | -0.019798 | -0.036622 | -0.040206 | -0.048726 | -0.045407 | -0.051063 | -0.063224 | -0.046204 | -0.062921 | -0.046291 | -0.038445 | 0.15236 | 0.17299 | 0.1727 | 0.16231 | 0.048549 | 0.035576 | 0.026024 | 0.046564 | 0.039408 | 0.041227 | 75.6493 | 74.4101 | 73.1728 | 72.0908 | 71.1683 | 70.1016 | 69.3678 | 69.5541 | 72.654 | 77.8299 | 82.9053 | 87.0876 | 90.1696 | 92.2506 | 93.314 | 93.8205 | 93.768 | 93.0414 | 91.6218 | 89.2467 | 85.7894 | 82.5374 | 80.3159 | 78.5453 | 0.14374 | 0.14251 | 0.15496 | 0.15284 | 0.15067 | 0.14474 | 0.16925 | 0.16169 | 0.19525 | 0.19826 | 0.17939 | 0.16949 | 0.16408 | 0.17139 | 0.15995 | 0.14565 | 0.13494 | 0.12676 | 0.11795 | 0.15646 | 0.16721 | 0.16768 | 0.14414 | 0.15087
Portfolio Adjusted1-in-10AllOther2024January Monthly Peak | Portfolio Adjusted | 1-in-10 | All | Other | 2024 | January Monthly Peak | 1 | 5.8304 | 5.6935 | 5.571 | 5.5953 | 5.8921 | 6.6798 | 7.8873 | 8.5709 | 9.2 | 9.4163 | 9.4529 | 9.2322 | 8.9192 | 8.796 | 8.4552 | 8.1003 | 7.8742 | 8.1278 | 7.9291 | 7.7261 | 7.4206 | 7.0178 | 6.5482 | 6.2236 | -0.023802 | -0.026448 | -0.016599 | -0.047464 | -0.059173 | -0.051637 | -0.020168 | -0.061207 | -0.05097 | -0.062297 | -4.721e-05 | 0.0061094 | 0.020932 | 0.040096 | 0.15985 | 0.14925 | 0.18475 | 0.18065 | 0.061085 | 0.063127 | 0.054694 | 0.053235 | 0.037184 | 0.029725 | 37.4586 | 36.7032 | 36.1501 | 35.3393 | 34.8203 | 34.3307 | 33.8555 | 33.5581 | 34.1142 | 37.1908 | 40.5474 | 43.0605 | 44.7442 | 46.0088 | 47.0117 | 47.1905 | 46.9786 | 46.0131 | 44.1572 | 42.8058 | 41.6592 | 40.9948 | 40.1889 | 39.5164 | 0.14315 | 0.14187 | 0.1537 | 0.1527 | 0.15161 | 0.14852 | 0.18053 | 0.17126 | 0.19948 | 0.19433 | 0.17144 | 0.16001 | 0.15663 | 0.16363 | 0.15491 | 0.14523 | 0.13928 | 0.13308 | 0.12428 | 0.15737 | 0.16413 | 0.16423 | 0.14241 | 0.14942
Portfolio Adjusted1-in-10AllOther2024February Monthly Peak | Portfolio Adjusted | 1-in-10 | All | Other | 2024 | February Monthly Peak | 2 | 5.4764 | 5.3496 | 5.2146 | 5.2144 | 5.4841 | 6.1868 | 7.1675 | 7.7002 | 8.262 | 8.5286 | 8.7006 | 8.6771 | 8.5469 | 8.581 | 8.3816 | 8.0702 | 7.757 | 7.7159 | 7.6452 | 7.3468 | 7.0469 | 6.6645 | 6.1724 | 5.8497 | -0.022728 | -0.025314 | -0.015831 | -0.044967 | -0.056009 | -0.048535 | -0.0188 | -0.056213 | -0.04656 | -0.057246 | -4.3809e-05 | 0.0057448 | 0.019809 | 0.038248 | 0.15739 | 0.14778 | 0.1801 | 0.17121 | 0.057902 | 0.059485 | 0.051842 | 0.050909 | 0.035418 | 0.02846 | 45.6624 | 45.287 | 45.0592 | 44.6924 | 44.6036 | 43.8908 | 43.3993 | 43.5047 | 44.7204 | 48.0805 | 51.2163 | 53.6261 | 55.2813 | 56.251 | 56.9266 | 57.2412 | 56.8014 | 55.7881 | 53.6509 | 51.4358 | 49.8174 | 48.4388 | 47.3157 | 46.1083 | 0.13597 | 0.13513 | 0.14605 | 0.14418 | 0.14294 | 0.13893 | 0.16739 | 0.15655 | 0.18161 | 0.17782 | 0.15799 | 0.14875 | 0.14572 | 0.15253 | 0.14376 | 0.1335 | 0.1269 | 0.12166 | 0.1138 | 0.14659 | 0.15415 | 0.15582 | 0.13475 | 0.14245
Portfolio Adjusted1-in-10AllOther2024March Monthly Peak | Portfolio Adjusted | 1-in-10 | All | Other | 2024 | March Monthly Peak | 3 | 5.5308 | 5.3582 | 5.2082 | 5.1354 | 5.3659 | 5.9825 | 6.8432 | 7.4095 | 8.0435 | 8.4761 | 8.8934 | 9.1028 | 9.1425 | 9.3443 | 9.2873 | 8.9859 | 8.5213 | 7.9441 | 7.6362 | 7.6169 | 7.3688 | 6.9319 | 6.3392 | 5.9346 | -0.023231 | -0.02576 | -0.016134 | -0.044962 | -0.055614 | -0.047383 | -0.017991 | -0.054301 | -0.045863 | -0.057334 | -4.4903e-05 | 0.0060058 | 0.020935 | 0.04089 | 0.17368 | 0.16388 | 0.19605 | 0.1753 | 0.058278 | 0.061223 | 0.054143 | 0.053188 | 0.036553 | 0.029071 | 56.222 | 55.0201 | 54.205 | 53.2654 | 52.5236 | 51.6994 | 51.0513 | 51.5228 | 55.167 | 60.5874 | 65.8861 | 70.1998 | 73.0695 | 74.6996 | 75.5315 | 75.9365 | 75.5937 | 74.2132 | 71.5923 | 67.7582 | 64.3294 | 61.504 | 59.3512 | 57.7084 | 0.13868 | 0.1373 | 0.14864 | 0.14409 | 0.14191 | 0.13578 | 0.16075 | 0.15171 | 0.17898 | 0.17786 | 0.16114 | 0.15401 | 0.15163 | 0.15956 | 0.15027 | 0.13809 | 0.12947 | 0.12181 | 0.11359 | 0.14984 | 0.15993 | 0.16198 | 0.13859 | 0.14527
Portfolio Adjusted1-in-10AllOther2024April Monthly Peak | Portfolio Adjusted | 1-in-10 | All | Other | 2024 | April Monthly Peak | 4 | 5.6386 | 5.4532 | 5.2838 | 5.2015 | 5.4248 | 6.0395 | 6.803 | 7.5431 | 8.4268 | 9.1088 | 9.7154 | 10.062 | 10.2068 | 10.4814 | 10.4545 | 10.1151 | 9.5496 | 8.7782 | 8.1899 | 8.0553 | 7.8236 | 7.2751 | 6.585 | 6.1165 | -0.015096 | -0.021435 | -0.012606 | -0.028603 | -0.041801 | -0.040379 | -0.033553 | -0.046705 | -0.046435 | -0.057874 | -0.024771 | -0.031623 | -0.016656 | -0.003828 | 0.15559 | 0.16297 | 0.17631 | 0.16123 | 0.051546 | 0.045389 | 0.036738 | 0.047666 | 0.036555 | 0.034389 | 66.9383 | 65.4991 | 63.814 | 62.6174 | 61.4599 | 60.3385 | 59.7114 | 59.6799 | 63.1243 | 69.4381 | 75.727 | 80.9927 | 84.1759 | 86.2424 | 87.4875 | 88.1657 | 88.0223 | 87.3383 | 85.309 | 82.201 | 78.0573 | 74.3267 | 71.5592 | 69.8676 | 0.13054 | 0.12926 | 0.13957 | 0.13539 | 0.13332 | 0.12803 | 0.1524 | 0.14593 | 0.17455 | 0.17603 | 0.16072 | 0.15425 | 0.15258 | 0.16062 | 0.15134 | 0.13878 | 0.12979 | 0.12162 | 0.11276 | 0.14637 | 0.15459 | 0.15516 | 0.13194 | 0.1373
Portfolio Adjusted1-in-10AllOther2024May Monthly Peak | Portfolio Adjusted | 1-in-10 | All | Other | 2024 | May Monthly Peak | 5 | 5.7998 | 5.6154 | 5.4293 | 5.3627 | 5.5943 | 6.1892 | 6.8458 | 7.8698 | 8.9735 | 9.8015 | 10.4997 | 10.8583 | 10.9737 | 11.2208 | 11.1658 | 10.7626 | 10.1559 | 9.3239 | 8.6168 | 8.2563 | 8.1223 | 7.5602 | 6.8458 | 6.3493 | -0.01382 | -0.021105 | -0.01221 | -0.026289 | -0.040505 | -0.040313 | -0.037211 | -0.046937 | -0.048969 | -0.061195 | -0.03145 | -0.041253 | -0.025433 | -0.013561 | 0.1589 | 0.16958 | 0.17932 | 0.16502 | 0.051123 | 0.042619 | 0.033765 | 0.047435 | 0.037497 | 0.036416 | 71.2807 | 69.6009 | 68.2601 | 66.9058 | 65.5789 | 64.637 | 64.0826 | 64.5135 | 67.9384 | 73.4856 | 79.4078 | 83.6441 | 87.1043 | 89.4291 | 90.8563 | 91.4374 | 91.1365 | 90.4686 | 88.7714 | 86.3036 | 82.5408 | 78.4538 | 75.4961 | 72.67 | 0.13283 | 0.13204 | 0.14242 | 0.1392 | 0.13737 | 0.1317 | 0.15491 | 0.15101 | 0.18359 | 0.18625 | 0.16995 | 0.16211 | 0.15914 | 0.16668 | 0.15614 | 0.14187 | 0.13196 | 0.12356 | 0.11428 | 0.14814 | 0.15689 | 0.15802 | 0.13518 | 0.14101
Portfolio Adjusted1-in-10AllOther2024June Monthly Peak | Portfolio Adjusted | 1-in-10 | All | Other | 2024 | June Monthly Peak | 6 | 6.1294 | 5.9222 | 5.7357 | 5.6613 | 5.8825 | 6.4484 | 7.1504 | 8.2274 | 9.343 | 10.2346 | 10.9757 | 11.2782 | 11.3104 | 11.5434 | 11.4951 | 11.1712 | 10.5919 | 9.7419 | 9.0308 | 8.5671 | 8.454 | 7.9342 | 7.188 | 6.6778 | -0.013761 | -0.021684 | -0.012515 | -0.026221 | -0.041166 | -0.041323 | -0.039698 | -0.04724 | -0.049474 | -0.061744 | -0.033841 | -0.04416 | -0.027984 | -0.017006 | 0.16226 | 0.17506 | 0.18343 | 0.16957 | 0.050788 | 0.041482 | 0.032934 | 0.04814 | 0.038583 | 0.038091 | 73.8692 | 72.3458 | 71.2327 | 69.8487 | 69.0039 | 67.5079 | 66.6552 | 67.4641 | 71.5722 | 76.9878 | 82.0627 | 85.6981 | 88.2654 | 90.1403 | 91.4849 | 92.2326 | 92.6322 | 92.0937 | 90.8255 | 88.773 | 85.6348 | 81.7959 | 79.1821 | 77.263 | 0.13852 | 0.13773 | 0.14921 | 0.14595 | 0.14332 | 0.13666 | 0.15963 | 0.1541 | 0.18587 | 0.18861 | 0.17169 | 0.16165 | 0.15655 | 0.16373 | 0.15389 | 0.1415 | 0.13216 | 0.12389 | 0.11526 | 0.14931 | 0.15997 | 0.16196 | 0.13905 | 0.14574
Portfolio Adjusted1-in-10AllOther2024July Monthly Peak | Portfolio Adjusted | 1-in-10 | All | Other | 2024 | July Monthly Peak | 7 | 6.3388 | 6.1001 | 5.9183 | 5.8742 | 6.1139 | 6.7737 | 7.4843 | 8.5049 | 9.59 | 10.465 | 11.1507 | 11.4318 | 11.4494 | 11.6411 | 11.5702 | 11.2899 | 10.75 | 9.9183 | 9.2269 | 8.7748 | 8.6739 | 8.1422 | 7.3784 | 6.8556 | -0.011349 | -0.020611 | -0.011609 | -0.021439 | -0.037841 | -0.04054 | -0.046117 | -0.045089 | -0.049179 | -0.060606 | -0.041416 | -0.055565 | -0.039723 | -0.031409 | 0.15216 | 0.17073 | 0.17339 | 0.16296 | 0.048345 | 0.036334 | 0.027372 | 0.046783 | 0.039079 | 0.040443 | 75.6689 | 74.5768 | 73.4488 | 72.436 | 71.6033 | 70.6799 | 70.0193 | 70.3187 | 73.6435 | 78.6854 | 83.6146 | 87.4756 | 90.1178 | 91.93 | 92.814 | 93.0678 | 92.8938 | 92.2785 | 90.7672 | 88.5241 | 85.7107 | 82.6224 | 80.4019 | 78.8987 | 0.14253 | 0.1411 | 0.15358 | 0.15149 | 0.14904 | 0.14266 | 0.1652 | 0.1571 | 0.18737 | 0.18909 | 0.17057 | 0.16028 | 0.15521 | 0.16197 | 0.1521 | 0.14053 | 0.13159 | 0.12386 | 0.1157 | 0.15189 | 0.16333 | 0.16541 | 0.14216 | 0.14923
Portfolio Adjusted1-in-10AllOther2024August Monthly Peak | Portfolio Adjusted | 1-in-10 | All | Other | 2024 | August Monthly Peak | 8 | 6.3254 | 6.096 | 5.9132 | 5.8697 | 6.1171 | 6.8267 | 7.6246 | 8.6136 | 9.8058 | 10.7821 | 11.5425 | 11.9073 | 11.9512 | 12.1888 | 12.1029 | 11.7167 | 11.0662 | 10.1556 | 9.3674 | 9.0064 | 8.8248 | 8.172 | 7.3991 | 6.8648 | -0.0098417 | -0.019949 | -0.01101 | -0.018336 | -0.035467 | -0.039713 | -0.050416 | -0.044896 | -0.051363 | -0.063543 | -0.048974 | -0.06706 | -0.050324 | -0.043159 | 0.1503 | 0.17273 | 0.17065 | 0.16105 | 0.048082 | 0.034205 | 0.024474 | 0.046226 | 0.039563 | 0.041876 | 76.3135 | 75.2402 | 73.904 | 72.9186 | 71.9883 | 71.2451 | 70.5701 | 70.4183 | 73.1305 | 78.2539 | 82.9323 | 87.2222 | 90.4669 | 92.635 | 93.9428 | 94.2974 | 93.8704 | 93.0024 | 91.8186 | 89.6252 | 86.0748 | 83.1097 | 81.2264 | 79.3701 | 0.14497 | 0.14373 | 0.15629 | 0.15417 | 0.15198 | 0.14603 | 0.17083 | 0.1634 | 0.19761 | 0.20084 | 0.18174 | 0.17166 | 0.16614 | 0.17345 | 0.1617 | 0.14703 | 0.13604 | 0.12781 | 0.11895 | 0.15815 | 0.16894 | 0.16931 | 0.14549 | 0.15222
Portfolio Adjusted1-in-10AllOther2024September Monthly Peak | Portfolio Adjusted | 1-in-10 | All | Other | 2024 | September Monthly Peak | 9 | 6.3649 | 6.1359 | 5.941 | 5.9192 | 6.1869 | 6.9278 | 7.9095 | 8.8798 | 10.209 | 11.2367 | 12.0294 | 12.4012 | 12.4659 | 12.71 | 12.6068 | 12.139 | 11.4043 | 10.423 | 9.6345 | 9.4555 | 8.9553 | 8.2491 | 7.4585 | 6.9042 | -0.0070716 | -0.018745 | -0.0099007 | -0.012616 | -0.031211 | -0.03824 | -0.058597 | -0.044114 | -0.054836 | -0.067699 | -0.0629 | -0.087619 | -0.069826 | -0.065179 | 0.13944 | 0.17015 | 0.16024 | 0.15376 | 0.04758 | 0.029737 | 0.018595 | 0.045605 | 0.04065 | 0.044774 | 76.7454 | 75.4777 | 74.1056 | 73.16 | 72.0776 | 70.9736 | 70.2267 | 70.0151 | 72.2697 | 77.3926 | 83.0117 | 87.9544 | 91.8283 | 94.2971 | 95.0141 | 95.6842 | 95.6757 | 94.791 | 93.0758 | 90.0647 | 85.7375 | 82.6217 | 80.4532 | 78.6494 | 0.15143 | 0.14995 | 0.16262 | 0.1614 | 0.15959 | 0.15376 | 0.18201 | 0.17554 | 0.21632 | 0.22093 | 0.19975 | 0.18821 | 0.18168 | 0.18869 | 0.17402 | 0.1556 | 0.14191 | 0.13349 | 0.12476 | 0.17082 | 0.17961 | 0.17931 | 0.15329 | 0.15957
Portfolio Adjusted1-in-10AllOther2024October Monthly Peak | Portfolio Adjusted | 1-in-10 | All | Other | 2024 | October Monthly Peak | 10 | 5.6396 | 5.4674 | 5.2747 | 5.2306 | 5.4665 | 6.1376 | 7.1222 | 7.7969 | 8.6628 | 9.4507 | 10.1333 | 10.5337 | 10.7261 | 10.9975 | 10.9407 | 10.5459 | 9.942 | 9.2448 | 8.7679 | 8.3809 | 7.8712 | 7.2917 | 6.5984 | 6.1471 | -0.012234 | -0.019688 | -0.011222 | -0.02324 | -0.037274 | -0.038433 | -0.039263 | -0.044768 | -0.046639 | -0.058077 | -0.032879 | -0.043855 | -0.029111 | -0.018797 | 0.15169 | 0.1639 | 0.17044 | 0.15985 | 0.049854 | 0.039525 | 0.030113 | 0.044398 | 0.035502 | 0.035346 | 72.3699 | 71.1714 | 70.0161 | 68.6305 | 67.5808 | 66.5199 | 66.0874 | 65.6425 | 66.4217 | 71.1974 | 76.8722 | 81.7312 | 85.1822 | 87.6477 | 88.8525 | 89.1594 | 88.5436 | 87.0763 | 84.5621 | 81.3541 | 78.1577 | 75.7979 | 73.933 | 72.4087 | 0.12745 | 0.12694 | 0.13629 | 0.13395 | 0.13255 | 0.12883 | 0.15557 | 0.14816 | 0.1765 | 0.17887 | 0.16254 | 0.15547 | 0.15377 | 0.16134 | 0.15149 | 0.13865 | 0.12979 | 0.1234 | 0.11431 | 0.14573 | 0.15135 | 0.15138 | 0.12895 | 0.13502
Portfolio Adjusted1-in-10AllOther2024November Monthly Peak | Portfolio Adjusted | 1-in-10 | All | Other | 2024 | November Monthly Peak | 11 | 5.4175 | 5.2736 | 5.1311 | 5.1059 | 5.3568 | 6.01 | 6.7404 | 7.3828 | 8.0978 | 8.5675 | 8.9973 | 9.2065 | 9.2384 | 9.3904 | 9.2726 | 8.8546 | 8.4477 | 8.3035 | 7.8528 | 7.4518 | 7.0975 | 6.6831 | 6.1248 | 5.7611 | -0.022799 | -0.025409 | -0.015893 | -0.044772 | -0.055666 | -0.047861 | -0.018066 | -0.054781 | -0.046617 | -0.058532 | -4.572e-05 | 0.0060975 | 0.021219 | 0.041164 | 0.17352 | 0.16163 | 0.19459 | 0.18281 | 0.059259 | 0.060321 | 0.052374 | 0.051442 | 0.035264 | 0.028176 | 59.3471 | 57.9612 | 56.7615 | 55.4805 | 54.7105 | 54.2004 | 53.5804 | 53.2068 | 55.4941 | 60.0134 | 65.4848 | 69.7454 | 72.5849 | 74.3001 | 75.4587 | 75.8034 | 74.8974 | 72.6231 | 69.8125 | 66.567 | 64.2434 | 62.6797 | 61.1187 | 59.9584 | 0.13631 | 0.13557 | 0.14655 | 0.14354 | 0.14207 | 0.13709 | 0.16143 | 0.15297 | 0.1817 | 0.18126 | 0.16378 | 0.15609 | 0.15339 | 0.16054 | 0.15067 | 0.13763 | 0.12947 | 0.12369 | 0.11482 | 0.14813 | 0.15542 | 0.15721 | 0.13415 | 0.14106
Portfolio Adjusted1-in-10AllOther2024December Monthly Peak | Portfolio Adjusted | 1-in-10 | All | Other | 2024 | December Monthly Peak | 12 | 5.565 | 5.4267 | 5.3086 | 5.3161 | 5.591 | 6.2894 | 7.2707 | 7.826 | 8.4081 | 8.6454 | 8.7222 | 8.5629 | 8.294 | 8.1817 | 7.8986 | 7.5946 | 7.5368 | 7.73 | 7.4572 | 7.243 | 6.9623 | 6.6174 | 6.1889 | 5.88 | -0.022679 | -0.025271 | -0.015895 | -0.045274 | -0.056442 | -0.048692 | -0.018596 | -0.05559 | -0.046344 | -0.056806 | -4.301e-05 | 0.0055661 | 0.018988 | 0.03622 | 0.14861 | 0.13943 | 0.175 | 0.1707 | 0.056412 | 0.058266 | 0.050672 | 0.049558 | 0.034595 | 0.0278 | 40.8062 | 40.1168 | 39.8359 | 39.3449 | 38.8974 | 38.3033 | 38.1232 | 37.9183 | 38.4872 | 41.2664 | 44.0508 | 46.6381 | 48.347 | 49.2045 | 49.6102 | 49.5941 | 48.8577 | 47.2635 | 45.5018 | 44.2307 | 43.251 | 42.2196 | 41.8085 | 41.3544 | 0.13602 | 0.13521 | 0.14686 | 0.14537 | 0.14428 | 0.13974 | 0.16638 | 0.15578 | 0.18158 | 0.17735 | 0.15638 | 0.14602 | 0.14256 | 0.14862 | 0.14105 | 0.13279 | 0.12818 | 0.12276 | 0.11443 | 0.14511 | 0.15187 | 0.15266 | 0.13233 | 0.13959
Portfolio Adjusted1-in-10AllOther2024Typical Event Day | Portfolio Adjusted | 1-in-10 | All | Other | 2024 | Typical Event Day | 8 | 6.2969 | 6.0693 | 5.888 | 5.8445 | 6.0913 | 6.7962 | 7.5863 | 8.5568 | 9.7264 | 10.6838 | 11.4323 | 11.7923 | 11.8342 | 12.0719 | 11.989 | 11.6091 | 10.9667 | 10.0652 | 9.2912 | 8.9366 | 8.7649 | 8.1226 | 7.3576 | 6.8294 | -0.01055 | -0.020271 | -0.011293 | -0.019798 | -0.036622 | -0.040206 | -0.048726 | -0.045407 | -0.051063 | -0.063224 | -0.046204 | -0.062921 | -0.046291 | -0.038445 | 0.15236 | 0.17299 | 0.1727 | 0.16231 | 0.048549 | 0.035576 | 0.026024 | 0.046564 | 0.039408 | 0.041227 | 75.6493 | 74.4101 | 73.1728 | 72.0908 | 71.1683 | 70.1016 | 69.3678 | 69.5541 | 72.654 | 77.8299 | 82.9053 | 87.0876 | 90.1696 | 92.2506 | 93.314 | 93.8205 | 93.768 | 93.0414 | 91.6218 | 89.2467 | 85.7894 | 82.5374 | 80.3159 | 78.5453 | 0.14374 | 0.14251 | 0.15496 | 0.15284 | 0.15067 | 0.14474 | 0.16925 | 0.16169 | 0.19525 | 0.19826 | 0.17939 | 0.16949 | 0.16408 | 0.17139 | 0.15995 | 0.14565 | 0.13494 | 0.12676 | 0.11795 | 0.15646 | 0.16721 | 0.16768 | 0.14414 | 0.15087
Portfolio Adjusted1-in-10AllOther2025January Monthly Peak | Portfolio Adjusted | 1-in-10 | All | Other | 2025 | January Monthly Peak | 1 | 5.8304 | 5.6935 | 5.571 | 5.5953 | 5.8921 | 6.6798 | 7.8873 | 8.5709 | 9.2 | 9.4163 | 9.4529 | 9.2322 | 8.9192 | 8.796 | 8.4552 | 8.1003 | 7.8742 | 8.1278 | 7.9291 | 7.7261 | 7.4206 | 7.0178 | 6.5482 | 6.2236 | -0.023802 | -0.026448 | -0.016599 | -0.047464 | -0.059173 | -0.051637 | -0.020168 | -0.061207 | -0.05097 | -0.062297 | -4.721e-05 | 0.0061094 | 0.020932 | 0.040096 | 0.15985 | 0.14925 | 0.18475 | 0.18065 | 0.061085 | 0.063127 | 0.054694 | 0.053235 | 0.037184 | 0.029725 | 37.4586 | 36.7032 | 36.1501 | 35.3393 | 34.8203 | 34.3307 | 33.8555 | 33.5581 | 34.1142 | 37.1908 | 40.5474 | 43.0605 | 44.7442 | 46.0088 | 47.0117 | 47.1905 | 46.9786 | 46.0131 | 44.1573 | 42.8058 | 41.6592 | 40.9948 | 40.1889 | 39.5164 | 0.14315 | 0.14187 | 0.1537 | 0.1527 | 0.15161 | 0.14852 | 0.18053 | 0.17126 | 0.19948 | 0.19433 | 0.17144 | 0.16001 | 0.15663 | 0.16363 | 0.15491 | 0.14523 | 0.13928 | 0.13308 | 0.12428 | 0.15737 | 0.16413 | 0.16423 | 0.14241 | 0.14942
Portfolio Adjusted1-in-10AllOther2025February Monthly Peak | Portfolio Adjusted | 1-in-10 | All | Other | 2025 | February Monthly Peak | 2 | 5.4764 | 5.3496 | 5.2146 | 5.2144 | 5.4841 | 6.1868 | 7.1675 | 7.7002 | 8.262 | 8.5286 | 8.7006 | 8.6771 | 8.5469 | 8.581 | 8.3816 | 8.0702 | 7.757 | 7.7159 | 7.6452 | 7.3468 | 7.0469 | 6.6645 | 6.1724 | 5.8497 | -0.022728 | -0.025314 | -0.015831 | -0.044967 | -0.056009 | -0.048535 | -0.0188 | -0.056213 | -0.04656 | -0.057246 | -4.3809e-05 | 0.0057448 | 0.019809 | 0.038248 | 0.15739 | 0.14778 | 0.1801 | 0.17121 | 0.057902 | 0.059485 | 0.051842 | 0.050909 | 0.035418 | 0.02846 | 45.6624 | 45.287 | 45.0592 | 44.6924 | 44.6036 | 43.8908 | 43.3993 | 43.5047 | 44.7204 | 48.0805 | 51.2163 | 53.6261 | 55.2813 | 56.251 | 56.9266 | 57.2412 | 56.8014 | 55.7881 | 53.6509 | 51.4358 | 49.8174 | 48.4388 | 47.3157 | 46.1083 | 0.13597 | 0.13513 | 0.14605 | 0.14418 | 0.14294 | 0.13893 | 0.16739 | 0.15655 | 0.18161 | 0.17782 | 0.15799 | 0.14875 | 0.14572 | 0.15253 | 0.14376 | 0.1335 | 0.1269 | 0.12166 | 0.1138 | 0.14659 | 0.15415 | 0.15582 | 0.13475 | 0.14245
Portfolio Adjusted1-in-10AllOther2025March Monthly Peak | Portfolio Adjusted | 1-in-10 | All | Other | 2025 | March Monthly Peak | 3 | 5.5308 | 5.3582 | 5.2082 | 5.1354 | 5.3659 | 5.9825 | 6.8432 | 7.4095 | 8.0435 | 8.4761 | 8.8934 | 9.1028 | 9.1425 | 9.3443 | 9.2873 | 8.9859 | 8.5213 | 7.9441 | 7.6362 | 7.6169 | 7.3688 | 6.9319 | 6.3392 | 5.9346 | -0.023231 | -0.02576 | -0.016134 | -0.044962 | -0.055614 | -0.047383 | -0.017991 | -0.054301 | -0.045863 | -0.057334 | -4.4903e-05 | 0.0060058 | 0.020935 | 0.04089 | 0.17368 | 0.16388 | 0.19605 | 0.1753 | 0.058278 | 0.061223 | 0.054143 | 0.053188 | 0.036553 | 0.029071 | 56.222 | 55.0201 | 54.205 | 53.2654 | 52.5236 | 51.6994 | 51.0513 | 51.5228 | 55.167 | 60.5874 | 65.8861 | 70.1998 | 73.0695 | 74.6996 | 75.5315 | 75.9365 | 75.5937 | 74.2132 | 71.5923 | 67.7582 | 64.3294 | 61.504 | 59.3512 | 57.7084 | 0.13868 | 0.1373 | 0.14864 | 0.14409 | 0.14191 | 0.13578 | 0.16075 | 0.15171 | 0.17898 | 0.17786 | 0.16114 | 0.15401 | 0.15163 | 0.15956 | 0.15027 | 0.13809 | 0.12947 | 0.12181 | 0.11359 | 0.14984 | 0.15993 | 0.16198 | 0.13859 | 0.14527
Portfolio Adjusted1-in-10AllOther2025April Monthly Peak | Portfolio Adjusted | 1-in-10 | All | Other | 2025 | April Monthly Peak | 4 | 5.6386 | 5.4532 | 5.2838 | 5.2015 | 5.4248 | 6.0395 | 6.803 | 7.5431 | 8.4268 | 9.1088 | 9.7154 | 10.062 | 10.2068 | 10.4814 | 10.4545 | 10.1151 | 9.5496 | 8.7782 | 8.1899 | 8.0553 | 7.8236 | 7.2751 | 6.585 | 6.1165 | -0.015096 | -0.021435 | -0.012606 | -0.028603 | -0.041801 | -0.040379 | -0.033553 | -0.046705 | -0.046435 | -0.057874 | -0.024771 | -0.031623 | -0.016656 | -0.003828 | 0.15559 | 0.16297 | 0.17631 | 0.16123 | 0.051546 | 0.045389 | 0.036738 | 0.047666 | 0.036555 | 0.034389 | 66.9383 | 65.4991 | 63.814 | 62.6174 | 61.4599 | 60.3384 | 59.7114 | 59.6799 | 63.1243 | 69.4381 | 75.727 | 80.9927 | 84.1759 | 86.2424 | 87.4875 | 88.1657 | 88.0223 | 87.3383 | 85.3089 | 82.201 | 78.0573 | 74.3267 | 71.5592 | 69.8676 | 0.13054 | 0.12926 | 0.13957 | 0.13539 | 0.13332 | 0.12803 | 0.1524 | 0.14593 | 0.17455 | 0.17603 | 0.16072 | 0.15425 | 0.15258 | 0.16062 | 0.15134 | 0.13878 | 0.12979 | 0.12162 | 0.11276 | 0.14637 | 0.15459 | 0.15516 | 0.13194 | 0.1373
Portfolio Adjusted1-in-10AllOther2025May Monthly Peak | Portfolio Adjusted | 1-in-10 | All | Other | 2025 | May Monthly Peak | 5 | 5.7998 | 5.6154 | 5.4293 | 5.3627 | 5.5943 | 6.1892 | 6.8458 | 7.8698 | 8.9735 | 9.8015 | 10.4997 | 10.8583 | 10.9737 | 11.2208 | 11.1658 | 10.7626 | 10.1559 | 9.3239 | 8.6168 | 8.2563 | 8.1223 | 7.5602 | 6.8458 | 6.3493 | -0.01382 | -0.021105 | -0.01221 | -0.026289 | -0.040505 | -0.040313 | -0.037211 | -0.046937 | -0.048969 | -0.061195 | -0.03145 | -0.041253 | -0.025433 | -0.013561 | 0.1589 | 0.16958 | 0.17932 | 0.16502 | 0.051123 | 0.042619 | 0.033765 | 0.047435 | 0.037497 | 0.036416 | 71.2807 | 69.6009 | 68.2601 | 66.9058 | 65.5789 | 64.637 | 64.0826 | 64.5135 | 67.9384 | 73.4856 | 79.4078 | 83.6441 | 87.1043 | 89.4291 | 90.8563 | 91.4374 | 91.1365 | 90.4686 | 88.7714 | 86.3036 | 82.5408 | 78.4538 | 75.4961 | 72.67 | 0.13283 | 0.13204 | 0.14242 | 0.1392 | 0.13737 | 0.1317 | 0.15491 | 0.15101 | 0.18359 | 0.18625 | 0.16995 | 0.16211 | 0.15914 | 0.16668 | 0.15614 | 0.14187 | 0.13196 | 0.12356 | 0.11428 | 0.14814 | 0.15689 | 0.15802 | 0.13518 | 0.14101
Portfolio Adjusted1-in-10AllOther2025June Monthly Peak | Portfolio Adjusted | 1-in-10 | All | Other | 2025 | June Monthly Peak | 6 | 6.1294 | 5.9222 | 5.7357 | 5.6613 | 5.8825 | 6.4484 | 7.1504 | 8.2274 | 9.343 | 10.2346 | 10.9757 | 11.2782 | 11.3104 | 11.5434 | 11.4951 | 11.1712 | 10.5919 | 9.7419 | 9.0308 | 8.5671 | 8.454 | 7.9342 | 7.188 | 6.6778 | -0.013761 | -0.021684 | -0.012515 | -0.026221 | -0.041166 | -0.041323 | -0.039698 | -0.04724 | -0.049474 | -0.061744 | -0.033841 | -0.04416 | -0.027984 | -0.017006 | 0.16226 | 0.17506 | 0.18343 | 0.16957 | 0.050788 | 0.041482 | 0.032934 | 0.04814 | 0.038583 | 0.038091 | 73.8692 | 72.3458 | 71.2327 | 69.8487 | 69.0039 | 67.5079 | 66.6552 | 67.4641 | 71.5722 | 76.9878 | 82.0627 | 85.6981 | 88.2654 | 90.1403 | 91.4849 | 92.2326 | 92.6322 | 92.0937 | 90.8255 | 88.773 | 85.6348 | 81.7959 | 79.1821 | 77.263 | 0.13852 | 0.13773 | 0.14921 | 0.14595 | 0.14332 | 0.13666 | 0.15963 | 0.1541 | 0.18587 | 0.18861 | 0.17169 | 0.16165 | 0.15655 | 0.16373 | 0.15389 | 0.1415 | 0.13216 | 0.12389 | 0.11526 | 0.14931 | 0.15997 | 0.16196 | 0.13905 | 0.14574
Portfolio Adjusted1-in-10AllOther2025July Monthly Peak | Portfolio Adjusted | 1-in-10 | All | Other | 2025 | July Monthly Peak | 7 | 6.3388 | 6.1001 | 5.9183 | 5.8742 | 6.1139 | 6.7737 | 7.4843 | 8.5049 | 9.59 | 10.465 | 11.1507 | 11.4318 | 11.4494 | 11.6411 | 11.5702 | 11.2899 | 10.75 | 9.9183 | 9.2269 | 8.7748 | 8.6739 | 8.1422 | 7.3784 | 6.8556 | -0.011349 | -0.020611 | -0.011609 | -0.021439 | -0.037841 | -0.04054 | -0.046117 | -0.045089 | -0.049179 | -0.060606 | -0.041416 | -0.055565 | -0.039723 | -0.031409 | 0.15216 | 0.17073 | 0.17339 | 0.16296 | 0.048345 | 0.036334 | 0.027372 | 0.046783 | 0.039079 | 0.040443 | 75.6689 | 74.5768 | 73.4488 | 72.436 | 71.6033 | 70.6799 | 70.0193 | 70.3187 | 73.6435 | 78.6854 | 83.6146 | 87.4756 | 90.1178 | 91.93 | 92.814 | 93.0678 | 92.8938 | 92.2785 | 90.7672 | 88.5241 | 85.7107 | 82.6224 | 80.4019 | 78.8987 | 0.14253 | 0.1411 | 0.15358 | 0.15149 | 0.14904 | 0.14266 | 0.1652 | 0.1571 | 0.18737 | 0.18909 | 0.17057 | 0.16028 | 0.15521 | 0.16197 | 0.1521 | 0.14053 | 0.13159 | 0.12386 | 0.1157 | 0.15189 | 0.16333 | 0.16541 | 0.14216 | 0.14923
Portfolio Adjusted1-in-10AllOther2025August Monthly Peak | Portfolio Adjusted | 1-in-10 | All | Other | 2025 | August Monthly Peak | 8 | 6.3254 | 6.096 | 5.9132 | 5.8697 | 6.1171 | 6.8267 | 7.6246 | 8.6136 | 9.8058 | 10.7821 | 11.5425 | 11.9073 | 11.9512 | 12.1888 | 12.1029 | 11.7167 | 11.0662 | 10.1556 | 9.3674 | 9.0064 | 8.8248 | 8.172 | 7.3991 | 6.8648 | -0.0098417 | -0.019949 | -0.01101 | -0.018336 | -0.035467 | -0.039713 | -0.050416 | -0.044896 | -0.051363 | -0.063543 | -0.048974 | -0.067061 | -0.050324 | -0.043159 | 0.1503 | 0.17273 | 0.17065 | 0.16105 | 0.048082 | 0.034205 | 0.024474 | 0.046226 | 0.039563 | 0.041876 | 76.3135 | 75.2402 | 73.904 | 72.9186 | 71.9883 | 71.2451 | 70.5701 | 70.4183 | 73.1304 | 78.2539 | 82.9323 | 87.2222 | 90.4669 | 92.635 | 93.9428 | 94.2974 | 93.8704 | 93.0024 | 91.8186 | 89.6252 | 86.0748 | 83.1097 | 81.2264 | 79.3701 | 0.14497 | 0.14373 | 0.15629 | 0.15417 | 0.15198 | 0.14603 | 0.17083 | 0.1634 | 0.19761 | 0.20084 | 0.18174 | 0.17166 | 0.16614 | 0.17345 | 0.1617 | 0.14703 | 0.13604 | 0.12781 | 0.11895 | 0.15815 | 0.16894 | 0.16931 | 0.14549 | 0.15222
Portfolio Adjusted1-in-10AllOther2025September Monthly Peak | Portfolio Adjusted | 1-in-10 | All | Other | 2025 | September Monthly Peak | 9 | 6.3649 | 6.1359 | 5.941 | 5.9192 | 6.1869 | 6.9278 | 7.9095 | 8.8798 | 10.209 | 11.2367 | 12.0294 | 12.4012 | 12.4659 | 12.71 | 12.6068 | 12.139 | 11.4043 | 10.423 | 9.6345 | 9.4555 | 8.9553 | 8.2491 | 7.4585 | 6.9042 | -0.0070716 | -0.018745 | -0.0099007 | -0.012616 | -0.031211 | -0.03824 | -0.058597 | -0.044114 | -0.054836 | -0.067699 | -0.0629 | -0.087619 | -0.069826 | -0.065179 | 0.13944 | 0.17015 | 0.16024 | 0.15376 | 0.04758 | 0.029737 | 0.018595 | 0.045605 | 0.04065 | 0.044774 | 76.7454 | 75.4777 | 74.1056 | 73.16 | 72.0776 | 70.9737 | 70.2267 | 70.0151 | 72.2697 | 77.3926 | 83.0117 | 87.9544 | 91.8283 | 94.2971 | 95.0141 | 95.6842 | 95.6757 | 94.791 | 93.0758 | 90.0647 | 85.7375 | 82.6217 | 80.4532 | 78.6494 | 0.15143 | 0.14995 | 0.16262 | 0.1614 | 0.15959 | 0.15376 | 0.18201 | 0.17554 | 0.21632 | 0.22093 | 0.19975 | 0.18821 | 0.18168 | 0.18869 | 0.17402 | 0.1556 | 0.14191 | 0.13349 | 0.12476 | 0.17082 | 0.17961 | 0.17931 | 0.15329 | 0.15957
Portfolio Adjusted1-in-10AllOther2025October Monthly Peak | Portfolio Adjusted | 1-in-10 | All | Other | 2025 | October Monthly Peak | 10 | 5.6396 | 5.4674 | 5.2747 | 5.2306 | 5.4665 | 6.1376 | 7.1222 | 7.7969 | 8.6628 | 9.4507 | 10.1333 | 10.5337 | 10.7261 | 10.9975 | 10.9407 | 10.5459 | 9.942 | 9.2448 | 8.7679 | 8.3809 | 7.8712 | 7.2917 | 6.5984 | 6.1471 | -0.012234 | -0.019688 | -0.011222 | -0.02324 | -0.037274 | -0.038433 | -0.039263 | -0.044768 | -0.046639 | -0.058077 | -0.032879 | -0.043855 | -0.029111 | -0.018797 | 0.15169 | 0.1639 | 0.17044 | 0.15985 | 0.049854 | 0.039525 | 0.030113 | 0.044398 | 0.035502 | 0.035346 | 72.3699 | 71.1714 | 70.0161 | 68.6305 | 67.5808 | 66.5199 | 66.0874 | 65.6425 | 66.4217 | 71.1974 | 76.8722 | 81.7312 | 85.1822 | 87.6477 | 88.8525 | 89.1594 | 88.5436 | 87.0763 | 84.5621 | 81.3541 | 78.1577 | 75.7979 | 73.933 | 72.4087 | 0.12745 | 0.12694 | 0.13629 | 0.13395 | 0.13255 | 0.12883 | 0.15557 | 0.14816 | 0.1765 | 0.17887 | 0.16254 | 0.15547 | 0.15377 | 0.16134 | 0.15149 | 0.13865 | 0.12979 | 0.1234 | 0.11431 | 0.14573 | 0.15135 | 0.15138 | 0.12895 | 0.13502
Portfolio Adjusted1-in-10AllOther2025November Monthly Peak | Portfolio Adjusted | 1-in-10 | All | Other | 2025 | November Monthly Peak | 11 | 5.4175 | 5.2736 | 5.1311 | 5.1059 | 5.3568 | 6.01 | 6.7404 | 7.3828 | 8.0978 | 8.5675 | 8.9973 | 9.2065 | 9.2384 | 9.3904 | 9.2726 | 8.8546 | 8.4477 | 8.3035 | 7.8528 | 7.4518 | 7.0975 | 6.6831 | 6.1248 | 5.7611 | -0.022799 | -0.025409 | -0.015893 | -0.044772 | -0.055666 | -0.047861 | -0.018066 | -0.054781 | -0.046617 | -0.058532 | -4.572e-05 | 0.0060975 | 0.021219 | 0.041164 | 0.17352 | 0.16163 | 0.19459 | 0.18281 | 0.059259 | 0.060321 | 0.052374 | 0.051442 | 0.035264 | 0.028176 | 59.3471 | 57.9612 | 56.7615 | 55.4805 | 54.7105 | 54.2004 | 53.5804 | 53.2068 | 55.4941 | 60.0134 | 65.4848 | 69.7454 | 72.5849 | 74.3001 | 75.4587 | 75.8034 | 74.8974 | 72.6231 | 69.8125 | 66.567 | 64.2434 | 62.6797 | 61.1187 | 59.9584 | 0.13631 | 0.13557 | 0.14655 | 0.14354 | 0.14207 | 0.13709 | 0.16143 | 0.15297 | 0.1817 | 0.18126 | 0.16378 | 0.15609 | 0.15339 | 0.16054 | 0.15067 | 0.13763 | 0.12947 | 0.12369 | 0.11482 | 0.14813 | 0.15542 | 0.15721 | 0.13415 | 0.14106
Portfolio Adjusted1-in-10AllOther2025December Monthly Peak | Portfolio Adjusted | 1-in-10 | All | Other | 2025 | December Monthly Peak | 12 | 5.565 | 5.4267 | 5.3086 | 5.3161 | 5.591 | 6.2894 | 7.2707 | 7.826 | 8.4081 | 8.6454 | 8.7222 | 8.5629 | 8.294 | 8.1817 | 7.8986 | 7.5946 | 7.5368 | 7.73 | 7.4572 | 7.243 | 6.9623 | 6.6174 | 6.1889 | 5.88 | -0.022679 | -0.025271 | -0.015895 | -0.045274 | -0.056442 | -0.048692 | -0.018596 | -0.05559 | -0.046344 | -0.056806 | -4.301e-05 | 0.0055661 | 0.018988 | 0.03622 | 0.14861 | 0.13943 | 0.175 | 0.1707 | 0.056412 | 0.058266 | 0.050672 | 0.049558 | 0.034595 | 0.0278 | 40.8062 | 40.1168 | 39.8359 | 39.3449 | 38.8974 | 38.3033 | 38.1232 | 37.9183 | 38.4872 | 41.2664 | 44.0508 | 46.6381 | 48.347 | 49.2045 | 49.6102 | 49.5941 | 48.8577 | 47.2635 | 45.5018 | 44.2307 | 43.251 | 42.2196 | 41.8085 | 41.3544 | 0.13602 | 0.13521 | 0.14686 | 0.14537 | 0.14428 | 0.13974 | 0.16638 | 0.15578 | 0.18158 | 0.17735 | 0.15638 | 0.14602 | 0.14256 | 0.14862 | 0.14105 | 0.13279 | 0.12818 | 0.12276 | 0.11443 | 0.14511 | 0.15187 | 0.15266 | 0.13233 | 0.13959
Portfolio Adjusted1-in-10AllOther2025Typical Event Day | Portfolio Adjusted | 1-in-10 | All | Other | 2025 | Typical Event Day | 8 | 6.2969 | 6.0693 | 5.888 | 5.8445 | 6.0913 | 6.7962 | 7.5863 | 8.5568 | 9.7264 | 10.6838 | 11.4323 | 11.7923 | 11.8342 | 12.0719 | 11.989 | 11.6091 | 10.9667 | 10.0652 | 9.2912 | 8.9366 | 8.7649 | 8.1226 | 7.3576 | 6.8294 | -0.01055 | -0.020271 | -0.011293 | -0.019798 | -0.036622 | -0.040206 | -0.048726 | -0.045407 | -0.051063 | -0.063224 | -0.046204 | -0.062921 | -0.046291 | -0.038445 | 0.15236 | 0.17299 | 0.1727 | 0.16231 | 0.048549 | 0.035576 | 0.026024 | 0.046564 | 0.039408 | 0.041227 | 75.6493 | 74.4101 | 73.1728 | 72.0908 | 71.1683 | 70.1016 | 69.3678 | 69.5541 | 72.654 | 77.8299 | 82.9053 | 87.0876 | 90.1696 | 92.2506 | 93.314 | 93.8205 | 93.768 | 93.0414 | 91.6218 | 89.2467 | 85.7894 | 82.5374 | 80.3159 | 78.5453 | 0.14374 | 0.14251 | 0.15496 | 0.15284 | 0.15067 | 0.14474 | 0.16925 | 0.16169 | 0.19525 | 0.19826 | 0.17939 | 0.16949 | 0.16408 | 0.17139 | 0.15995 | 0.14565 | 0.13494 | 0.12676 | 0.11795 | 0.15646 | 0.16721 | 0.16768 | 0.14414 | 0.15087
Portfolio Adjusted1-in-2AllOther2015January Monthly Peak | Portfolio Adjusted | 1-in-2 | All | Other | 2015 | January Monthly Peak | 1 | 133.5742 | 130.6788 | 126.3188 | 126.2565 | 133.9717 | 155.7103 | 186.8311 | 204.5831 | 210.6132 | 210.6863 | 212.0057 | 209.1194 | 204.961 | 206.2277 | 198.9028 | 188.5726 | 178.7983 | 176.299 | 173.1891 | 167.7568 | 162.3177 | 155.7539 | 147.4032 | 142.4138 | -0.95565 | -1.0632 | -0.66603 | -1.8973 | -2.3642 | -2.0549 | -0.79874 | -2.4024 | -1.993 | -2.4419 | -0.0018597 | 0.24238 | 0.83316 | 1.603 | 4.079 | 3.7208 | 5.129 | 4.7489 | 2.4376 | 2.5114 | 2.184 | 2.1374 | 1.49 | 1.195 | 45.5071 | 44.8603 | 44.2453 | 43.5965 | 43.2469 | 43.1315 | 43.0956 | 42.9399 | 43.3694 | 45.4732 | 48.6713 | 51.4711 | 53.3843 | 54.718 | 55.6814 | 56.2859 | 56.1729 | 54.7694 | 52.7216 | 51.2619 | 50.0683 | 49.0877 | 48.2261 | 47.3534 | 5.5235 | 5.508 | 5.9942 | 5.9337 | 5.8614 | 5.6513 | 6.7443 | 6.2485 | 7.3399 | 7.1437 | 6.2015 | 5.6679 | 5.316 | 5.3563 | 4.6199 | 3.8366 | 3.2632 | 3.3979 | 3.3907 | 5.6034 | 6.0595 | 6.2152 | 5.4186 | 5.8239
Portfolio Adjusted1-in-2AllOther2015February Monthly Peak | Portfolio Adjusted | 1-in-2 | All | Other | 2015 | February Monthly Peak | 2 | 131.8693 | 129.101 | 124.6612 | 124.3548 | 131.9145 | 153.0084 | 183.1522 | 199.7296 | 205.3605 | 205.8736 | 207.8135 | 205.819 | 202.1374 | 203.8725 | 197.0353 | 186.7865 | 176.8828 | 174.1471 | 170.7616 | 165.0964 | 159.9891 | 153.8924 | 145.4514 | 140.7224 | -0.94345 | -1.0504 | -0.65729 | -1.8687 | -2.3279 | -2.0192 | -0.78301 | -2.3454 | -1.9433 | -2.3861 | -0.0018229 | 0.23855 | 0.82169 | 1.5847 | 4.0407 | 3.6856 | 5.0741 | 4.691 | 2.4034 | 2.4715 | 2.1527 | 2.1118 | 1.4703 | 1.1808 | 49.56 | 49.1471 | 48.8118 | 48.3715 | 47.9816 | 47.7561 | 47.5672 | 47.4323 | 47.9986 | 49.8042 | 51.8124 | 53.706 | 54.4014 | 54.5413 | 54.5449 | 54.035 | 53.8104 | 52.9992 | 51.6756 | 50.5943 | 49.6016 | 48.8041 | 47.4276 | 46.4301 | 5.453 | 5.4415 | 5.9156 | 5.8443 | 5.7714 | 5.5532 | 6.6115 | 6.1002 | 7.1569 | 6.9805 | 6.0788 | 5.5785 | 5.2428 | 5.2952 | 4.5765 | 3.8002 | 3.2282 | 3.3564 | 3.3431 | 5.5145 | 5.9726 | 6.1409 | 5.3469 | 5.7547
Portfolio Adjusted1-in-2AllOther2015March Monthly Peak | Portfolio Adjusted | 1-in-2 | All | Other | 2015 | March Monthly Peak | 3 | 136.8637 | 133.141 | 129.2258 | 127.1413 | 134.1472 | 153.7026 | 181.238 | 199.691 | 207.4907 | 207.8567 | 211.5525 | 210.7086 | 207.271 | 210.1085 | 204.3604 | 194.3998 | 183.4546 | 173.4921 | 170.4794 | 169.9611 | 167.4565 | 161.0612 | 151.5044 | 145.1454 | -0.97919 | -1.0833 | -0.68136 | -1.9106 | -2.3673 | -2.0284 | -0.77482 | -2.3449 | -1.9634 | -2.4091 | -0.0018557 | 0.24422 | 0.84255 | 1.6332 | 4.1909 | 3.8358 | 5.2626 | 4.6733 | 2.3994 | 2.5444 | 2.2532 | 2.2102 | 1.5315 | 1.2179 | 49.1533 | 48.3678 | 47.7745 | 47.3821 | 46.949 | 46.5035 | 46.1853 | 46.1101 | 47.949 | 50.2647 | 52.647 | 54.674 | 55.9581 | 56.9494 | 57.2751 | 57.6394 | 57.3718 | 56.602 | 55.1481 | 53.1766 | 51.8991 | 50.7735 | 49.9496 | 49.1021 | 5.6595 | 5.6117 | 6.1322 | 5.9752 | 5.869 | 5.5784 | 6.5424 | 6.0991 | 7.2311 | 7.0478 | 6.1882 | 5.711 | 5.3759 | 5.4571 | 4.7466 | 3.9551 | 3.3482 | 3.3438 | 3.3376 | 5.677 | 6.2514 | 6.427 | 5.5694 | 5.9356
Portfolio Adjusted1-in-2AllOther2015April Monthly Peak | Portfolio Adjusted | 1-in-2 | All | Other | 2015 | April Monthly Peak | 4 | 134.2075 | 130.879 | 126.4598 | 123.6305 | 130.2025 | 148.3408 | 173.883 | 191.286 | 200.829 | 205.3798 | 212.7798 | 215.5722 | 214.4183 | 219.0786 | 214.5453 | 203.2566 | 189.7978 | 177.2371 | 171.8611 | 169.5976 | 166.7307 | 160.4922 | 149.6215 | 143.2886 | -0.96018 | -1.0649 | -0.66677 | -1.8578 | -2.2977 | -1.9576 | -0.74338 | -2.2462 | -1.9004 | -2.3804 | -0.0018665 | 0.24986 | 0.87161 | 1.7029 | 4.3998 | 4.0106 | 5.4445 | 4.7742 | 2.4189 | 2.5389 | 2.2434 | 2.2024 | 1.5125 | 1.2023 | 62.1784 | 61.1837 | 59.9252 | 58.9067 | 58.1467 | 57.5622 | 57.025 | 57.1373 | 59.3902 | 63.2661 | 67.5743 | 71.5946 | 74.9776 | 77.3906 | 78.6262 | 79.1336 | 79.0163 | 78.845 | 77.4147 | 74.8159 | 71.1411 | 68.3901 | 66.197 | 64.2017 | 5.5497 | 5.5164 | 6.0009 | 5.8102 | 5.6965 | 5.3838 | 6.2769 | 5.8424 | 6.9989 | 6.9638 | 6.2241 | 5.8428 | 5.5613 | 5.6901 | 4.9832 | 4.1353 | 3.4639 | 3.416 | 3.3647 | 5.6648 | 6.2243 | 6.4043 | 5.5001 | 5.8597
Portfolio Adjusted1-in-2AllOther2015May Monthly Peak | Portfolio Adjusted | 1-in-2 | All | Other | 2015 | May Monthly Peak | 5 | 136.2503 | 133.4401 | 128.734 | 126.838 | 133.92 | 152.3472 | 176.1677 | 197.8851 | 211.4591 | 217.8892 | 226.1412 | 228.0525 | 225.5013 | 229.5275 | 224.4334 | 211.0205 | 196.4085 | 182.4578 | 175.4117 | 171.0751 | 168.7384 | 163.1176 | 153.0724 | 146.9049 | -0.9748 | -1.0857 | -0.67876 | -1.906 | -2.3633 | -2.0105 | -0.75315 | -2.3237 | -2.001 | -2.5254 | -0.0019837 | 0.26432 | 0.91666 | 1.7841 | 4.6026 | 4.1638 | 5.6342 | 4.9148 | 2.4688 | 2.561 | 2.2704 | 2.2384 | 1.5473 | 1.2327 | 62.9704 | 62.307 | 61.8294 | 61.2195 | 60.6221 | 60.199 | 59.9595 | 60.3648 | 61.9993 | 64.9596 | 68.4847 | 71.9747 | 75.2517 | 77.7252 | 78.6766 | 79.024 | 79.0619 | 78.0536 | 76.1237 | 73.5342 | 70.0157 | 67.2295 | 65.3493 | 64.0767 | 5.6341 | 5.6244 | 6.1088 | 5.961 | 5.8591 | 5.5292 | 6.3594 | 6.0439 | 7.3694 | 7.3879 | 6.615 | 6.1811 | 5.8487 | 5.9615 | 5.2128 | 4.2933 | 3.5846 | 3.5166 | 3.4342 | 5.7142 | 6.2992 | 6.509 | 5.627 | 6.0075
Portfolio Adjusted1-in-2AllOther2015June Monthly Peak | Portfolio Adjusted | 1-in-2 | All | Other | 2015 | June Monthly Peak | 6 | 143.7205 | 140.7921 | 136.2947 | 134.4091 | 141.1663 | 159.8911 | 183.9008 | 205.4796 | 218.8825 | 227.0797 | 235.8466 | 234.5187 | 228.026 | 231.2803 | 226.1746 | 215.6272 | 201.0223 | 186.9491 | 181.489 | 176.3507 | 175.6447 | 170.1352 | 159.8417 | 153.7221 | -0.79167 | -1.0209 | -0.61682 | -1.5372 | -2.0892 | -1.9091 | -1.2391 | -2.1705 | -2.0465 | -2.5671 | -0.71754 | -0.8036 | -0.14714 | 0.49953 | 3.5753 | 3.6827 | 4.6594 | 4.2035 | 2.3044 | 2.1488 | 1.8379 | 2.1578 | 1.61 | 1.4466 | 67.2901 | 66.2909 | 65.4096 | 64.4115 | 63.624 | 62.9133 | 62.2862 | 62.8899 | 65.632 | 69.9009 | 74.6005 | 78.7611 | 81.3636 | 82.9576 | 84.2836 | 84.688 | 84.9167 | 84.2352 | 83.1032 | 80.6228 | 77.1907 | 73.0991 | 70.779 | 69.1853 | 5.6506 | 5.6422 | 6.1493 | 6.0059 | 5.8722 | 5.5174 | 6.3118 | 5.967 | 7.2527 | 7.3206 | 6.5593 | 6.0435 | 5.6232 | 5.7114 | 4.9948 | 4.1711 | 3.4882 | 3.4258 | 3.3783 | 5.6005 | 6.2344 | 6.4549 | 5.5867 | 5.977
Portfolio Adjusted1-in-2AllOther2015July Monthly Peak | Portfolio Adjusted | 1-in-2 | All | Other | 2015 | July Monthly Peak | 7 | 148.9282 | 145.178 | 141.0881 | 140.4767 | 147.8546 | 168.6637 | 193.0682 | 213.9073 | 226.5019 | 235.0107 | 242.3184 | 240.8815 | 234.9998 | 237.6791 | 232.1403 | 222.8778 | 208.9369 | 195.122 | 189.6642 | 184.5799 | 183.1921 | 176.4664 | 165.471 | 158.7323 | -0.50508 | -0.88747 | -0.50298 | -0.95797 | -1.6467 | -1.7412 | -1.9124 | -1.9351 | -2.0849 | -2.5706 | -1.6826 | -2.246 | -1.5752 | -1.2024 | 2.2665 | 3.0463 | 3.3628 | 3.2701 | 2.0722 | 1.5878 | 1.2121 | 2.0022 | 1.6591 | 1.702 | 73.965 | 72.8753 | 72.0737 | 71.3914 | 70.6816 | 69.9707 | 69.4409 | 69.9859 | 72.7046 | 76.4254 | 80.0006 | 83.3549 | 86.002 | 87.7512 | 89.0911 | 89.6544 | 89.0175 | 88.0313 | 87.4942 | 86.2904 | 83.6937 | 80.0156 | 77.545 | 75.6518 | 5.8519 | 5.8146 | 6.3619 | 6.2734 | 6.1468 | 5.8167 | 6.6226 | 6.2081 | 7.5008 | 7.5719 | 6.7354 | 6.2039 | 5.7918 | 5.866 | 5.1235 | 4.3088 | 3.6235 | 3.5735 | 3.5284 | 5.8585 | 6.4984 | 6.6912 | 5.7801 | 6.1682
Portfolio Adjusted1-in-2AllOther2015August Monthly Peak | Portfolio Adjusted | 1-in-2 | All | Other | 2015 | August Monthly Peak | 8 | 148.598 | 145.0853 | 140.8712 | 140.2006 | 147.8932 | 169.2727 | 195.7094 | 217.5129 | 232.8566 | 242.8479 | 251.4037 | 251.9203 | 246.4622 | 250.4912 | 244.647 | 231.7436 | 214.6535 | 199.1615 | 191.834 | 187.8523 | 185.2052 | 176.6557 | 165.7973 | 158.6838 | -0.52083 | -0.89576 | -0.50947 | -0.99081 | -1.6762 | -1.7622 | -1.9053 | -1.9854 | -2.1452 | -2.6611 | -1.6931 | -2.2693 | -1.572 | -1.1703 | 2.4679 | 3.2099 | 3.5364 | 3.3989 | 2.1142 | 1.652 | 1.2637 | 2.017 | 1.6628 | 1.6903 | 73.371 | 72.1374 | 70.9426 | 70.0396 | 69.2611 | 68.5216 | 68.0869 | 67.7466 | 69.853 | 74.6204 | 79.8762 | 84.4542 | 87.7761 | 89.6115 | 90.8378 | 91.047 | 90.7245 | 90.0181 | 88.3311 | 85.3892 | 81.1138 | 77.9597 | 76.1421 | 74.838 | 5.8278 | 5.7998 | 6.34 | 6.2491 | 6.1367 | 5.8266 | 6.7004 | 6.3007 | 7.6965 | 7.8095 | 6.9746 | 6.4758 | 6.0627 | 6.1704 | 5.3893 | 4.4717 | 3.7155 | 3.6405 | 3.562 | 5.951 | 6.5573 | 6.6857 | 5.7804 | 6.1545
Portfolio Adjusted1-in-2AllOther2015September Monthly Peak | Portfolio Adjusted | 1-in-2 | All | Other | 2015 | September Monthly Peak | 9 | 149.0381 | 145.2657 | 140.643 | 140.755 | 149.0483 | 170.9763 | 200.0686 | 223.2369 | 242.1475 | 252.8124 | 261.6764 | 262.2714 | 256.9612 | 260.9759 | 254.5846 | 239.3712 | 220.3271 | 203.9203 | 196.9353 | 194.2249 | 188.0151 | 178.9785 | 167.2425 | 159.3716 | -0.54162 | -0.90697 | -0.51689 | -1.0344 | -1.7226 | -1.7968 | -1.9091 | -2.0583 | -2.2329 | -2.776 | -1.7 | -2.2681 | -1.544 | -1.1043 | 2.6621 | 3.3653 | 3.7251 | 3.5514 | 2.1917 | 1.7505 | 1.327 | 2.0581 | 1.6778 | 1.6849 | 72.2623 | 71.1349 | 70.2401 | 69.3387 | 68.479 | 67.758 | 67.3222 | 67.1889 | 69.4515 | 74.074 | 79.1988 | 83.8325 | 87.9249 | 90.2869 | 91.4782 | 91.6073 | 91.0962 | 89.9161 | 88.456 | 85.5663 | 81.8522 | 79.1504 | 77.2401 | 75.8833 | 5.8339 | 5.7959 | 6.3176 | 6.2619 | 6.1728 | 5.874 | 6.8366 | 6.4542 | 7.9883 | 8.1144 | 7.2458 | 6.729 | 6.3089 | 6.4164 | 5.5975 | 4.6101 | 3.8064 | 3.7204 | 3.6497 | 6.1411 | 6.6441 | 6.7606 | 5.8197 | 6.1694
Portfolio Adjusted1-in-2AllOther2015October Monthly Peak | Portfolio Adjusted | 1-in-2 | All | Other | 2015 | October Monthly Peak | 10 | 130.1528 | 127.8181 | 122.7064 | 121.586 | 128.6908 | 148.4925 | 176.9185 | 193.5286 | 202.443 | 208.8521 | 215.6822 | 218.0868 | 217.2862 | 221.1962 | 215.5591 | 203.125 | 189.4884 | 183.04 | 176.3636 | 168.31 | 162.1666 | 155.6506 | 145.2905 | 140.2323 | -0.79752 | -0.9694 | -0.58981 | -1.5548 | -2.0424 | -1.8432 | -1.0282 | -2.1302 | -1.9014 | -2.3835 | -0.41007 | -0.37111 | 0.24478 | 0.94479 | 3.7886 | 3.6719 | 4.7846 | 4.4221 | 2.3307 | 2.2272 | 1.8794 | 2.035 | 1.4654 | 1.2659 | 64.8914 | 64.0406 | 63.2698 | 62.4549 | 61.7348 | 61.1651 | 60.4897 | 60.2774 | 61.0947 | 64.7043 | 69.9077 | 75.8673 | 81.0401 | 84.2851 | 85.3218 | 85.9529 | 85.8392 | 84.797 | 81.9324 | 77.2498 | 73.7327 | 71.207 | 69.2398 | 67.687 | 5.1912 | 5.1964 | 5.6163 | 5.5115 | 5.4307 | 5.1982 | 6.16 | 5.7013 | 6.805 | 6.8304 | 6.0853 | 5.7014 | 5.4358 | 5.5414 | 4.8292 | 3.9861 | 3.3357 | 3.4027 | 3.3304 | 5.4225 | 5.8392 | 5.9908 | 5.1515 | 5.5313
Portfolio Adjusted1-in-2AllOther2015November Monthly Peak | Portfolio Adjusted | 1-in-2 | All | Other | 2015 | November Monthly Peak | 11 | 135.1299 | 132.3623 | 127.8959 | 126.5045 | 133.9977 | 154.1056 | 179.5295 | 197.4903 | 207.3586 | 211.0856 | 216.8615 | 218.1347 | 215.8092 | 218.6578 | 212.7575 | 199.4546 | 187.9173 | 182.6223 | 176.0096 | 168.8955 | 163.5898 | 157.8888 | 147.349 | 142.0528 | -0.96678 | -1.0769 | -0.67435 | -1.901 | -2.3647 | -2.0337 | -0.76752 | -2.3191 | -1.9622 | -2.4465 | -0.0019023 | 0.25283 | 0.87726 | 1.6996 | 4.3631 | 3.9356 | 5.3906 | 4.9193 | 2.4773 | 2.5284 | 2.2012 | 2.1667 | 1.4895 | 1.1919 | 58.5561 | 57.5615 | 56.8117 | 55.9757 | 54.9855 | 54.2502 | 54.0533 | 54.0336 | 56.158 | 60.0377 | 64.6276 | 69.0783 | 71.8241 | 73.3039 | 74.305 | 74.1863 | 72.4853 | 69.4421 | 66.319 | 64.3522 | 62.9391 | 61.8124 | 60.892 | 60.0429 | 5.5878 | 5.5789 | 6.0691 | 5.9453 | 5.8625 | 5.593 | 6.4807 | 6.0319 | 7.2265 | 7.1572 | 6.3435 | 5.9123 | 5.5974 | 5.6792 | 4.9417 | 4.058 | 3.4296 | 3.5198 | 3.4459 | 5.6414 | 6.107 | 6.3004 | 5.4166 | 5.8091
Portfolio Adjusted1-in-2AllOther2015December Monthly Peak | Portfolio Adjusted | 1-in-2 | All | Other | 2015 | December Monthly Peak | 12 | 126.3659 | 124.0598 | 120.0784 | 119.3595 | 126.6073 | 145.1953 | 169.8748 | 182.6558 | 188.3778 | 189.7104 | 191.4342 | 189.6302 | 185.4813 | 186.243 | 180.1771 | 171.661 | 165.2331 | 163.2421 | 159.1026 | 153.6958 | 149.3507 | 144.1945 | 136.1448 | 132.3193 | -0.90408 | -1.0094 | -0.63313 | -1.7937 | -2.2343 | -1.9161 | -0.72624 | -2.1449 | -1.7826 | -2.1988 | -0.0016793 | 0.21979 | 0.75398 | 1.4477 | 3.695 | 3.3872 | 4.7399 | 4.3972 | 2.2393 | 2.3009 | 2.0096 | 1.9787 | 1.3762 | 1.1103 | 50.4411 | 49.512 | 49.0096 | 48.5055 | 47.8636 | 47.3657 | 47.1052 | 47.0294 | 47.5636 | 50.68 | 54.3697 | 57.5934 | 59.5078 | 60.5751 | 61.4143 | 61.7287 | 61.0258 | 58.6361 | 55.7938 | 53.7638 | 52.2173 | 50.4149 | 48.7608 | 47.4586 | 5.2254 | 5.229 | 5.6981 | 5.6095 | 5.5392 | 5.2696 | 6.1322 | 5.5788 | 6.565 | 6.4325 | 5.5997 | 5.1397 | 4.8108 | 4.8373 | 4.1849 | 3.4925 | 3.0156 | 3.1462 | 3.1149 | 5.1337 | 5.5755 | 5.7539 | 5.0047 | 5.4111
Portfolio Adjusted1-in-2AllOther2015Typical Event Day | Portfolio Adjusted | 1-in-2 | All | Other | 2015 | Typical Event Day | 8 | 147.5527 | 144.0619 | 139.9072 | 139.191 | 146.8428 | 167.9448 | 193.9168 | 214.7778 | 229.2023 | 238.4654 | 246.621 | 247.0437 | 241.4384 | 245.4429 | 239.7681 | 227.3294 | 210.8193 | 195.8182 | 188.8732 | 185.143 | 182.9501 | 174.8497 | 164.2705 | 157.4248 | -0.59164 | -0.92855 | -0.53803 | -1.1369 | -1.7925 | -1.8131 | -1.7414 | -2.0381 | -2.1195 | -2.634 | -1.4315 | -1.8779 | -1.1912 | -0.72422 | 2.7643 | 3.3336 | 3.8293 | 3.6092 | 2.1613 | 1.7863 | 1.4161 | 2.0521 | 1.6493 | 1.6277 | 71.7221 | 70.6096 | 69.6665 | 68.7953 | 68.0114 | 67.2909 | 66.784 | 66.9528 | 69.4103 | 73.7552 | 78.419 | 82.6007 | 85.7666 | 87.6518 | 88.9227 | 89.2492 | 88.9387 | 88.0502 | 86.8461 | 84.4672 | 80.9626 | 77.5562 | 75.4266 | 73.8896 | 5.7529 | 5.7252 | 6.2598 | 6.1678 | 6.0575 | 5.7471 | 6.6002 | 6.1851 | 7.5314 | 7.6237 | 6.8019 | 6.3133 | 5.9044 | 6.0107 | 5.2509 | 4.3609 | 3.6278 | 3.5585 | 3.4865 | 5.8308 | 6.4396 | 6.5786 | 5.6937 | 6.07
Portfolio Adjusted1-in-2AllOther2016January Monthly Peak | Portfolio Adjusted | 1-in-2 | All | Other | 2016 | January Monthly Peak | 1 | 133.5742 | 130.6788 | 126.3188 | 126.2565 | 133.9717 | 155.7103 | 186.8311 | 204.5831 | 210.6132 | 210.6863 | 212.0058 | 209.1194 | 204.961 | 206.2277 | 198.9028 | 188.5726 | 178.7983 | 176.2989 | 173.1891 | 167.7568 | 162.3177 | 155.7539 | 147.4032 | 142.4138 | -0.95565 | -1.0632 | -0.66603 | -1.8973 | -2.3642 | -2.0549 | -0.79874 | -2.4024 | -1.993 | -2.4419 | -0.0018597 | 0.24238 | 0.83316 | 1.603 | 4.079 | 3.7208 | 5.129 | 4.7489 | 2.4376 | 2.5114 | 2.184 | 2.1374 | 1.49 | 1.195 | 45.5071 | 44.8603 | 44.2453 | 43.5965 | 43.2469 | 43.1315 | 43.0956 | 42.9399 | 43.3694 | 45.4732 | 48.6713 | 51.4711 | 53.3843 | 54.718 | 55.6814 | 56.2859 | 56.1729 | 54.7694 | 52.7216 | 51.2619 | 50.0683 | 49.0877 | 48.2261 | 47.3534 | 5.5235 | 5.508 | 5.9942 | 5.9337 | 5.8614 | 5.6513 | 6.7443 | 6.2485 | 7.3399 | 7.1437 | 6.2015 | 5.6679 | 5.316 | 5.3563 | 4.6199 | 3.8366 | 3.2632 | 3.3979 | 3.3907 | 5.6034 | 6.0595 | 6.2152 | 5.4186 | 5.8239
Portfolio Adjusted1-in-2AllOther2016February Monthly Peak | Portfolio Adjusted | 1-in-2 | All | Other | 2016 | February Monthly Peak | 2 | 131.8693 | 129.1009 | 124.6612 | 124.3547 | 131.9145 | 153.0084 | 183.1522 | 199.7296 | 205.3605 | 205.8736 | 207.8135 | 205.819 | 202.1374 | 203.8725 | 197.0353 | 186.7865 | 176.8828 | 174.1471 | 170.7616 | 165.0964 | 159.9891 | 153.8924 | 145.4514 | 140.7224 | -0.94345 | -1.0504 | -0.65729 | -1.8687 | -2.3279 | -2.0192 | -0.78301 | -2.3454 | -1.9433 | -2.3861 | -0.0018229 | 0.23855 | 0.82169 | 1.5847 | 4.0407 | 3.6856 | 5.0741 | 4.691 | 2.4034 | 2.4715 | 2.1527 | 2.1118 | 1.4703 | 1.1808 | 49.56 | 49.1471 | 48.8118 | 48.3715 | 47.9816 | 47.7561 | 47.5672 | 47.4323 | 47.9986 | 49.8042 | 51.8124 | 53.706 | 54.4014 | 54.5413 | 54.5449 | 54.035 | 53.8104 | 52.9992 | 51.6756 | 50.5943 | 49.6016 | 48.8041 | 47.4276 | 46.4301 | 5.453 | 5.4415 | 5.9156 | 5.8443 | 5.7714 | 5.5532 | 6.6115 | 6.1002 | 7.1569 | 6.9805 | 6.0788 | 5.5785 | 5.2428 | 5.2952 | 4.5765 | 3.8002 | 3.2282 | 3.3564 | 3.3431 | 5.5145 | 5.9726 | 6.1409 | 5.3469 | 5.7547
Portfolio Adjusted1-in-2AllOther2016March Monthly Peak | Portfolio Adjusted | 1-in-2 | All | Other | 2016 | March Monthly Peak | 3 | 136.8637 | 133.141 | 129.2257 | 127.1413 | 134.1472 | 153.7026 | 181.238 | 199.691 | 207.4908 | 207.8567 | 211.5525 | 210.7086 | 207.271 | 210.1085 | 204.3604 | 194.3998 | 183.4547 | 173.4921 | 170.4794 | 169.9611 | 167.4565 | 161.0612 | 151.5044 | 145.1454 | -0.97919 | -1.0833 | -0.68136 | -1.9106 | -2.3673 | -2.0284 | -0.77482 | -2.3449 | -1.9634 | -2.4091 | -0.0018557 | 0.24422 | 0.84255 | 1.6332 | 4.1909 | 3.8358 | 5.2626 | 4.6733 | 2.3994 | 2.5444 | 2.2532 | 2.2102 | 1.5315 | 1.2179 | 49.1533 | 48.3678 | 47.7746 | 47.3821 | 46.949 | 46.5035 | 46.1853 | 46.1101 | 47.949 | 50.2647 | 52.647 | 54.674 | 55.9581 | 56.9494 | 57.2751 | 57.6394 | 57.3718 | 56.602 | 55.1481 | 53.1766 | 51.8991 | 50.7735 | 49.9496 | 49.1021 | 5.6595 | 5.6117 | 6.1322 | 5.9752 | 5.869 | 5.5784 | 6.5424 | 6.0991 | 7.2311 | 7.0478 | 6.1882 | 5.711 | 5.3759 | 5.4571 | 4.7466 | 3.9551 | 3.3482 | 3.3438 | 3.3376 | 5.677 | 6.2514 | 6.427 | 5.5694 | 5.9356
Portfolio Adjusted1-in-2AllOther2016April Monthly Peak | Portfolio Adjusted | 1-in-2 | All | Other | 2016 | April Monthly Peak | 4 | 134.2075 | 130.879 | 126.4598 | 123.6305 | 130.2025 | 148.3408 | 173.883 | 191.286 | 200.829 | 205.3798 | 212.7797 | 215.5722 | 214.4183 | 219.0786 | 214.5453 | 203.2566 | 189.7978 | 177.2371 | 171.8611 | 169.5976 | 166.7307 | 160.4922 | 149.6215 | 143.2886 | -0.96018 | -1.0649 | -0.66677 | -1.8578 | -2.2977 | -1.9576 | -0.74338 | -2.2462 | -1.9004 | -2.3804 | -0.0018665 | 0.24986 | 0.87161 | 1.7029 | 4.3998 | 4.0106 | 5.4445 | 4.7742 | 2.4189 | 2.5389 | 2.2434 | 2.2024 | 1.5125 | 1.2023 | 62.1784 | 61.1837 | 59.9252 | 58.9068 | 58.1467 | 57.5622 | 57.025 | 57.1373 | 59.3902 | 63.2661 | 67.5743 | 71.5946 | 74.9776 | 77.3906 | 78.6262 | 79.1336 | 79.0163 | 78.845 | 77.4147 | 74.8159 | 71.1411 | 68.3901 | 66.197 | 64.2017 | 5.5497 | 5.5164 | 6.0009 | 5.8102 | 5.6965 | 5.3838 | 6.2769 | 5.8424 | 6.9989 | 6.9638 | 6.2241 | 5.8428 | 5.5613 | 5.6901 | 4.9832 | 4.1353 | 3.4639 | 3.416 | 3.3647 | 5.6648 | 6.2243 | 6.4043 | 5.5001 | 5.8597
Portfolio Adjusted1-in-2AllOther2016May Monthly Peak | Portfolio Adjusted | 1-in-2 | All | Other | 2016 | May Monthly Peak | 5 | 136.2503 | 133.4401 | 128.734 | 126.838 | 133.92 | 152.3472 | 176.1677 | 197.8851 | 211.4591 | 217.8892 | 226.1412 | 228.0525 | 225.5013 | 229.5275 | 224.4334 | 211.0205 | 196.4085 | 182.4578 | 175.4117 | 171.0751 | 168.7384 | 163.1176 | 153.0724 | 146.9049 | -0.9748 | -1.0857 | -0.67876 | -1.906 | -2.3633 | -2.0105 | -0.75315 | -2.3237 | -2.001 | -2.5254 | -0.0019837 | 0.26432 | 0.91666 | 1.7841 | 4.6026 | 4.1638 | 5.6342 | 4.9148 | 2.4688 | 2.561 | 2.2704 | 2.2384 | 1.5473 | 1.2327 | 62.9704 | 62.3069 | 61.8294 | 61.2195 | 60.6221 | 60.199 | 59.9595 | 60.3648 | 61.9993 | 64.9596 | 68.4847 | 71.9747 | 75.2517 | 77.7252 | 78.6766 | 79.024 | 79.0619 | 78.0536 | 76.1237 | 73.5342 | 70.0157 | 67.2295 | 65.3493 | 64.0767 | 5.6341 | 5.6244 | 6.1088 | 5.961 | 5.8591 | 5.5292 | 6.3594 | 6.0439 | 7.3694 | 7.3879 | 6.615 | 6.1811 | 5.8487 | 5.9615 | 5.2128 | 4.2933 | 3.5846 | 3.5166 | 3.4342 | 5.7142 | 6.2992 | 6.509 | 5.627 | 6.0075
Portfolio Adjusted1-in-2AllOther2016June Monthly Peak | Portfolio Adjusted | 1-in-2 | All | Other | 2016 | June Monthly Peak | 6 | 143.7205 | 140.7921 | 136.2947 | 134.4091 | 141.1663 | 159.8911 | 183.9008 | 205.4796 | 218.8825 | 227.0797 | 235.8467 | 234.5187 | 228.026 | 231.2803 | 226.1746 | 215.6272 | 201.0223 | 186.9491 | 181.489 | 176.3508 | 175.6447 | 170.1352 | 159.8417 | 153.7221 | -0.79167 | -1.0209 | -0.61682 | -1.5372 | -2.0892 | -1.9091 | -1.2391 | -2.1705 | -2.0465 | -2.5671 | -0.71754 | -0.8036 | -0.14714 | 0.49953 | 3.5753 | 3.6827 | 4.6594 | 4.2035 | 2.3044 | 2.1488 | 1.8379 | 2.1578 | 1.61 | 1.4466 | 67.2901 | 66.2909 | 65.4096 | 64.4115 | 63.624 | 62.9133 | 62.2862 | 62.8899 | 65.632 | 69.9009 | 74.6005 | 78.7611 | 81.3636 | 82.9576 | 84.2836 | 84.688 | 84.9167 | 84.2352 | 83.1032 | 80.6228 | 77.1907 | 73.0991 | 70.779 | 69.1853 | 5.6506 | 5.6422 | 6.1493 | 6.0059 | 5.8722 | 5.5174 | 6.3118 | 5.967 | 7.2527 | 7.3206 | 6.5593 | 6.0435 | 5.6232 | 5.7114 | 4.9948 | 4.1711 | 3.4882 | 3.4258 | 3.3783 | 5.6005 | 6.2343 | 6.4549 | 5.5867 | 5.977
Portfolio Adjusted1-in-2AllOther2016July Monthly Peak | Portfolio Adjusted | 1-in-2 | All | Other | 2016 | July Monthly Peak | 7 | 148.9282 | 145.178 | 141.0881 | 140.4767 | 147.8546 | 168.6637 | 193.0682 | 213.9073 | 226.5019 | 235.0107 | 242.3184 | 240.8815 | 234.9998 | 237.6791 | 232.1403 | 222.8778 | 208.9369 | 195.122 | 189.6642 | 184.5799 | 183.1921 | 176.4664 | 165.471 | 158.7323 | -0.50508 | -0.88747 | -0.50298 | -0.95797 | -1.6467 | -1.7412 | -1.9124 | -1.9351 | -2.0849 | -2.5706 | -1.6826 | -2.246 | -1.5752 | -1.2024 | 2.2665 | 3.0463 | 3.3628 | 3.2701 | 2.0722 | 1.5878 | 1.2121 | 2.0022 | 1.6591 | 1.702 | 73.965 | 72.8753 | 72.0737 | 71.3914 | 70.6817 | 69.9707 | 69.4409 | 69.9859 | 72.7046 | 76.4254 | 80.0006 | 83.3549 | 86.002 | 87.7512 | 89.0911 | 89.6544 | 89.0175 | 88.0313 | 87.4942 | 86.2904 | 83.6937 | 80.0156 | 77.545 | 75.6518 | 5.8519 | 5.8146 | 6.3619 | 6.2734 | 6.1468 | 5.8167 | 6.6226 | 6.2081 | 7.5008 | 7.5719 | 6.7354 | 6.2039 | 5.7918 | 5.866 | 5.1235 | 4.3088 | 3.6235 | 3.5735 | 3.5284 | 5.8585 | 6.4984 | 6.6912 | 5.7801 | 6.1682
Portfolio Adjusted1-in-2AllOther2016August Monthly Peak | Portfolio Adjusted | 1-in-2 | All | Other | 2016 | August Monthly Peak | 8 | 148.598 | 145.0853 | 140.8712 | 140.2006 | 147.8932 | 169.2727 | 195.7094 | 217.5129 | 232.8566 | 242.8478 | 251.4037 | 251.9203 | 246.4622 | 250.4912 | 244.6471 | 231.7436 | 214.6535 | 199.1615 | 191.834 | 187.8523 | 185.2052 | 176.6557 | 165.7973 | 158.6837 | -0.52083 | -0.89576 | -0.50947 | -0.99081 | -1.6762 | -1.7622 | -1.9053 | -1.9854 | -2.1452 | -2.6611 | -1.6931 | -2.2693 | -1.572 | -1.1703 | 2.4679 | 3.2099 | 3.5364 | 3.3989 | 2.1142 | 1.652 | 1.2637 | 2.017 | 1.6628 | 1.6903 | 73.371 | 72.1374 | 70.9425 | 70.0396 | 69.2611 | 68.5216 | 68.0869 | 67.7466 | 69.853 | 74.6204 | 79.8762 | 84.4542 | 87.7761 | 89.6115 | 90.8378 | 91.047 | 90.7244 | 90.0181 | 88.3311 | 85.3892 | 81.1138 | 77.9597 | 76.1421 | 74.838 | 5.8278 | 5.7998 | 6.34 | 6.2491 | 6.1367 | 5.8266 | 6.7004 | 6.3007 | 7.6965 | 7.8095 | 6.9746 | 6.4758 | 6.0627 | 6.1704 | 5.3893 | 4.4717 | 3.7155 | 3.6405 | 3.562 | 5.951 | 6.5573 | 6.6857 | 5.7804 | 6.1545
Portfolio Adjusted1-in-2AllOther2016September Monthly Peak | Portfolio Adjusted | 1-in-2 | All | Other | 2016 | September Monthly Peak | 9 | 149.0381 | 145.2657 | 140.643 | 140.755 | 149.0482 | 170.9763 | 200.0686 | 223.237 | 242.1475 | 252.8124 | 261.6764 | 262.2714 | 256.9612 | 260.9759 | 254.5846 | 239.3712 | 220.3271 | 203.9203 | 196.9353 | 194.2249 | 188.0151 | 178.9785 | 167.2425 | 159.3716 | -0.54162 | -0.90697 | -0.51689 | -1.0344 | -1.7226 | -1.7968 | -1.9091 | -2.0583 | -2.2329 | -2.776 | -1.7 | -2.2681 | -1.544 | -1.1043 | 2.6621 | 3.3653 | 3.7251 | 3.5514 | 2.1917 | 1.7505 | 1.327 | 2.0581 | 1.6778 | 1.6849 | 72.2623 | 71.1349 | 70.2401 | 69.3387 | 68.479 | 67.758 | 67.3222 | 67.1889 | 69.4515 | 74.074 | 79.1988 | 83.8325 | 87.9249 | 90.2869 | 91.4782 | 91.6073 | 91.0962 | 89.9161 | 88.456 | 85.5664 | 81.8522 | 79.1504 | 77.2401 | 75.8833 | 5.8339 | 5.7959 | 6.3176 | 6.2619 | 6.1728 | 5.874 | 6.8366 | 6.4542 | 7.9883 | 8.1144 | 7.2458 | 6.729 | 6.3089 | 6.4164 | 5.5975 | 4.6101 | 3.8064 | 3.7204 | 3.6497 | 6.1411 | 6.6441 | 6.7606 | 5.8197 | 6.1694
Portfolio Adjusted1-in-2AllOther2016October Monthly Peak | Portfolio Adjusted | 1-in-2 | All | Other | 2016 | October Monthly Peak | 10 | 130.1528 | 127.8181 | 122.7064 | 121.586 | 128.6908 | 148.4925 | 176.9186 | 193.5286 | 202.443 | 208.8521 | 215.6822 | 218.0869 | 217.2862 | 221.1962 | 215.5591 | 203.125 | 189.4884 | 183.04 | 176.3636 | 168.31 | 162.1666 | 155.6506 | 145.2905 | 140.2323 | -0.79752 | -0.9694 | -0.58981 | -1.5548 | -2.0424 | -1.8432 | -1.0282 | -2.1302 | -1.9014 | -2.3835 | -0.41007 | -0.37111 | 0.24478 | 0.94479 | 3.7886 | 3.6719 | 4.7846 | 4.4221 | 2.3307 | 2.2272 | 1.8794 | 2.035 | 1.4654 | 1.2659 | 64.8914 | 64.0406 | 63.2698 | 62.4549 | 61.7348 | 61.1651 | 60.4897 | 60.2774 | 61.0947 | 64.7043 | 69.9077 | 75.8673 | 81.0401 | 84.2851 | 85.3218 | 85.9529 | 85.8392 | 84.797 | 81.9324 | 77.2498 | 73.7327 | 71.207 | 69.2398 | 67.687 | 5.1912 | 5.1964 | 5.6163 | 5.5115 | 5.4307 | 5.1982 | 6.16 | 5.7013 | 6.805 | 6.8304 | 6.0853 | 5.7014 | 5.4358 | 5.5414 | 4.8292 | 3.9861 | 3.3357 | 3.4027 | 3.3304 | 5.4225 | 5.8392 | 5.9908 | 5.1515 | 5.5313
Portfolio Adjusted1-in-2AllOther2016November Monthly Peak | Portfolio Adjusted | 1-in-2 | All | Other | 2016 | November Monthly Peak | 11 | 135.1299 | 132.3623 | 127.8959 | 126.5046 | 133.9977 | 154.1056 | 179.5295 | 197.4903 | 207.3585 | 211.0856 | 216.8615 | 218.1347 | 215.8092 | 218.6578 | 212.7575 | 199.4546 | 187.9173 | 182.6223 | 176.0096 | 168.8955 | 163.5898 | 157.8888 | 147.349 | 142.0528 | -0.96678 | -1.0769 | -0.67435 | -1.901 | -2.3647 | -2.0337 | -0.76752 | -2.3191 | -1.9622 | -2.4465 | -0.0019023 | 0.25283 | 0.87726 | 1.6996 | 4.3631 | 3.9356 | 5.3906 | 4.9193 | 2.4773 | 2.5284 | 2.2012 | 2.1667 | 1.4895 | 1.1919 | 58.5561 | 57.5615 | 56.8117 | 55.9757 | 54.9855 | 54.2502 | 54.0534 | 54.0336 | 56.158 | 60.0377 | 64.6275 | 69.0783 | 71.8241 | 73.3039 | 74.305 | 74.1863 | 72.4853 | 69.4421 | 66.319 | 64.3522 | 62.9391 | 61.8124 | 60.892 | 60.0429 | 5.5878 | 5.5789 | 6.0691 | 5.9453 | 5.8625 | 5.593 | 6.4807 | 6.0319 | 7.2265 | 7.1572 | 6.3435 | 5.9123 | 5.5974 | 5.6792 | 4.9417 | 4.058 | 3.4296 | 3.5198 | 3.4459 | 5.6414 | 6.107 | 6.3004 | 5.4166 | 5.8091
Portfolio Adjusted1-in-2AllOther2016December Monthly Peak | Portfolio Adjusted | 1-in-2 | All | Other | 2016 | December Monthly Peak | 12 | 126.3659 | 124.0597 | 120.0784 | 119.3595 | 126.6073 | 145.1953 | 169.8748 | 182.6558 | 188.3779 | 189.7104 | 191.4342 | 189.6302 | 185.4813 | 186.243 | 180.1771 | 171.661 | 165.2331 | 163.2421 | 159.1026 | 153.6958 | 149.3507 | 144.1945 | 136.1448 | 132.3193 | -0.90408 | -1.0094 | -0.63313 | -1.7937 | -2.2343 | -1.9161 | -0.72624 | -2.1449 | -1.7826 | -2.1988 | -0.0016793 | 0.21979 | 0.75398 | 1.4477 | 3.695 | 3.3872 | 4.7399 | 4.3972 | 2.2393 | 2.3009 | 2.0096 | 1.9787 | 1.3762 | 1.1103 | 50.4411 | 49.512 | 49.0096 | 48.5055 | 47.8636 | 47.3657 | 47.1052 | 47.0294 | 47.5636 | 50.68 | 54.3697 | 57.5934 | 59.5078 | 60.5751 | 61.4143 | 61.7287 | 61.0258 | 58.6361 | 55.7938 | 53.7638 | 52.2173 | 50.4149 | 48.7608 | 47.4586 | 5.2254 | 5.229 | 5.6981 | 5.6095 | 5.5392 | 5.2696 | 6.1322 | 5.5788 | 6.565 | 6.4325 | 5.5997 | 5.1397 | 4.8108 | 4.8373 | 4.1849 | 3.4925 | 3.0156 | 3.1462 | 3.1149 | 5.1337 | 5.5755 | 5.7539 | 5.0047 | 5.4111
Portfolio Adjusted1-in-2AllOther2016Typical Event Day | Portfolio Adjusted | 1-in-2 | All | Other | 2016 | Typical Event Day | 8 | 147.5527 | 144.0619 | 139.9072 | 139.1909 | 146.8428 | 167.9448 | 193.9168 | 214.7778 | 229.2023 | 238.4654 | 246.621 | 247.0437 | 241.4384 | 245.443 | 239.7681 | 227.3294 | 210.8193 | 195.8182 | 188.8732 | 185.143 | 182.9501 | 174.8497 | 164.2705 | 157.4248 | -0.59164 | -0.92855 | -0.53803 | -1.1369 | -1.7925 | -1.8131 | -1.7414 | -2.0381 | -2.1195 | -2.634 | -1.4315 | -1.8779 | -1.1912 | -0.72422 | 2.7643 | 3.3336 | 3.8293 | 3.6092 | 2.1613 | 1.7863 | 1.4161 | 2.0521 | 1.6493 | 1.6277 | 71.7221 | 70.6096 | 69.6665 | 68.7953 | 68.0114 | 67.2909 | 66.784 | 66.9528 | 69.4103 | 73.7552 | 78.419 | 82.6007 | 85.7667 | 87.6518 | 88.9227 | 89.2492 | 88.9387 | 88.0502 | 86.8461 | 84.4672 | 80.9626 | 77.5562 | 75.4266 | 73.8896 | 5.7529 | 5.7252 | 6.2598 | 6.1678 | 6.0575 | 5.7471 | 6.6002 | 6.1851 | 7.5314 | 7.6237 | 6.8019 | 6.3133 | 5.9044 | 6.0107 | 5.2509 | 4.3609 | 3.6278 | 3.5585 | 3.4865 | 5.8308 | 6.4396 | 6.5786 | 5.6937 | 6.07
Portfolio Adjusted1-in-2AllOther2017January Monthly Peak | Portfolio Adjusted | 1-in-2 | All | Other | 2017 | January Monthly Peak | 1 | 133.5743 | 130.6788 | 126.3188 | 126.2565 | 133.9717 | 155.7103 | 186.8311 | 204.5831 | 210.6132 | 210.6863 | 212.0057 | 209.1194 | 204.961 | 206.2277 | 198.9028 | 188.5726 | 178.7983 | 176.2989 | 173.1891 | 167.7568 | 162.3177 | 155.7539 | 147.4032 | 142.4138 | -0.95565 | -1.0632 | -0.66603 | -1.8973 | -2.3642 | -2.0549 | -0.79874 | -2.4024 | -1.993 | -2.4419 | -0.0018597 | 0.24238 | 0.83316 | 1.603 | 4.079 | 3.7208 | 5.129 | 4.7489 | 2.4376 | 2.5114 | 2.184 | 2.1374 | 1.49 | 1.195 | 45.5071 | 44.8603 | 44.2453 | 43.5965 | 43.2469 | 43.1315 | 43.0956 | 42.9399 | 43.3694 | 45.4732 | 48.6713 | 51.4711 | 53.3843 | 54.718 | 55.6814 | 56.2859 | 56.1729 | 54.7694 | 52.7216 | 51.2619 | 50.0683 | 49.0877 | 48.2261 | 47.3534 | 5.5235 | 5.508 | 5.9942 | 5.9337 | 5.8614 | 5.6513 | 6.7443 | 6.2485 | 7.3399 | 7.1437 | 6.2015 | 5.6679 | 5.316 | 5.3563 | 4.6199 | 3.8366 | 3.2632 | 3.3979 | 3.3907 | 5.6034 | 6.0595 | 6.2152 | 5.4186 | 5.8239
Portfolio Adjusted1-in-2AllOther2017February Monthly Peak | Portfolio Adjusted | 1-in-2 | All | Other | 2017 | February Monthly Peak | 2 | 131.8693 | 129.101 | 124.6612 | 124.3548 | 131.9145 | 153.0084 | 183.1522 | 199.7296 | 205.3605 | 205.8736 | 207.8135 | 205.819 | 202.1374 | 203.8725 | 197.0353 | 186.7865 | 176.8828 | 174.1471 | 170.7616 | 165.0964 | 159.9891 | 153.8924 | 145.4514 | 140.7224 | -0.94345 | -1.0504 | -0.65729 | -1.8687 | -2.3279 | -2.0192 | -0.78301 | -2.3454 | -1.9433 | -2.3861 | -0.0018229 | 0.23855 | 0.82169 | 1.5847 | 4.0407 | 3.6856 | 5.0741 | 4.691 | 2.4034 | 2.4715 | 2.1527 | 2.1118 | 1.4703 | 1.1808 | 49.56 | 49.1471 | 48.8118 | 48.3715 | 47.9816 | 47.7561 | 47.5672 | 47.4323 | 47.9986 | 49.8042 | 51.8124 | 53.706 | 54.4014 | 54.5413 | 54.5449 | 54.035 | 53.8104 | 52.9992 | 51.6756 | 50.5943 | 49.6016 | 48.8041 | 47.4276 | 46.4301 | 5.453 | 5.4415 | 5.9156 | 5.8443 | 5.7714 | 5.5532 | 6.6115 | 6.1002 | 7.1569 | 6.9805 | 6.0788 | 5.5785 | 5.2428 | 5.2952 | 4.5765 | 3.8002 | 3.2282 | 3.3564 | 3.3431 | 5.5145 | 5.9726 | 6.1409 | 5.3469 | 5.7547
Portfolio Adjusted1-in-2AllOther2017March Monthly Peak | Portfolio Adjusted | 1-in-2 | All | Other | 2017 | March Monthly Peak | 3 | 136.8637 | 133.141 | 129.2258 | 127.1413 | 134.1472 | 153.7026 | 181.238 | 199.691 | 207.4907 | 207.8567 | 211.5525 | 210.7086 | 207.271 | 210.1085 | 204.3604 | 194.3998 | 183.4547 | 173.4921 | 170.4794 | 169.9611 | 167.4565 | 161.0612 | 151.5044 | 145.1454 | -0.97919 | -1.0833 | -0.68136 | -1.9106 | -2.3673 | -2.0284 | -0.77482 | -2.3449 | -1.9634 | -2.4091 | -0.0018557 | 0.24422 | 0.84255 | 1.6332 | 4.1909 | 3.8358 | 5.2626 | 4.6733 | 2.3994 | 2.5444 | 2.2532 | 2.2102 | 1.5315 | 1.2179 | 49.1533 | 48.3678 | 47.7745 | 47.3821 | 46.949 | 46.5035 | 46.1853 | 46.1101 | 47.949 | 50.2647 | 52.647 | 54.674 | 55.9581 | 56.9494 | 57.2751 | 57.6394 | 57.3718 | 56.602 | 55.1481 | 53.1766 | 51.8991 | 50.7735 | 49.9496 | 49.1021 | 5.6595 | 5.6117 | 6.1322 | 5.9752 | 5.869 | 5.5784 | 6.5424 | 6.0991 | 7.2311 | 7.0478 | 6.1882 | 5.711 | 5.3759 | 5.4571 | 4.7466 | 3.9551 | 3.3482 | 3.3438 | 3.3376 | 5.677 | 6.2514 | 6.427 | 5.5694 | 5.9356
Portfolio Adjusted1-in-2AllOther2017April Monthly Peak | Portfolio Adjusted | 1-in-2 | All | Other | 2017 | April Monthly Peak | 4 | 3.5937 | 3.465 | 3.3734 | 3.3348 | 3.4649 | 3.8007 | 4.1691 | 4.541 | 5.1289 | 5.586 | 5.9688 | 6.2023 | 6.3138 | 6.4942 | 6.5322 | 6.4033 | 6.1128 | 5.6231 | 5.2269 | 5.1954 | 5.0819 | 4.6985 | 4.2262 | 3.8924 | -0.008868 | -0.0098349 | -0.0061582 | -0.017159 | -0.021221 | -0.01808 | -0.0068657 | -0.020746 | -0.017551 | -0.021985 | -1.7239e-05 | 0.0023076 | 0.0080499 | 0.015727 | 0.11559 | 0.11165 | 0.12214 | 0.10955 | 0.02234 | 0.023449 | 0.02072 | 0.020341 | 0.013969 | 0.011104 | 61.9963 | 60.7591 | 59.3008 | 58.0656 | 57.1582 | 56.4987 | 55.9227 | 55.988 | 58.6197 | 62.6777 | 67.9492 | 72.3839 | 75.7689 | 78.2022 | 79.3607 | 80.0028 | 80.0273 | 79.6767 | 78.3966 | 75.9981 | 72.2136 | 69.0805 | 66.8852 | 64.6331 | 0.062168 | 0.060564 | 0.064084 | 0.062417 | 0.062666 | 0.062988 | 0.078742 | 0.077876 | 0.088203 | 0.087943 | 0.083352 | 0.083775 | 0.089055 | 0.098688 | 0.10302 | 0.10447 | 0.10545 | 0.096426 | 0.086435 | 0.081456 | 0.079995 | 0.076676 | 0.06449 | 0.063147
Portfolio Adjusted1-in-2AllOther2017May Monthly Peak | Portfolio Adjusted | 1-in-2 | All | Other | 2017 | May Monthly Peak | 5 | 3.6769 | 3.545 | 3.4422 | 3.4055 | 3.5349 | 3.8384 | 4.1085 | 4.6793 | 5.4005 | 5.9577 | 6.4119 | 6.6731 | 6.7821 | 6.9516 | 6.9786 | 6.8228 | 6.5104 | 5.9803 | 5.5043 | 5.2769 | 5.2659 | 4.8726 | 4.3729 | 4.0155 | -0.009003 | -0.010027 | -0.0062689 | -0.017604 | -0.021827 | -0.018568 | -0.0069559 | -0.021461 | -0.01848 | -0.023324 | -1.8321e-05 | 0.0024412 | 0.008466 | 0.016478 | 0.12348 | 0.11897 | 0.12961 | 0.11606 | 0.022802 | 0.023653 | 0.020969 | 0.020673 | 0.014291 | 0.011385 | 65.8723 | 64.732 | 63.8547 | 62.8936 | 62.0488 | 61.2845 | 60.5076 | 60.9151 | 63.4331 | 67.2469 | 71.0403 | 74.7756 | 77.9552 | 80.6112 | 81.7318 | 82.19 | 82.0052 | 81.4367 | 80.1243 | 77.7956 | 74.4137 | 71.5718 | 69.1059 | 67.4304 | 0.062808 | 0.061401 | 0.064944 | 0.063614 | 0.063928 | 0.064048 | 0.079296 | 0.079169 | 0.090731 | 0.090838 | 0.085872 | 0.08581 | 0.090599 | 0.10003 | 0.10397 | 0.10499 | 0.10577 | 0.096715 | 0.086651 | 0.081739 | 0.080485 | 0.077417 | 0.065411 | 0.064317
Portfolio Adjusted1-in-2AllOther2017June Monthly Peak | Portfolio Adjusted | 1-in-2 | All | Other | 2017 | June Monthly Peak | 6 | 3.9585 | 3.802 | 3.6894 | 3.6429 | 3.7662 | 4.0434 | 4.367 | 5.0397 | 5.8391 | 6.5015 | 7.0423 | 7.3271 | 7.4336 | 7.615 | 7.6514 | 7.5132 | 7.1909 | 6.598 | 6.0482 | 5.6981 | 5.6538 | 5.2712 | 4.716 | 4.3255 | -0.0073117 | -0.009429 | -0.0056968 | -0.014197 | -0.019296 | -0.017632 | -0.011444 | -0.020047 | -0.018901 | -0.023709 | -0.006627 | -0.0074218 | -0.0013589 | 0.0046135 | 0.1252 | 0.12555 | 0.13141 | 0.11914 | 0.021283 | 0.019845 | 0.016975 | 0.019929 | 0.01487 | 0.013361 | 69.8511 | 68.4245 | 67.2717 | 66.223 | 65.0888 | 64.0415 | 63.1245 | 63.982 | 67.6743 | 72.4767 | 77.2236 | 81.6438 | 84.7806 | 86.4756 | 87.3653 | 87.7363 | 87.8454 | 87.4638 | 86.4425 | 84.4923 | 81.4445 | 77.3161 | 74.6305 | 72.607 | 0.062989 | 0.061589 | 0.065314 | 0.064018 | 0.064081 | 0.064026 | 0.079072 | 0.078781 | 0.090038 | 0.090485 | 0.085628 | 0.085108 | 0.08954 | 0.098977 | 0.10328 | 0.10483 | 0.10577 | 0.096679 | 0.086675 | 0.081199 | 0.08016 | 0.077116 | 0.065183 | 0.06412
Portfolio Adjusted1-in-2AllOther2017July Monthly Peak | Portfolio Adjusted | 1-in-2 | All | Other | 2017 | July Monthly Peak | 7 | 4.2293 | 4.0439 | 3.9208 | 3.8852 | 4.0202 | 4.382 | 4.7401 | 5.4547 | 6.3499 | 7.0947 | 7.6714 | 7.9722 | 8.074 | 8.2294 | 8.2407 | 8.0966 | 7.759 | 7.1252 | 6.5181 | 6.14 | 6.0671 | 5.636 | 5.0296 | 4.6035 | -0.0046648 | -0.0081965 | -0.0046454 | -0.0088476 | -0.015209 | -0.016082 | -0.017663 | -0.017872 | -0.019255 | -0.023742 | -0.01554 | -0.020744 | -0.014548 | -0.011105 | 0.12217 | 0.12843 | 0.1278 | 0.11806 | 0.019139 | 0.014664 | 0.011195 | 0.018492 | 0.015323 | 0.015719 | 75.8278 | 74.4383 | 73.4754 | 72.5332 | 71.4945 | 70.522 | 69.7326 | 70.201 | 73.4911 | 77.9139 | 82.368 | 85.7972 | 88.8392 | 90.5426 | 91.5159 | 91.973 | 91.8707 | 90.8028 | 89.6468 | 88.3119 | 85.7174 | 82.1261 | 79.6444 | 77.8181 | 0.064564 | 0.062965 | 0.067049 | 0.066191 | 0.066265 | 0.066277 | 0.081259 | 0.080408 | 0.09181 | 0.092287 | 0.086846 | 0.086154 | 0.090534 | 0.099843 | 0.10394 | 0.10543 | 0.10629 | 0.097252 | 0.087286 | 0.082801 | 0.08198 | 0.078856 | 0.066638 | 0.065668
Portfolio Adjusted1-in-2AllOther2017August Monthly Peak | Portfolio Adjusted | 1-in-2 | All | Other | 2017 | August Monthly Peak | 8 | 4.1321 | 3.9588 | 3.8416 | 3.8077 | 3.9443 | 4.3349 | 4.73 | 5.3434 | 6.2372 | 7.0033 | 7.5987 | 7.9388 | 8.0544 | 8.2361 | 8.2445 | 8.0637 | 7.6832 | 7.0224 | 6.3903 | 6.1093 | 6.0032 | 5.5086 | 4.9164 | 4.503 | -0.0048102 | -0.008273 | -0.0047053 | -0.0091508 | -0.015481 | -0.016275 | -0.017597 | -0.018337 | -0.019812 | -0.024577 | -0.015637 | -0.020958 | -0.014518 | -0.010808 | 0.12211 | 0.12797 | 0.12722 | 0.11691 | 0.019526 | 0.015257 | 0.011671 | 0.018628 | 0.015357 | 0.015611 | 74.137 | 72.973 | 71.4597 | 70.2098 | 69.1934 | 68.2431 | 67.6317 | 67.0065 | 69.318 | 74.5318 | 80.1662 | 84.7294 | 88.2362 | 90.3171 | 91.613 | 92.2424 | 92.1065 | 91.4781 | 89.996 | 87.3827 | 83.5734 | 80.3285 | 78.0202 | 76.284 | 0.064416 | 0.062882 | 0.066902 | 0.066025 | 0.06622 | 0.066397 | 0.08187 | 0.081097 | 0.093257 | 0.094034 | 0.08852 | 0.087933 | 0.092145 | 0.10153 | 0.10523 | 0.10618 | 0.10674 | 0.09763 | 0.087548 | 0.083454 | 0.082455 | 0.078876 | 0.066688 | 0.065591
Portfolio Adjusted1-in-2AllOther2017September Monthly Peak | Portfolio Adjusted | 1-in-2 | All | Other | 2017 | September Monthly Peak | 9 | 4.0602 | 3.8971 | 3.7795 | 3.7544 | 3.9 | 4.2941 | 4.8041 | 5.3048 | 6.2022 | 6.9428 | 7.5248 | 7.8561 | 7.9819 | 8.1699 | 8.1807 | 7.9778 | 7.5752 | 6.8923 | 6.302 | 6.2108 | 5.8716 | 5.3705 | 4.8019 | 4.4033 | -0.0050022 | -0.0083765 | -0.0047738 | -0.0095532 | -0.01591 | -0.016595 | -0.017632 | -0.01901 | -0.020623 | -0.025638 | -0.015701 | -0.020948 | -0.01426 | -0.010199 | 0.12123 | 0.12674 | 0.12626 | 0.11542 | 0.020242 | 0.016167 | 0.012256 | 0.019008 | 0.015496 | 0.015561 | 72.4566 | 71.2173 | 69.8577 | 68.5494 | 67.4168 | 66.4762 | 65.9225 | 65.613 | 68.02 | 73.2731 | 78.814 | 83.6401 | 87.6217 | 89.9656 | 91.2795 | 91.717 | 91.6039 | 90.784 | 89.3758 | 86.5601 | 82.4446 | 79.4104 | 77.0939 | 75.5025 | 0.064372 | 0.062771 | 0.066648 | 0.066056 | 0.066424 | 0.066646 | 0.082663 | 0.081939 | 0.095149 | 0.096034 | 0.090168 | 0.089323 | 0.093277 | 0.1025 | 0.10578 | 0.10626 | 0.10657 | 0.097485 | 0.087505 | 0.084404 | 0.082869 | 0.079278 | 0.066867 | 0.065634
Portfolio Adjusted1-in-2AllOther2017October Monthly Peak | Portfolio Adjusted | 1-in-2 | All | Other | 2017 | October Monthly Peak | 10 | 3.6103 | 3.4845 | 3.3795 | 3.3536 | 3.4868 | 3.8482 | 4.3862 | 4.6854 | 5.2459 | 5.7766 | 6.245 | 6.5468 | 6.7125 | 6.9106 | 6.943 | 6.7737 | 6.4397 | 5.9292 | 5.6747 | 5.47 | 5.1285 | 4.727 | 4.2483 | 3.9183 | -0.0073657 | -0.0089531 | -0.0054473 | -0.01436 | -0.018863 | -0.017023 | -0.009496 | -0.019674 | -0.017561 | -0.022013 | -0.0037873 | -0.0034274 | 0.0022608 | 0.0087259 | 0.11675 | 0.11485 | 0.12166 | 0.11054 | 0.021526 | 0.020569 | 0.017357 | 0.018795 | 0.013534 | 0.011691 | 63.9137 | 62.9393 | 61.9792 | 60.9556 | 59.9987 | 59.2382 | 58.3808 | 57.7816 | 58.6483 | 63.0755 | 69.2521 | 75.6081 | 80.5973 | 83.6149 | 84.8408 | 85.7345 | 85.8188 | 84.9934 | 82.7731 | 78.2001 | 74.1041 | 70.9117 | 68.3688 | 66.3056 | 0.059416 | 0.058054 | 0.060996 | 0.06002 | 0.060573 | 0.061584 | 0.077861 | 0.076878 | 0.086796 | 0.086943 | 0.082364 | 0.082817 | 0.088243 | 0.097787 | 0.10219 | 0.10375 | 0.10486 | 0.096173 | 0.086135 | 0.079916 | 0.07738 | 0.07369 | 0.061923 | 0.060525
Portfolio Adjusted1-in-2AllOther2017November Monthly Peak | Portfolio Adjusted | 1-in-2 | All | Other | 2017 | November Monthly Peak | 11 | 3.4978 | 3.394 | 3.3213 | 3.3198 | 3.4673 | 3.8367 | 4.2108 | 4.5718 | 5.102 | 5.4589 | 5.7543 | 5.9023 | 5.9342 | 6.0221 | 5.9766 | 5.7628 | 5.5567 | 5.5409 | 5.2268 | 4.9577 | 4.7021 | 4.3903 | 4.0035 | 3.7278 | -0.0089289 | -0.0099464 | -0.0062281 | -0.017557 | -0.02184 | -0.018783 | -0.0070886 | -0.021419 | -0.018122 | -0.022595 | -1.7569e-05 | 0.0023351 | 0.0081022 | 0.015697 | 0.10634 | 0.10097 | 0.1128 | 0.10908 | 0.022879 | 0.023352 | 0.020329 | 0.020011 | 0.013756 | 0.011008 | 55.5161 | 54.5811 | 53.7462 | 52.8147 | 51.7736 | 51.1567 | 50.8919 | 50.8453 | 53.1267 | 58.1426 | 63.0615 | 67.4343 | 70.2591 | 71.738 | 72.3529 | 72.2591 | 70.8905 | 68.0013 | 64.5034 | 62.3048 | 60.5942 | 59.2208 | 58.095 | 56.9821 | 0.062546 | 0.061128 | 0.0647 | 0.063563 | 0.064039 | 0.064627 | 0.080295 | 0.079275 | 0.089931 | 0.089436 | 0.084307 | 0.084405 | 0.089509 | 0.098946 | 0.10322 | 0.10461 | 0.10578 | 0.097123 | 0.087039 | 0.081529 | 0.079393 | 0.076076 | 0.063993 | 0.062822
Portfolio Adjusted1-in-2AllOther2017December Monthly Peak | Portfolio Adjusted | 1-in-2 | All | Other | 2017 | December Monthly Peak | 12 | 3.5252 | 3.43 | 3.3627 | 3.364 | 3.5174 | 3.8885 | 4.3989 | 4.6629 | 5.1072 | 5.3672 | 5.5082 | 5.5051 | 5.407 | 5.3807 | 5.271 | 5.1132 | 5.1061 | 5.2287 | 4.9816 | 4.7832 | 4.5737 | 4.3214 | 3.9958 | 3.7474 | -0.0086162 | -0.0096198 | -0.0060339 | -0.017094 | -0.021293 | -0.018261 | -0.0069213 | -0.020441 | -0.016988 | -0.020955 | -1.6004e-05 | 0.0020947 | 0.0071857 | 0.013797 | 0.093914 | 0.089748 | 0.10362 | 0.10278 | 0.021341 | 0.021928 | 0.019152 | 0.018858 | 0.013116 | 0.010581 | 46.4699 | 45.8353 | 45.4473 | 44.8657 | 44.341 | 43.8932 | 43.5954 | 43.5052 | 44.1796 | 47.4324 | 51.0772 | 54.2595 | 56.289 | 57.2031 | 57.9009 | 58.149 | 57.4476 | 55.0458 | 52.0631 | 50.0271 | 48.557 | 46.6887 | 44.9522 | 43.7036 | 0.061017 | 0.059668 | 0.063154 | 0.062278 | 0.062855 | 0.063431 | 0.079165 | 0.077416 | 0.086783 | 0.085854 | 0.080665 | 0.080767 | 0.086124 | 0.095565 | 0.10061 | 0.10298 | 0.10472 | 0.09611 | 0.086106 | 0.079423 | 0.077013 | 0.073469 | 0.06213 | 0.061013
Portfolio Adjusted1-in-2AllOther2017Typical Event Day | Portfolio Adjusted | 1-in-2 | All | Other | 2017 | Typical Event Day | 8 | 4.0997 | 3.9288 | 3.8137 | 3.7801 | 3.9161 | 4.3022 | 4.69 | 5.2838 | 6.1518 | 6.8954 | 7.4755 | 7.8083 | 7.9209 | 8.1019 | 8.1126 | 7.9377 | 7.5655 | 6.9155 | 6.3011 | 6.0283 | 5.9333 | 5.4509 | 4.8685 | 4.4622 | -0.0054643 | -0.0085758 | -0.0049691 | -0.0105 | -0.016555 | -0.016745 | -0.016083 | -0.018824 | -0.019575 | -0.024327 | -0.013221 | -0.017344 | -0.011002 | -0.0066887 | 0.12338 | 0.12769 | 0.12855 | 0.11758 | 0.019961 | 0.016498 | 0.013079 | 0.018953 | 0.015233 | 0.015033 | 73.0681 | 71.7633 | 70.5161 | 69.3789 | 68.2984 | 67.3207 | 66.6028 | 66.7006 | 69.6259 | 74.5489 | 79.6429 | 83.9527 | 87.3694 | 89.3252 | 90.4435 | 90.9172 | 90.8566 | 90.1322 | 88.8653 | 86.6868 | 83.295 | 79.7953 | 77.3473 | 75.5529 | 0.063785 | 0.062248 | 0.066211 | 0.065327 | 0.065546 | 0.06574 | 0.081075 | 0.080225 | 0.091991 | 0.092616 | 0.08725 | 0.086788 | 0.091103 | 0.10052 | 0.10441 | 0.10553 | 0.10622 | 0.097134 | 0.087081 | 0.082596 | 0.081554 | 0.078019 | 0.065981 | 0.06487
Portfolio Adjusted1-in-2AllOther2018January Monthly Peak | Portfolio Adjusted | 1-in-2 | All | Other | 2018 | January Monthly Peak | 1 | 3.696 | 3.6108 | 3.5483 | 3.5612 | 3.7326 | 4.155 | 4.8126 | 5.1358 | 5.6086 | 5.8357 | 5.9117 | 5.8328 | 5.6703 | 5.6094 | 5.4484 | 5.2695 | 5.157 | 5.3729 | 5.2083 | 5.0384 | 4.8268 | 4.5417 | 4.1903 | 3.947 | -0.0091077 | -0.010133 | -0.0063475 | -0.018082 | -0.022532 | -0.019583 | -0.0076122 | -0.022895 | -0.018994 | -0.023272 | -1.7724e-05 | 0.00231 | 0.0079403 | 0.015277 | 0.097706 | 0.092945 | 0.10611 | 0.10654 | 0.023231 | 0.023934 | 0.020815 | 0.02037 | 0.0142 | 0.011388 | 42.3091 | 41.883 | 41.2626 | 40.6162 | 39.9624 | 39.5135 | 39.4106 | 39.1716 | 39.449 | 41.8327 | 45.375 | 48.0712 | 50.0511 | 51.3624 | 52.2179 | 52.6304 | 52.3417 | 51.0176 | 49.0758 | 47.7266 | 46.5198 | 45.6151 | 44.7659 | 44.1617 | 0.064331 | 0.06277 | 0.066385 | 0.065731 | 0.066339 | 0.06747 | 0.085255 | 0.083843 | 0.094192 | 0.09279 | 0.086709 | 0.086343 | 0.091732 | 0.10156 | 0.10642 | 0.10856 | 0.1101 | 0.1011 | 0.090727 | 0.084603 | 0.082179 | 0.078347 | 0.066412 | 0.065194
Portfolio Adjusted1-in-2AllOther2018February Monthly Peak | Portfolio Adjusted | 1-in-2 | All | Other | 2018 | February Monthly Peak | 2 | 3.5991 | 3.5106 | 3.4418 | 3.4491 | 3.6114 | 4.0154 | 4.5718 | 4.8772 | 5.3677 | 5.622 | 5.7543 | 5.7428 | 5.653 | 5.6498 | 5.5402 | 5.3769 | 5.2141 | 5.2254 | 5.2108 | 5.0011 | 4.7718 | 4.4721 | 4.1024 | 3.8445 | -0.0089914 | -0.010011 | -0.0062642 | -0.01781 | -0.022186 | -0.019244 | -0.0074623 | -0.022352 | -0.01852 | -0.02274 | -1.7373e-05 | 0.0022735 | 0.0078309 | 0.015103 | 0.098974 | 0.094527 | 0.10667 | 0.10363 | 0.022905 | 0.023554 | 0.020516 | 0.020126 | 0.014012 | 0.011253 | 47.0977 | 46.6299 | 46.2867 | 45.9018 | 45.694 | 45.6738 | 45.678 | 45.6338 | 45.8668 | 47.6667 | 49.7839 | 51.704 | 52.5476 | 52.5027 | 52.5347 | 52.1919 | 51.5315 | 50.3951 | 48.8781 | 47.4458 | 46.1027 | 45.1002 | 43.8802 | 42.9358 | 0.063051 | 0.061592 | 0.065148 | 0.064411 | 0.064954 | 0.065883 | 0.083034 | 0.081408 | 0.091439 | 0.09017 | 0.084311 | 0.083997 | 0.089148 | 0.098654 | 0.10321 | 0.10512 | 0.10651 | 0.097846 | 0.087833 | 0.082317 | 0.080167 | 0.07666 | 0.064979 | 0.064017
Portfolio Adjusted1-in-2AllOther2018March Monthly Peak | Portfolio Adjusted | 1-in-2 | All | Other | 2018 | March Monthly Peak | 3 | 3.668 | 3.5464 | 3.474 | 3.4543 | 3.6013 | 3.9809 | 4.5449 | 4.8666 | 5.327 | 5.5818 | 5.7479 | 5.7603 | 5.6829 | 5.7078 | 5.6365 | 5.4921 | 5.3028 | 5.0712 | 4.9408 | 5.0582 | 4.8956 | 4.5912 | 4.2028 | 3.9186 | -0.009332 | -0.010324 | -0.0064936 | -0.018209 | -0.022561 | -0.019331 | -0.0073843 | -0.022348 | -0.018712 | -0.022959 | -1.7686e-05 | 0.0023275 | 0.0080298 | 0.015565 | 0.1008 | 0.096605 | 0.10881 | 0.10084 | 0.022867 | 0.024249 | 0.021474 | 0.021064 | 0.014596 | 0.011607 | 46.6515 | 46.185 | 45.7671 | 45.4405 | 45.0431 | 44.5936 | 44.1813 | 43.9502 | 45.7046 | 48.0447 | 50.3205 | 52.3936 | 53.9808 | 55.0602 | 55.5544 | 55.9991 | 55.8456 | 55.1877 | 53.5626 | 51.2736 | 49.7024 | 48.4922 | 47.6305 | 46.7265 | 0.064827 | 0.063093 | 0.067059 | 0.06561 | 0.065877 | 0.066246 | 0.082794 | 0.081691 | 0.092263 | 0.090943 | 0.085353 | 0.085167 | 0.090309 | 0.099981 | 0.10452 | 0.10631 | 0.10756 | 0.098445 | 0.088371 | 0.083666 | 0.082358 | 0.078988 | 0.066833 | 0.065622
Portfolio Adjusted1-in-2AllOther2018April Monthly Peak | Portfolio Adjusted | 1-in-2 | All | Other | 2018 | April Monthly Peak | 4 | 5.4729 | 5.2981 | 5.1442 | 5.0655 | 5.2883 | 5.8802 | 6.6108 | 7.2278 | 7.9445 | 8.4604 | 8.9442 | 9.2146 | 9.3078 | 9.5526 | 9.5249 | 9.2355 | 8.7555 | 8.0921 | 7.6243 | 7.5606 | 7.4075 | 6.9399 | 6.318 | 5.8979 | -0.022555 | -0.025014 | -0.015663 | -0.043641 | -0.053973 | -0.045984 | -0.017462 | -0.052764 | -0.04464 | -0.055915 | -4.3844e-05 | 0.0058692 | 0.020474 | 0.040001 | 0.17723 | 0.16774 | 0.19871 | 0.17666 | 0.056819 | 0.059639 | 0.052698 | 0.051734 | 0.035528 | 0.028242 | 61.999 | 60.7652 | 59.3098 | 58.0777 | 57.1724 | 56.514 | 55.9386 | 56.0046 | 58.6308 | 62.6862 | 67.9438 | 72.3726 | 75.7575 | 78.1905 | 79.3501 | 79.9903 | 80.0128 | 79.6647 | 78.3825 | 75.981 | 72.1982 | 69.0706 | 66.8753 | 64.6268 | 0.13489 | 0.13354 | 0.14448 | 0.14005 | 0.13795 | 0.13208 | 0.15652 | 0.14798 | 0.17472 | 0.17393 | 0.15784 | 0.15108 | 0.14902 | 0.15698 | 0.14817 | 0.13646 | 0.12818 | 0.12043 | 0.1121 | 0.14661 | 0.15615 | 0.15794 | 0.135 | 0.14133
Portfolio Adjusted1-in-2AllOther2018May Monthly Peak | Portfolio Adjusted | 1-in-2 | All | Other | 2018 | May Monthly Peak | 5 | 5.5843 | 5.4138 | 5.2448 | 5.1814 | 5.4108 | 5.975 | 6.5839 | 7.459 | 8.3651 | 9.0068 | 9.5732 | 9.8581 | 9.9288 | 10.1538 | 10.1071 | 9.7607 | 9.2425 | 8.5193 | 7.9488 | 7.6623 | 7.6178 | 7.1493 | 6.5123 | 6.0713 | -0.022898 | -0.025503 | -0.015944 | -0.044773 | -0.055514 | -0.047226 | -0.017691 | -0.054584 | -0.047003 | -0.059321 | -4.6597e-05 | 0.006209 | 0.021532 | 0.041909 | 0.18792 | 0.17717 | 0.2088 | 0.1851 | 0.057993 | 0.060159 | 0.053332 | 0.05258 | 0.036347 | 0.028955 | 65.8305 | 64.6971 | 63.8256 | 62.8695 | 62.0283 | 61.2689 | 60.4997 | 60.9072 | 63.4125 | 67.214 | 71.0036 | 74.7353 | 77.9163 | 80.5697 | 81.6879 | 82.1445 | 81.9628 | 81.388 | 80.0667 | 77.7343 | 74.3504 | 71.5093 | 69.0519 | 67.3821 | 0.13681 | 0.136 | 0.14696 | 0.1435 | 0.14166 | 0.13535 | 0.15834 | 0.15237 | 0.18293 | 0.18333 | 0.16638 | 0.15833 | 0.15497 | 0.16243 | 0.15246 | 0.13911 | 0.12998 | 0.12201 | 0.11324 | 0.14765 | 0.1578 | 0.16028 | 0.13785 | 0.14471
Portfolio Adjusted1-in-2AllOther2018June Monthly Peak | Portfolio Adjusted | 1-in-2 | All | Other | 2018 | June Monthly Peak | 6 | 5.9693 | 5.7729 | 5.5972 | 5.5242 | 5.743 | 6.2856 | 6.95 | 7.9235 | 8.9042 | 9.675 | 10.3342 | 10.5958 | 10.6073 | 10.8329 | 10.7953 | 10.5073 | 9.9796 | 9.1927 | 8.5723 | 8.1533 | 8.0995 | 7.6431 | 6.9479 | 6.4749 | -0.018596 | -0.023981 | -0.014489 | -0.03611 | -0.049076 | -0.044845 | -0.029107 | -0.050986 | -0.048073 | -0.060302 | -0.016855 | -0.018877 | -0.0034563 | 0.011734 | 0.17484 | 0.17673 | 0.19655 | 0.1779 | 0.05413 | 0.050474 | 0.043173 | 0.050687 | 0.03782 | 0.033982 | 69.8142 | 68.3938 | 67.245 | 66.197 | 65.0678 | 64.0253 | 63.1124 | 63.9663 | 67.6449 | 72.4396 | 77.1858 | 81.6024 | 84.7314 | 86.425 | 87.321 | 87.6924 | 87.8032 | 87.4173 | 86.3945 | 84.4366 | 81.3833 | 77.2555 | 74.5751 | 72.5578 | 0.13721 | 0.13643 | 0.1479 | 0.14455 | 0.14198 | 0.13512 | 0.15734 | 0.15075 | 0.18039 | 0.18189 | 0.16522 | 0.15545 | 0.15038 | 0.15752 | 0.14853 | 0.13724 | 0.12874 | 0.12076 | 0.11247 | 0.1453 | 0.15642 | 0.15911 | 0.13698 | 0.14403
Portfolio Adjusted1-in-2AllOther2018July Monthly Peak | Portfolio Adjusted | 1-in-2 | All | Other | 2018 | July Monthly Peak | 7 | 6.3111 | 6.0744 | 5.8943 | 5.8503 | 6.0895 | 6.7455 | 7.4496 | 8.4537 | 9.5173 | 10.3738 | 11.0473 | 11.3231 | 11.3388 | 11.5305 | 11.462 | 11.1867 | 10.6534 | 9.8299 | 9.153 | 8.7072 | 8.6154 | 8.0938 | 7.3379 | 6.821 | -0.011864 | -0.020847 | -0.011815 | -0.022503 | -0.038682 | -0.040902 | -0.044923 | -0.045455 | -0.048974 | -0.060384 | -0.039525 | -0.052759 | -0.037002 | -0.028245 | 0.15302 | 0.17041 | 0.17434 | 0.16341 | 0.048677 | 0.037296 | 0.028473 | 0.047031 | 0.038973 | 0.03998 | 75.801 | 74.4158 | 73.4552 | 72.5168 | 71.4828 | 70.5141 | 69.7284 | 70.1979 | 73.4798 | 77.8925 | 82.3339 | 85.7621 | 88.7984 | 90.5025 | 91.481 | 91.9396 | 91.8296 | 90.7629 | 89.6158 | 88.2828 | 85.6883 | 82.0958 | 79.6142 | 77.7869 | 0.1418 | 0.14037 | 0.15279 | 0.1507 | 0.14827 | 0.14189 | 0.16426 | 0.15606 | 0.18593 | 0.18751 | 0.16911 | 0.15893 | 0.15392 | 0.16068 | 0.15101 | 0.13966 | 0.13089 | 0.12319 | 0.11506 | 0.15084 | 0.16227 | 0.16442 | 0.14135 | 0.14842
Portfolio Adjusted1-in-2AllOther2018August Monthly Peak | Portfolio Adjusted | 1-in-2 | All | Other | 2018 | August Monthly Peak | 8 | 6.2106 | 5.9892 | 5.8131 | 5.77 | 6.0153 | 6.7078 | 7.4777 | 8.3959 | 9.4976 | 10.3964 | 11.1063 | 11.449 | 11.4844 | 11.7214 | 11.6457 | 11.2818 | 10.6609 | 9.7867 | 9.0583 | 8.7241 | 8.5814 | 7.9709 | 7.231 | 6.7213 | -0.012234 | -0.021041 | -0.011967 | -0.023274 | -0.039374 | -0.041394 | -0.044756 | -0.046637 | -0.050391 | -0.06251 | -0.039771 | -0.053305 | -0.036926 | -0.02749 | 0.15586 | 0.17231 | 0.17627 | 0.16413 | 0.049662 | 0.038805 | 0.029684 | 0.047379 | 0.03906 | 0.039705 | 74.1259 | 72.9609 | 71.4523 | 70.2073 | 69.1943 | 68.2471 | 67.6383 | 67.0172 | 69.3257 | 74.5331 | 80.162 | 84.7255 | 88.2296 | 90.307 | 91.6019 | 92.2252 | 92.0866 | 91.4571 | 89.972 | 87.3541 | 83.538 | 80.2945 | 77.9932 | 76.2632 | 0.14127 | 0.14005 | 0.1523 | 0.15016 | 0.14805 | 0.14213 | 0.16602 | 0.15813 | 0.19033 | 0.19284 | 0.17442 | 0.16485 | 0.15964 | 0.16693 | 0.15613 | 0.14258 | 0.13245 | 0.12439 | 0.11574 | 0.15288 | 0.16361 | 0.16433 | 0.14138 | 0.14813
Portfolio Adjusted1-in-2AllOther2018September Monthly Peak | Portfolio Adjusted | 1-in-2 | All | Other | 2018 | September Monthly Peak | 9 | 6.146 | 5.931 | 5.7485 | 5.7255 | 5.9882 | 6.6922 | 7.6134 | 8.4402 | 9.5967 | 10.4802 | 11.1813 | 11.5164 | 11.564 | 11.8071 | 11.7257 | 11.3069 | 10.6361 | 9.7269 | 9.0447 | 8.9158 | 8.4921 | 7.8682 | 7.1389 | 6.6328 | -0.012723 | -0.021305 | -0.012142 | -0.024298 | -0.040464 | -0.042207 | -0.044845 | -0.04835 | -0.052451 | -0.065208 | -0.039933 | -0.053279 | -0.036268 | -0.025941 | 0.15779 | 0.17334 | 0.17804 | 0.16486 | 0.051482 | 0.041119 | 0.031171 | 0.048345 | 0.039411 | 0.039578 | 72.4538 | 71.2162 | 69.8632 | 68.5608 | 67.4321 | 66.4947 | 65.9426 | 65.6356 | 68.0406 | 73.2847 | 78.8195 | 83.6429 | 87.6261 | 89.9702 | 91.2824 | 91.7154 | 91.5966 | 90.7715 | 89.3625 | 86.5458 | 82.4361 | 79.4066 | 77.096 | 75.508 | 0.14137 | 0.13993 | 0.15176 | 0.15042 | 0.14884 | 0.14316 | 0.16898 | 0.16142 | 0.19677 | 0.19959 | 0.18032 | 0.17024 | 0.16467 | 0.17179 | 0.15988 | 0.14469 | 0.13352 | 0.12539 | 0.11698 | 0.15686 | 0.16544 | 0.16595 | 0.14221 | 0.14843
Portfolio Adjusted1-in-2AllOther2018October Monthly Peak | Portfolio Adjusted | 1-in-2 | All | Other | 2018 | October Monthly Peak | 10 | 5.4309 | 5.2733 | 5.0963 | 5.0546 | 5.2881 | 5.9292 | 6.8685 | 7.4023 | 8.083 | 8.6983 | 9.2582 | 9.5903 | 9.7421 | 9.9936 | 9.9444 | 9.5987 | 9.0733 | 8.4773 | 8.1304 | 7.8128 | 7.3878 | 6.8983 | 6.2775 | 5.8794 | -0.018734 | -0.022771 | -0.013855 | -0.036522 | -0.047977 | -0.043297 | -0.024152 | -0.050038 | -0.044664 | -0.055988 | -0.0096325 | -0.0087173 | 0.00575 | 0.022193 | 0.16958 | 0.16602 | 0.18875 | 0.17257 | 0.054748 | 0.052316 | 0.044147 | 0.047802 | 0.034423 | 0.029736 | 63.9278 | 62.9551 | 61.9978 | 60.9772 | 60.0237 | 59.2659 | 58.4112 | 57.8175 | 58.6835 | 63.099 | 69.2615 | 75.6118 | 80.6037 | 83.6245 | 84.8477 | 85.7376 | 85.8191 | 84.9906 | 82.761 | 78.1864 | 74.0988 | 70.9159 | 68.3814 | 66.3255 | 0.12675 | 0.12624 | 0.13567 | 0.13321 | 0.13188 | 0.12789 | 0.15389 | 0.14486 | 0.17039 | 0.17094 | 0.15477 | 0.148 | 0.14636 | 0.15391 | 0.14519 | 0.13382 | 0.12609 | 0.12006 | 0.11139 | 0.14139 | 0.14767 | 0.14868 | 0.12716 | 0.13381
Portfolio Adjusted1-in-2AllOther2018November Monthly Peak | Portfolio Adjusted | 1-in-2 | All | Other | 2018 | November Monthly Peak | 11 | 5.3916 | 5.2495 | 5.1136 | 5.0921 | 5.3452 | 5.9986 | 6.7332 | 7.3473 | 8.0119 | 8.4173 | 8.7915 | 8.9558 | 8.9537 | 9.0813 | 8.9516 | 8.5495 | 8.1803 | 8.0886 | 7.6839 | 7.3163 | 6.988 | 6.5987 | 6.0658 | 5.7179 | -0.02271 | -0.025297 | -0.01584 | -0.044655 | -0.055547 | -0.047771 | -0.018029 | -0.054475 | -0.046091 | -0.057469 | -4.4685e-05 | 0.0059389 | 0.020607 | 0.039924 | 0.16759 | 0.15613 | 0.18873 | 0.17829 | 0.058191 | 0.059392 | 0.051705 | 0.050895 | 0.034988 | 0.027999 | 55.5598 | 54.624 | 53.7903 | 52.8601 | 51.8198 | 51.2012 | 50.9374 | 50.8911 | 53.1703 | 58.1699 | 63.0841 | 67.458 | 70.2817 | 71.7606 | 72.381 | 72.2868 | 70.9135 | 68.0221 | 64.5296 | 62.3342 | 60.6279 | 59.2581 | 58.1353 | 57.0261 | 0.1358 | 0.135 | 0.14608 | 0.14318 | 0.14177 | 0.13684 | 0.16111 | 0.1522 | 0.17985 | 0.1783 | 0.16054 | 0.15268 | 0.14991 | 0.15695 | 0.14765 | 0.13547 | 0.128 | 0.12236 | 0.1137 | 0.14622 | 0.15366 | 0.15568 | 0.13318 | 0.14021
Portfolio Adjusted1-in-2AllOther2018December Monthly Peak | Portfolio Adjusted | 1-in-2 | All | Other | 2018 | December Monthly Peak | 12 | 5.3481 | 5.22 | 5.0947 | 5.0853 | 5.344 | 5.9854 | 6.8545 | 7.3041 | 7.8268 | 8.1027 | 8.2672 | 8.2374 | 8.0791 | 8.0646 | 7.8665 | 7.5846 | 7.4823 | 7.5735 | 7.2686 | 6.9929 | 6.7221 | 6.397 | 5.9568 | 5.6553 | -0.021904 | -0.024456 | -0.015339 | -0.043457 | -0.054132 | -0.046423 | -0.017596 | -0.051967 | -0.043188 | -0.053272 | -4.0685e-05 | 0.0053251 | 0.018267 | 0.035074 | 0.14735 | 0.13868 | 0.17241 | 0.1665 | 0.054254 | 0.055745 | 0.048688 | 0.047941 | 0.033343 | 0.0269 | 46.5288 | 45.8898 | 45.5002 | 44.9197 | 44.3933 | 43.9448 | 43.6474 | 43.5575 | 44.2298 | 47.4806 | 51.1261 | 54.3089 | 56.3368 | 57.2531 | 57.953 | 58.2021 | 57.5007 | 55.0991 | 52.1184 | 50.0826 | 48.6113 | 46.744 | 45.0087 | 43.7593 | 0.13128 | 0.13075 | 0.14166 | 0.1395 | 0.13835 | 0.13326 | 0.15761 | 0.14609 | 0.16973 | 0.16672 | 0.14818 | 0.13967 | 0.13691 | 0.14331 | 0.13624 | 0.12797 | 0.1232 | 0.11791 | 0.10971 | 0.13881 | 0.14582 | 0.14749 | 0.12744 | 0.13498
Portfolio Adjusted1-in-2AllOther2018Typical Event Day | Portfolio Adjusted | 1-in-2 | All | Other | 2018 | Typical Event Day | 8 | 6.1636 | 5.9449 | 5.7717 | 5.7282 | 5.9724 | 6.6565 | 7.4125 | 8.2978 | 9.3609 | 10.227 | 10.9161 | 11.2502 | 11.2806 | 11.5165 | 11.4455 | 11.0941 | 10.4898 | 9.6333 | 8.9278 | 8.6052 | 8.4801 | 7.888 | 7.1618 | 6.6629 | -0.013898 | -0.021812 | -0.012638 | -0.026706 | -0.042107 | -0.04259 | -0.040906 | -0.047875 | -0.049786 | -0.061872 | -0.033626 | -0.044113 | -0.027981 | -0.017012 | 0.16138 | 0.17381 | 0.18179 | 0.16782 | 0.050769 | 0.041961 | 0.033264 | 0.048204 | 0.038742 | 0.038234 | 73.0487 | 71.7467 | 70.5039 | 69.3705 | 68.2943 | 67.3203 | 66.6054 | 66.7043 | 69.6227 | 74.5375 | 79.6253 | 83.9332 | 87.3464 | 89.3012 | 90.4216 | 90.8932 | 90.829 | 90.1022 | 88.8362 | 86.6548 | 83.2614 | 79.7631 | 77.3196 | 75.529 | 0.13954 | 0.13833 | 0.15044 | 0.14827 | 0.14622 | 0.14031 | 0.16375 | 0.15553 | 0.1866 | 0.18864 | 0.17056 | 0.16127 | 0.15624 | 0.16357 | 0.15336 | 0.14049 | 0.13089 | 0.1229 | 0.11431 | 0.15023 | 0.16095 | 0.16189 | 0.13939 | 0.14617
Portfolio Adjusted1-in-2AllOther2019January Monthly Peak | Portfolio Adjusted | 1-in-2 | All | Other | 2019 | January Monthly Peak | 1 | 5.6233 | 5.4964 | 5.3701 | 5.3819 | 5.6653 | 6.404 | 7.5136 | 8.0954 | 8.6507 | 8.8755 | 8.97 | 8.8494 | 8.6276 | 8.5864 | 8.3191 | 7.9896 | 7.7337 | 7.9093 | 7.701 | 7.453 | 7.1638 | 6.7856 | 6.3155 | 6.0017 | -0.023154 | -0.02576 | -0.016137 | -0.045968 | -0.057281 | -0.049785 | -0.019352 | -0.058205 | -0.048286 | -0.059162 | -4.5057e-05 | 0.0058724 | 0.020186 | 0.038838 | 0.15679 | 0.14678 | 0.18064 | 0.17543 | 0.059057 | 0.060845 | 0.052915 | 0.051784 | 0.036101 | 0.028952 | 42.3566 | 41.9272 | 41.3069 | 40.6604 | 40.0111 | 39.5672 | 39.4653 | 39.2276 | 39.5072 | 41.8868 | 45.4239 | 48.1216 | 50.1006 | 51.4122 | 52.2693 | 52.6847 | 52.3985 | 51.0732 | 49.1299 | 47.7791 | 46.5724 | 45.6666 | 44.8173 | 44.2091 | 0.13869 | 0.13769 | 0.149 | 0.1475 | 0.14632 | 0.14265 | 0.17247 | 0.16217 | 0.18838 | 0.18389 | 0.16273 | 0.15252 | 0.14921 | 0.15596 | 0.1471 | 0.13704 | 0.13068 | 0.12522 | 0.11715 | 0.15036 | 0.15771 | 0.15883 | 0.13758 | 0.14507
Portfolio Adjusted1-in-2AllOther2019February Monthly Peak | Portfolio Adjusted | 1-in-2 | All | Other | 2019 | February Monthly Peak | 2 | 5.5026 | 5.3742 | 5.2406 | 5.2433 | 5.5154 | 6.2263 | 7.2218 | 7.7687 | 8.3354 | 8.5936 | 8.7527 | 8.7118 | 8.5687 | 8.5913 | 8.3818 | 8.0689 | 7.7616 | 7.7321 | 7.6675 | 7.3767 | 7.0751 | 6.6894 | 6.1999 | 5.8756 | -0.022858 | -0.025449 | -0.015925 | -0.045276 | -0.056401 | -0.048921 | -0.018971 | -0.056824 | -0.047081 | -0.057811 | -4.4166e-05 | 0.0057797 | 0.019908 | 0.038394 | 0.15747 | 0.14782 | 0.18038 | 0.1717 | 0.05823 | 0.059881 | 0.052156 | 0.051165 | 0.035623 | 0.028608 | 47.1342 | 46.6672 | 46.3242 | 45.9384 | 45.728 | 45.7047 | 45.706 | 45.6605 | 45.8984 | 47.6984 | 49.814 | 51.7337 | 52.5751 | 52.533 | 52.5646 | 52.2192 | 51.5653 | 50.4338 | 48.9196 | 47.4925 | 46.1546 | 45.1552 | 43.9329 | 42.9877 | 0.13672 | 0.13584 | 0.14689 | 0.14514 | 0.14391 | 0.13999 | 0.16881 | 0.1581 | 0.18348 | 0.17944 | 0.15916 | 0.14957 | 0.14637 | 0.15308 | 0.14417 | 0.1339 | 0.12732 | 0.12211 | 0.11429 | 0.14747 | 0.15502 | 0.15657 | 0.1355 | 0.14317
Portfolio Adjusted1-in-2AllOther2019March Monthly Peak | Portfolio Adjusted | 1-in-2 | All | Other | 2019 | March Monthly Peak | 3 | 5.6445 | 5.4695 | 5.34 | 5.2897 | 5.5385 | 6.2027 | 7.1669 | 7.7577 | 8.327 | 8.5834 | 8.8019 | 8.8016 | 8.6744 | 8.7409 | 8.5854 | 8.2953 | 7.9464 | 7.5704 | 7.3973 | 7.5052 | 7.3078 | 6.9131 | 6.3886 | 6.0143 | -0.023724 | -0.026246 | -0.016508 | -0.04629 | -0.057356 | -0.049143 | -0.018772 | -0.056813 | -0.04757 | -0.058368 | -4.4961e-05 | 0.005917 | 0.020413 | 0.039568 | 0.1615 | 0.15209 | 0.18529 | 0.16869 | 0.058133 | 0.061645 | 0.05459 | 0.053549 | 0.037105 | 0.029507 | 46.6887 | 46.2174 | 45.7969 | 45.4693 | 45.0714 | 44.6219 | 44.211 | 43.9823 | 45.7379 | 48.0776 | 50.355 | 52.4274 | 54.0101 | 55.0883 | 55.58 | 56.0234 | 55.8682 | 55.2087 | 53.5861 | 51.3019 | 49.735 | 48.526 | 47.6649 | 46.7618 | 0.14162 | 0.1399 | 0.15206 | 0.14829 | 0.14627 | 0.14065 | 0.16735 | 0.15822 | 0.18533 | 0.18112 | 0.16178 | 0.15268 | 0.14944 | 0.15671 | 0.14779 | 0.13701 | 0.12969 | 0.12241 | 0.11461 | 0.15123 | 0.16149 | 0.16328 | 0.14074 | 0.14749
Portfolio Adjusted1-in-2AllOther2019April Monthly Peak | Portfolio Adjusted | 1-in-2 | All | Other | 2019 | April Monthly Peak | 4 | 5.4729 | 5.2981 | 5.1442 | 5.0655 | 5.2883 | 5.8802 | 6.6108 | 7.2278 | 7.9445 | 8.4604 | 8.9442 | 9.2146 | 9.3078 | 9.5526 | 9.5249 | 9.2355 | 8.7555 | 8.0921 | 7.6243 | 7.5606 | 7.4075 | 6.9399 | 6.318 | 5.8979 | -0.022555 | -0.025014 | -0.015663 | -0.043641 | -0.053973 | -0.045984 | -0.017462 | -0.052764 | -0.04464 | -0.055915 | -4.3844e-05 | 0.0058692 | 0.020474 | 0.040001 | 0.17723 | 0.16774 | 0.19871 | 0.17666 | 0.056819 | 0.059639 | 0.052698 | 0.051734 | 0.035528 | 0.028242 | 61.999 | 60.7652 | 59.3098 | 58.0777 | 57.1724 | 56.514 | 55.9386 | 56.0046 | 58.6308 | 62.6862 | 67.9438 | 72.3726 | 75.7575 | 78.1905 | 79.3501 | 79.9903 | 80.0128 | 79.6647 | 78.3825 | 75.981 | 72.1982 | 69.0706 | 66.8753 | 64.6268 | 0.13489 | 0.13354 | 0.14448 | 0.14005 | 0.13795 | 0.13208 | 0.15652 | 0.14798 | 0.17472 | 0.17393 | 0.15784 | 0.15108 | 0.14902 | 0.15698 | 0.14817 | 0.13646 | 0.12818 | 0.12043 | 0.1121 | 0.14661 | 0.15615 | 0.15794 | 0.135 | 0.14133
Portfolio Adjusted1-in-2AllOther2019May Monthly Peak | Portfolio Adjusted | 1-in-2 | All | Other | 2019 | May Monthly Peak | 5 | 5.5843 | 5.4138 | 5.2448 | 5.1814 | 5.4108 | 5.975 | 6.5839 | 7.459 | 8.3651 | 9.0068 | 9.5732 | 9.8581 | 9.9288 | 10.1538 | 10.1071 | 9.7607 | 9.2425 | 8.5193 | 7.9488 | 7.6623 | 7.6178 | 7.1493 | 6.5123 | 6.0713 | -0.022898 | -0.025503 | -0.015944 | -0.044773 | -0.055514 | -0.047226 | -0.017691 | -0.054584 | -0.047003 | -0.059321 | -4.6597e-05 | 0.006209 | 0.021532 | 0.041909 | 0.18792 | 0.17717 | 0.2088 | 0.1851 | 0.057993 | 0.060159 | 0.053332 | 0.05258 | 0.036347 | 0.028955 | 65.8305 | 64.6971 | 63.8256 | 62.8695 | 62.0283 | 61.2689 | 60.4997 | 60.9072 | 63.4125 | 67.214 | 71.0035 | 74.7353 | 77.9163 | 80.5697 | 81.6879 | 82.1445 | 81.9629 | 81.388 | 80.0667 | 77.7343 | 74.3504 | 71.5093 | 69.0519 | 67.3821 | 0.13681 | 0.136 | 0.14696 | 0.1435 | 0.14166 | 0.13535 | 0.15834 | 0.15237 | 0.18293 | 0.18333 | 0.16638 | 0.15833 | 0.15497 | 0.16243 | 0.15246 | 0.13911 | 0.12998 | 0.12201 | 0.11324 | 0.14765 | 0.1578 | 0.16028 | 0.13785 | 0.14471
Portfolio Adjusted1-in-2AllOther2019June Monthly Peak | Portfolio Adjusted | 1-in-2 | All | Other | 2019 | June Monthly Peak | 6 | 5.9693 | 5.7729 | 5.5972 | 5.5242 | 5.743 | 6.2856 | 6.95 | 7.9235 | 8.9042 | 9.675 | 10.3342 | 10.5957 | 10.6073 | 10.8329 | 10.7953 | 10.5073 | 9.9796 | 9.1927 | 8.5723 | 8.1533 | 8.0995 | 7.6431 | 6.9479 | 6.4749 | -0.018596 | -0.023981 | -0.014489 | -0.03611 | -0.049076 | -0.044845 | -0.029107 | -0.050986 | -0.048073 | -0.060302 | -0.016855 | -0.018877 | -0.0034563 | 0.011734 | 0.17484 | 0.17673 | 0.19655 | 0.1779 | 0.05413 | 0.050474 | 0.043173 | 0.050687 | 0.03782 | 0.033982 | 69.8142 | 68.3938 | 67.245 | 66.197 | 65.0678 | 64.0253 | 63.1124 | 63.9663 | 67.6449 | 72.4396 | 77.1858 | 81.6024 | 84.7314 | 86.425 | 87.321 | 87.6925 | 87.8032 | 87.4173 | 86.3945 | 84.4366 | 81.3833 | 77.2555 | 74.5751 | 72.5578 | 0.13721 | 0.13643 | 0.1479 | 0.14455 | 0.14198 | 0.13512 | 0.15734 | 0.15075 | 0.18039 | 0.18189 | 0.16522 | 0.15545 | 0.15038 | 0.15752 | 0.14853 | 0.13724 | 0.12874 | 0.12076 | 0.11247 | 0.1453 | 0.15642 | 0.15911 | 0.13698 | 0.14403
Portfolio Adjusted1-in-2AllOther2019July Monthly Peak | Portfolio Adjusted | 1-in-2 | All | Other | 2019 | July Monthly Peak | 7 | 6.3111 | 6.0744 | 5.8943 | 5.8503 | 6.0895 | 6.7455 | 7.4496 | 8.4537 | 9.5173 | 10.3738 | 11.0473 | 11.3231 | 11.3388 | 11.5305 | 11.462 | 11.1867 | 10.6534 | 9.8299 | 9.153 | 8.7072 | 8.6154 | 8.0938 | 7.3379 | 6.821 | -0.011864 | -0.020847 | -0.011815 | -0.022503 | -0.038682 | -0.040902 | -0.044923 | -0.045455 | -0.048974 | -0.060384 | -0.039525 | -0.052759 | -0.037002 | -0.028245 | 0.15302 | 0.17041 | 0.17434 | 0.16341 | 0.048677 | 0.037296 | 0.028473 | 0.047031 | 0.038973 | 0.03998 | 75.801 | 74.4158 | 73.4552 | 72.5168 | 71.4828 | 70.5141 | 69.7284 | 70.1979 | 73.4798 | 77.8925 | 82.3339 | 85.7621 | 88.7984 | 90.5025 | 91.481 | 91.9396 | 91.8296 | 90.7629 | 89.6158 | 88.2828 | 85.6883 | 82.0958 | 79.6142 | 77.7869 | 0.1418 | 0.14037 | 0.15279 | 0.1507 | 0.14827 | 0.14189 | 0.16426 | 0.15606 | 0.18593 | 0.18751 | 0.16911 | 0.15893 | 0.15392 | 0.16068 | 0.15101 | 0.13966 | 0.13089 | 0.12319 | 0.11506 | 0.15084 | 0.16227 | 0.16442 | 0.14135 | 0.14842
Portfolio Adjusted1-in-2AllOther2019August Monthly Peak | Portfolio Adjusted | 1-in-2 | All | Other | 2019 | August Monthly Peak | 8 | 6.2106 | 5.9892 | 5.8131 | 5.77 | 6.0153 | 6.7078 | 7.4777 | 8.3959 | 9.4976 | 10.3964 | 11.1063 | 11.449 | 11.4844 | 11.7214 | 11.6457 | 11.2818 | 10.6609 | 9.7867 | 9.0583 | 8.7241 | 8.5814 | 7.9709 | 7.231 | 6.7213 | -0.012234 | -0.021041 | -0.011967 | -0.023274 | -0.039374 | -0.041394 | -0.044756 | -0.046637 | -0.050391 | -0.06251 | -0.039771 | -0.053305 | -0.036926 | -0.02749 | 0.15586 | 0.17231 | 0.17627 | 0.16413 | 0.049662 | 0.038805 | 0.029684 | 0.047379 | 0.03906 | 0.039705 | 74.1259 | 72.9609 | 71.4523 | 70.2073 | 69.1943 | 68.2471 | 67.6383 | 67.0172 | 69.3257 | 74.5331 | 80.162 | 84.7255 | 88.2296 | 90.307 | 91.6019 | 92.2252 | 92.0866 | 91.4571 | 89.972 | 87.3541 | 83.5381 | 80.2945 | 77.9932 | 76.2631 | 0.14127 | 0.14005 | 0.1523 | 0.15016 | 0.14805 | 0.14213 | 0.16602 | 0.15813 | 0.19033 | 0.19284 | 0.17442 | 0.16485 | 0.15964 | 0.16693 | 0.15613 | 0.14258 | 0.13245 | 0.12439 | 0.11574 | 0.15288 | 0.16361 | 0.16433 | 0.14138 | 0.14813
Portfolio Adjusted1-in-2AllOther2019September Monthly Peak | Portfolio Adjusted | 1-in-2 | All | Other | 2019 | September Monthly Peak | 9 | 6.146 | 5.931 | 5.7485 | 5.7255 | 5.9882 | 6.6922 | 7.6134 | 8.4402 | 9.5967 | 10.4802 | 11.1813 | 11.5164 | 11.564 | 11.8071 | 11.7257 | 11.3069 | 10.6361 | 9.7269 | 9.0447 | 8.9158 | 8.4921 | 7.8682 | 7.1389 | 6.6328 | -0.012723 | -0.021305 | -0.012142 | -0.024298 | -0.040464 | -0.042207 | -0.044845 | -0.04835 | -0.052451 | -0.065208 | -0.039933 | -0.053279 | -0.036268 | -0.025941 | 0.15779 | 0.17334 | 0.17804 | 0.16486 | 0.051482 | 0.041119 | 0.031171 | 0.048345 | 0.039411 | 0.039578 | 72.4538 | 71.2162 | 69.8632 | 68.5608 | 67.4321 | 66.4947 | 65.9426 | 65.6356 | 68.0406 | 73.2847 | 78.8195 | 83.6429 | 87.6261 | 89.9702 | 91.2824 | 91.7155 | 91.5966 | 90.7715 | 89.3625 | 86.5458 | 82.4361 | 79.4066 | 77.096 | 75.508 | 0.14137 | 0.13993 | 0.15176 | 0.15042 | 0.14884 | 0.14316 | 0.16898 | 0.16142 | 0.19677 | 0.19959 | 0.18032 | 0.17024 | 0.16467 | 0.17179 | 0.15988 | 0.14469 | 0.13352 | 0.12539 | 0.11698 | 0.15686 | 0.16544 | 0.16595 | 0.14221 | 0.14843
Portfolio Adjusted1-in-2AllOther2019October Monthly Peak | Portfolio Adjusted | 1-in-2 | All | Other | 2019 | October Monthly Peak | 10 | 5.4309 | 5.2733 | 5.0963 | 5.0546 | 5.2881 | 5.9292 | 6.8685 | 7.4023 | 8.083 | 8.6983 | 9.2582 | 9.5903 | 9.7421 | 9.9936 | 9.9444 | 9.5987 | 9.0733 | 8.4773 | 8.1304 | 7.8128 | 7.3878 | 6.8983 | 6.2775 | 5.8794 | -0.018734 | -0.022771 | -0.013855 | -0.036522 | -0.047977 | -0.043297 | -0.024152 | -0.050038 | -0.044664 | -0.055988 | -0.0096325 | -0.0087173 | 0.00575 | 0.022193 | 0.16958 | 0.16602 | 0.18875 | 0.17257 | 0.054748 | 0.052316 | 0.044147 | 0.047802 | 0.034423 | 0.029736 | 63.9278 | 62.9551 | 61.9978 | 60.9772 | 60.0237 | 59.2659 | 58.4112 | 57.8175 | 58.6835 | 63.099 | 69.2615 | 75.6118 | 80.6037 | 83.6245 | 84.8477 | 85.7376 | 85.8191 | 84.9906 | 82.761 | 78.1864 | 74.0988 | 70.9159 | 68.3814 | 66.3255 | 0.12675 | 0.12624 | 0.13567 | 0.13321 | 0.13188 | 0.12789 | 0.15389 | 0.14486 | 0.17039 | 0.17094 | 0.15477 | 0.148 | 0.14636 | 0.15391 | 0.14519 | 0.13382 | 0.12609 | 0.12006 | 0.11139 | 0.14139 | 0.14767 | 0.14868 | 0.12716 | 0.13381
Portfolio Adjusted1-in-2AllOther2019November Monthly Peak | Portfolio Adjusted | 1-in-2 | All | Other | 2019 | November Monthly Peak | 11 | 5.3916 | 5.2495 | 5.1136 | 5.0921 | 5.3452 | 5.9986 | 6.7332 | 7.3473 | 8.0119 | 8.4173 | 8.7915 | 8.9558 | 8.9537 | 9.0813 | 8.9516 | 8.5495 | 8.1803 | 8.0886 | 7.6839 | 7.3163 | 6.988 | 6.5987 | 6.0658 | 5.7179 | -0.02271 | -0.025297 | -0.01584 | -0.044655 | -0.055547 | -0.047771 | -0.018029 | -0.054475 | -0.046091 | -0.057469 | -4.4685e-05 | 0.0059389 | 0.020607 | 0.039924 | 0.16759 | 0.15613 | 0.18873 | 0.17829 | 0.058191 | 0.059392 | 0.051705 | 0.050895 | 0.034988 | 0.027999 | 55.5598 | 54.624 | 53.7903 | 52.8601 | 51.8198 | 51.2012 | 50.9374 | 50.8911 | 53.1703 | 58.1699 | 63.0841 | 67.458 | 70.2817 | 71.7606 | 72.381 | 72.2868 | 70.9135 | 68.0221 | 64.5296 | 62.3342 | 60.6279 | 59.2581 | 58.1352 | 57.0261 | 0.1358 | 0.135 | 0.14608 | 0.14318 | 0.14177 | 0.13684 | 0.16111 | 0.1522 | 0.17985 | 0.1783 | 0.16054 | 0.15268 | 0.14991 | 0.15695 | 0.14765 | 0.13547 | 0.128 | 0.12236 | 0.1137 | 0.14622 | 0.15366 | 0.15568 | 0.13318 | 0.14021
Portfolio Adjusted1-in-2AllOther2019December Monthly Peak | Portfolio Adjusted | 1-in-2 | All | Other | 2019 | December Monthly Peak | 12 | 5.3481 | 5.22 | 5.0947 | 5.0853 | 5.344 | 5.9854 | 6.8545 | 7.3041 | 7.8268 | 8.1027 | 8.2672 | 8.2374 | 8.0791 | 8.0646 | 7.8665 | 7.5846 | 7.4823 | 7.5735 | 7.2686 | 6.9929 | 6.7221 | 6.397 | 5.9568 | 5.6553 | -0.021904 | -0.024456 | -0.015339 | -0.043457 | -0.054132 | -0.046423 | -0.017596 | -0.051967 | -0.043188 | -0.053272 | -4.0685e-05 | 0.0053251 | 0.018267 | 0.035074 | 0.14735 | 0.13868 | 0.17241 | 0.1665 | 0.054254 | 0.055746 | 0.048688 | 0.047941 | 0.033343 | 0.0269 | 46.5288 | 45.8898 | 45.5002 | 44.9197 | 44.3933 | 43.9448 | 43.6474 | 43.5575 | 44.2298 | 47.4806 | 51.1261 | 54.3089 | 56.3368 | 57.2531 | 57.953 | 58.2021 | 57.5007 | 55.0991 | 52.1184 | 50.0826 | 48.6113 | 46.744 | 45.0087 | 43.7593 | 0.13128 | 0.13075 | 0.14166 | 0.1395 | 0.13835 | 0.13326 | 0.15761 | 0.14609 | 0.16973 | 0.16672 | 0.14818 | 0.13967 | 0.13691 | 0.14331 | 0.13624 | 0.12797 | 0.1232 | 0.11791 | 0.10971 | 0.13881 | 0.14582 | 0.14749 | 0.12744 | 0.13498
Portfolio Adjusted1-in-2AllOther2019Typical Event Day | Portfolio Adjusted | 1-in-2 | All | Other | 2019 | Typical Event Day | 8 | 6.1636 | 5.9449 | 5.7717 | 5.7282 | 5.9724 | 6.6565 | 7.4125 | 8.2978 | 9.3609 | 10.227 | 10.9161 | 11.2502 | 11.2806 | 11.5165 | 11.4455 | 11.0941 | 10.4898 | 9.6333 | 8.9278 | 8.6052 | 8.4801 | 7.888 | 7.1618 | 6.6629 | -0.013898 | -0.021812 | -0.012638 | -0.026706 | -0.042107 | -0.04259 | -0.040906 | -0.047875 | -0.049786 | -0.061872 | -0.033626 | -0.044113 | -0.027981 | -0.017012 | 0.16138 | 0.17381 | 0.18179 | 0.16782 | 0.050769 | 0.041961 | 0.033264 | 0.048204 | 0.038742 | 0.038234 | 73.0487 | 71.7467 | 70.5039 | 69.3705 | 68.2943 | 67.3203 | 66.6054 | 66.7043 | 69.6228 | 74.5375 | 79.6253 | 83.9332 | 87.3464 | 89.3012 | 90.4216 | 90.8932 | 90.829 | 90.1022 | 88.8362 | 86.6548 | 83.2614 | 79.7631 | 77.3196 | 75.529 | 0.13954 | 0.13833 | 0.15044 | 0.14827 | 0.14622 | 0.14031 | 0.16375 | 0.15553 | 0.1866 | 0.18864 | 0.17056 | 0.16127 | 0.15624 | 0.16357 | 0.15336 | 0.14049 | 0.13089 | 0.1229 | 0.11431 | 0.15023 | 0.16095 | 0.16189 | 0.13939 | 0.14617
Portfolio Adjusted1-in-2AllOther2020January Monthly Peak | Portfolio Adjusted | 1-in-2 | All | Other | 2020 | January Monthly Peak | 1 | 5.6233 | 5.4964 | 5.3701 | 5.3819 | 5.6653 | 6.404 | 7.5136 | 8.0954 | 8.6507 | 8.8755 | 8.97 | 8.8494 | 8.6276 | 8.5864 | 8.3191 | 7.9896 | 7.7337 | 7.9093 | 7.701 | 7.453 | 7.1638 | 6.7856 | 6.3155 | 6.0017 | -0.023154 | -0.02576 | -0.016137 | -0.045968 | -0.057281 | -0.049785 | -0.019352 | -0.058205 | -0.048286 | -0.059162 | -4.5057e-05 | 0.0058724 | 0.020186 | 0.038838 | 0.15679 | 0.14678 | 0.18064 | 0.17543 | 0.059057 | 0.060845 | 0.052915 | 0.051784 | 0.036101 | 0.028952 | 42.3566 | 41.9272 | 41.3069 | 40.6604 | 40.0111 | 39.5672 | 39.4653 | 39.2276 | 39.5072 | 41.8868 | 45.4239 | 48.1216 | 50.1006 | 51.4122 | 52.2693 | 52.6847 | 52.3985 | 51.0732 | 49.1299 | 47.7791 | 46.5724 | 45.6666 | 44.8173 | 44.2091 | 0.13869 | 0.13769 | 0.149 | 0.1475 | 0.14632 | 0.14265 | 0.17247 | 0.16217 | 0.18838 | 0.18389 | 0.16273 | 0.15252 | 0.14921 | 0.15596 | 0.1471 | 0.13704 | 0.13068 | 0.12522 | 0.11715 | 0.15036 | 0.15771 | 0.15883 | 0.13758 | 0.14507
Portfolio Adjusted1-in-2AllOther2020February Monthly Peak | Portfolio Adjusted | 1-in-2 | All | Other | 2020 | February Monthly Peak | 2 | 5.5026 | 5.3742 | 5.2406 | 5.2433 | 5.5154 | 6.2263 | 7.2218 | 7.7687 | 8.3354 | 8.5936 | 8.7527 | 8.7118 | 8.5687 | 8.5913 | 8.3818 | 8.0689 | 7.7616 | 7.7321 | 7.6675 | 7.3767 | 7.0751 | 6.6894 | 6.1999 | 5.8756 | -0.022858 | -0.025449 | -0.015925 | -0.045276 | -0.056401 | -0.048921 | -0.018971 | -0.056824 | -0.047081 | -0.057811 | -4.4166e-05 | 0.0057797 | 0.019908 | 0.038394 | 0.15747 | 0.14782 | 0.18038 | 0.1717 | 0.05823 | 0.059881 | 0.052156 | 0.051165 | 0.035623 | 0.028608 | 47.1342 | 46.6672 | 46.3242 | 45.9384 | 45.728 | 45.7047 | 45.706 | 45.6605 | 45.8984 | 47.6984 | 49.814 | 51.7337 | 52.5751 | 52.533 | 52.5646 | 52.2192 | 51.5653 | 50.4338 | 48.9196 | 47.4925 | 46.1546 | 45.1552 | 43.9329 | 42.9877 | 0.13672 | 0.13584 | 0.14689 | 0.14514 | 0.14391 | 0.13999 | 0.16881 | 0.1581 | 0.18348 | 0.17944 | 0.15916 | 0.14957 | 0.14637 | 0.15308 | 0.14417 | 0.1339 | 0.12732 | 0.12211 | 0.11429 | 0.14747 | 0.15502 | 0.15657 | 0.1355 | 0.14317
Portfolio Adjusted1-in-2AllOther2020March Monthly Peak | Portfolio Adjusted | 1-in-2 | All | Other | 2020 | March Monthly Peak | 3 | 5.6445 | 5.4695 | 5.34 | 5.2897 | 5.5385 | 6.2027 | 7.1669 | 7.7577 | 8.327 | 8.5834 | 8.8019 | 8.8016 | 8.6744 | 8.7409 | 8.5854 | 8.2953 | 7.9464 | 7.5704 | 7.3973 | 7.5052 | 7.3078 | 6.9131 | 6.3886 | 6.0143 | -0.023724 | -0.026246 | -0.016508 | -0.04629 | -0.057356 | -0.049143 | -0.018772 | -0.056813 | -0.04757 | -0.058368 | -4.4961e-05 | 0.005917 | 0.020413 | 0.039568 | 0.1615 | 0.15209 | 0.18529 | 0.16869 | 0.058133 | 0.061645 | 0.05459 | 0.053549 | 0.037105 | 0.029507 | 46.6887 | 46.2174 | 45.7969 | 45.4693 | 45.0714 | 44.6219 | 44.211 | 43.9823 | 45.7379 | 48.0776 | 50.355 | 52.4274 | 54.0101 | 55.0883 | 55.58 | 56.0234 | 55.8682 | 55.2087 | 53.5861 | 51.3019 | 49.735 | 48.526 | 47.6649 | 46.7618 | 0.14162 | 0.1399 | 0.15206 | 0.14829 | 0.14627 | 0.14065 | 0.16735 | 0.15822 | 0.18533 | 0.18112 | 0.16178 | 0.15268 | 0.14944 | 0.15671 | 0.14779 | 0.13701 | 0.12969 | 0.12241 | 0.11461 | 0.15123 | 0.16149 | 0.16328 | 0.14074 | 0.14749
Portfolio Adjusted1-in-2AllOther2020April Monthly Peak | Portfolio Adjusted | 1-in-2 | All | Other | 2020 | April Monthly Peak | 4 | 5.4729 | 5.2981 | 5.1442 | 5.0655 | 5.2883 | 5.8802 | 6.6108 | 7.2278 | 7.9445 | 8.4604 | 8.9442 | 9.2146 | 9.3078 | 9.5526 | 9.5249 | 9.2355 | 8.7555 | 8.0921 | 7.6243 | 7.5606 | 7.4075 | 6.9399 | 6.318 | 5.8979 | -0.022555 | -0.025014 | -0.015663 | -0.043641 | -0.053973 | -0.045984 | -0.017462 | -0.052764 | -0.04464 | -0.055915 | -4.3844e-05 | 0.0058692 | 0.020474 | 0.040001 | 0.17723 | 0.16774 | 0.19871 | 0.17666 | 0.056819 | 0.059639 | 0.052698 | 0.051734 | 0.035528 | 0.028242 | 61.999 | 60.7652 | 59.3098 | 58.0777 | 57.1724 | 56.514 | 55.9386 | 56.0046 | 58.6308 | 62.6862 | 67.9438 | 72.3726 | 75.7575 | 78.1905 | 79.3501 | 79.9903 | 80.0128 | 79.6647 | 78.3825 | 75.981 | 72.1982 | 69.0706 | 66.8753 | 64.6268 | 0.13489 | 0.13354 | 0.14448 | 0.14005 | 0.13795 | 0.13208 | 0.15652 | 0.14798 | 0.17472 | 0.17393 | 0.15784 | 0.15108 | 0.14902 | 0.15698 | 0.14817 | 0.13646 | 0.12818 | 0.12043 | 0.1121 | 0.14661 | 0.15615 | 0.15794 | 0.135 | 0.14133
Portfolio Adjusted1-in-2AllOther2020May Monthly Peak | Portfolio Adjusted | 1-in-2 | All | Other | 2020 | May Monthly Peak | 5 | 5.5843 | 5.4138 | 5.2448 | 5.1814 | 5.4108 | 5.975 | 6.5839 | 7.459 | 8.3651 | 9.0068 | 9.5732 | 9.8581 | 9.9288 | 10.1538 | 10.1071 | 9.7607 | 9.2425 | 8.5193 | 7.9488 | 7.6623 | 7.6178 | 7.1493 | 6.5123 | 6.0713 | -0.022898 | -0.025503 | -0.015944 | -0.044773 | -0.055514 | -0.047226 | -0.017691 | -0.054584 | -0.047003 | -0.059321 | -4.6597e-05 | 0.006209 | 0.021532 | 0.041909 | 0.18792 | 0.17717 | 0.2088 | 0.1851 | 0.057993 | 0.060159 | 0.053332 | 0.05258 | 0.036347 | 0.028955 | 65.8305 | 64.6971 | 63.8256 | 62.8695 | 62.0283 | 61.2689 | 60.4997 | 60.9072 | 63.4125 | 67.214 | 71.0036 | 74.7353 | 77.9163 | 80.5697 | 81.6879 | 82.1444 | 81.9628 | 81.388 | 80.0667 | 77.7343 | 74.3504 | 71.5093 | 69.0519 | 67.3821 | 0.13681 | 0.136 | 0.14696 | 0.1435 | 0.14166 | 0.13535 | 0.15834 | 0.15237 | 0.18293 | 0.18333 | 0.16638 | 0.15833 | 0.15497 | 0.16243 | 0.15246 | 0.13911 | 0.12998 | 0.12201 | 0.11324 | 0.14765 | 0.1578 | 0.16028 | 0.13785 | 0.14471
Portfolio Adjusted1-in-2AllOther2020June Monthly Peak | Portfolio Adjusted | 1-in-2 | All | Other | 2020 | June Monthly Peak | 6 | 5.9693 | 5.7729 | 5.5972 | 5.5242 | 5.743 | 6.2856 | 6.95 | 7.9235 | 8.9042 | 9.675 | 10.3342 | 10.5957 | 10.6073 | 10.8329 | 10.7953 | 10.5073 | 9.9796 | 9.1927 | 8.5723 | 8.1533 | 8.0995 | 7.6431 | 6.9479 | 6.4749 | -0.018596 | -0.023981 | -0.014489 | -0.03611 | -0.049076 | -0.044845 | -0.029107 | -0.050986 | -0.048073 | -0.060302 | -0.016855 | -0.018877 | -0.0034563 | 0.011734 | 0.17484 | 0.17673 | 0.19655 | 0.1779 | 0.05413 | 0.050474 | 0.043173 | 0.050687 | 0.03782 | 0.033982 | 69.8142 | 68.3938 | 67.245 | 66.197 | 65.0678 | 64.0253 | 63.1124 | 63.9663 | 67.6449 | 72.4396 | 77.1858 | 81.6024 | 84.7314 | 86.425 | 87.321 | 87.6924 | 87.8032 | 87.4173 | 86.3945 | 84.4366 | 81.3833 | 77.2555 | 74.5751 | 72.5578 | 0.13721 | 0.13643 | 0.1479 | 0.14455 | 0.14198 | 0.13512 | 0.15734 | 0.15075 | 0.18039 | 0.18189 | 0.16522 | 0.15545 | 0.15038 | 0.15752 | 0.14853 | 0.13724 | 0.12874 | 0.12076 | 0.11247 | 0.1453 | 0.15642 | 0.15911 | 0.13698 | 0.14403
Portfolio Adjusted1-in-2AllOther2020July Monthly Peak | Portfolio Adjusted | 1-in-2 | All | Other | 2020 | July Monthly Peak | 7 | 6.3111 | 6.0744 | 5.8943 | 5.8503 | 6.0895 | 6.7455 | 7.4496 | 8.4537 | 9.5173 | 10.3738 | 11.0473 | 11.3231 | 11.3388 | 11.5305 | 11.462 | 11.1867 | 10.6534 | 9.8299 | 9.153 | 8.7072 | 8.6154 | 8.0938 | 7.3379 | 6.821 | -0.011864 | -0.020847 | -0.011815 | -0.022503 | -0.038682 | -0.040902 | -0.044923 | -0.045455 | -0.048974 | -0.060384 | -0.039525 | -0.052759 | -0.037002 | -0.028245 | 0.15302 | 0.17041 | 0.17434 | 0.16341 | 0.048677 | 0.037296 | 0.028473 | 0.047031 | 0.038973 | 0.03998 | 75.801 | 74.4158 | 73.4552 | 72.5168 | 71.4828 | 70.5141 | 69.7284 | 70.1979 | 73.4798 | 77.8925 | 82.3339 | 85.7621 | 88.7984 | 90.5025 | 91.481 | 91.9396 | 91.8296 | 90.7629 | 89.6158 | 88.2828 | 85.6883 | 82.0958 | 79.6142 | 77.7869 | 0.1418 | 0.14037 | 0.15279 | 0.1507 | 0.14827 | 0.14189 | 0.16426 | 0.15606 | 0.18593 | 0.18751 | 0.16911 | 0.15893 | 0.15392 | 0.16068 | 0.15101 | 0.13966 | 0.13089 | 0.12319 | 0.11506 | 0.15084 | 0.16227 | 0.16442 | 0.14135 | 0.14842
Portfolio Adjusted1-in-2AllOther2020August Monthly Peak | Portfolio Adjusted | 1-in-2 | All | Other | 2020 | August Monthly Peak | 8 | 6.2106 | 5.9892 | 5.8131 | 5.77 | 6.0153 | 6.7078 | 7.4777 | 8.3959 | 9.4976 | 10.3964 | 11.1063 | 11.449 | 11.4844 | 11.7214 | 11.6457 | 11.2818 | 10.6609 | 9.7867 | 9.0583 | 8.7241 | 8.5814 | 7.9709 | 7.231 | 6.7213 | -0.012234 | -0.021041 | -0.011967 | -0.023274 | -0.039374 | -0.041394 | -0.044756 | -0.046637 | -0.050391 | -0.06251 | -0.039771 | -0.053305 | -0.036926 | -0.02749 | 0.15586 | 0.17231 | 0.17627 | 0.16413 | 0.049662 | 0.038805 | 0.029684 | 0.047379 | 0.03906 | 0.039705 | 74.1259 | 72.9609 | 71.4523 | 70.2073 | 69.1943 | 68.2471 | 67.6383 | 67.0172 | 69.3257 | 74.5331 | 80.162 | 84.7255 | 88.2296 | 90.307 | 91.6019 | 92.2252 | 92.0866 | 91.4571 | 89.972 | 87.3541 | 83.5381 | 80.2945 | 77.9932 | 76.2632 | 0.14127 | 0.14005 | 0.1523 | 0.15016 | 0.14805 | 0.14213 | 0.16602 | 0.15813 | 0.19033 | 0.19284 | 0.17442 | 0.16485 | 0.15964 | 0.16693 | 0.15613 | 0.14258 | 0.13245 | 0.12439 | 0.11574 | 0.15288 | 0.16361 | 0.16433 | 0.14138 | 0.14813
Portfolio Adjusted1-in-2AllOther2020September Monthly Peak | Portfolio Adjusted | 1-in-2 | All | Other | 2020 | September Monthly Peak | 9 | 6.146 | 5.931 | 5.7485 | 5.7255 | 5.9882 | 6.6922 | 7.6134 | 8.4402 | 9.5967 | 10.4802 | 11.1813 | 11.5164 | 11.564 | 11.8071 | 11.7257 | 11.3069 | 10.6361 | 9.7269 | 9.0447 | 8.9158 | 8.4921 | 7.8682 | 7.1389 | 6.6328 | -0.012723 | -0.021305 | -0.012142 | -0.024298 | -0.040464 | -0.042207 | -0.044845 | -0.04835 | -0.052451 | -0.065208 | -0.039933 | -0.053279 | -0.036268 | -0.025941 | 0.15779 | 0.17334 | 0.17804 | 0.16486 | 0.051482 | 0.041119 | 0.031171 | 0.048345 | 0.039411 | 0.039578 | 72.4538 | 71.2162 | 69.8632 | 68.5608 | 67.4321 | 66.4947 | 65.9426 | 65.6356 | 68.0406 | 73.2847 | 78.8195 | 83.6429 | 87.6261 | 89.9702 | 91.2824 | 91.7154 | 91.5966 | 90.7715 | 89.3625 | 86.5458 | 82.4361 | 79.4066 | 77.096 | 75.508 | 0.14137 | 0.13993 | 0.15176 | 0.15042 | 0.14884 | 0.14316 | 0.16898 | 0.16142 | 0.19677 | 0.19959 | 0.18032 | 0.17024 | 0.16467 | 0.17179 | 0.15988 | 0.14469 | 0.13352 | 0.12539 | 0.11698 | 0.15686 | 0.16544 | 0.16595 | 0.14221 | 0.14843
Portfolio Adjusted1-in-2AllOther2020October Monthly Peak | Portfolio Adjusted | 1-in-2 | All | Other | 2020 | October Monthly Peak | 10 | 5.4309 | 5.2733 | 5.0963 | 5.0546 | 5.2881 | 5.9292 | 6.8685 | 7.4023 | 8.083 | 8.6983 | 9.2582 | 9.5903 | 9.7421 | 9.9936 | 9.9444 | 9.5987 | 9.0733 | 8.4773 | 8.1304 | 7.8128 | 7.3878 | 6.8983 | 6.2775 | 5.8794 | -0.018734 | -0.022771 | -0.013855 | -0.036522 | -0.047977 | -0.043297 | -0.024152 | -0.050038 | -0.044664 | -0.055988 | -0.0096325 | -0.0087173 | 0.00575 | 0.022193 | 0.16958 | 0.16602 | 0.18875 | 0.17257 | 0.054748 | 0.052316 | 0.044147 | 0.047802 | 0.034423 | 0.029736 | 63.9278 | 62.9551 | 61.9978 | 60.9772 | 60.0237 | 59.2659 | 58.4112 | 57.8175 | 58.6835 | 63.099 | 69.2615 | 75.6118 | 80.6037 | 83.6245 | 84.8477 | 85.7376 | 85.8191 | 84.9906 | 82.761 | 78.1864 | 74.0988 | 70.9159 | 68.3814 | 66.3255 | 0.12675 | 0.12624 | 0.13567 | 0.13321 | 0.13188 | 0.12789 | 0.15389 | 0.14486 | 0.17039 | 0.17094 | 0.15477 | 0.148 | 0.14636 | 0.15391 | 0.14519 | 0.13382 | 0.12609 | 0.12006 | 0.11139 | 0.14139 | 0.14767 | 0.14868 | 0.12716 | 0.13381
Portfolio Adjusted1-in-2AllOther2020November Monthly Peak | Portfolio Adjusted | 1-in-2 | All | Other | 2020 | November Monthly Peak | 11 | 5.3916 | 5.2495 | 5.1136 | 5.0921 | 5.3452 | 5.9986 | 6.7332 | 7.3473 | 8.0119 | 8.4173 | 8.7915 | 8.9558 | 8.9537 | 9.0813 | 8.9516 | 8.5495 | 8.1803 | 8.0886 | 7.6839 | 7.3163 | 6.988 | 6.5987 | 6.0658 | 5.7179 | -0.02271 | -0.025297 | -0.01584 | -0.044655 | -0.055547 | -0.047771 | -0.018029 | -0.054475 | -0.046091 | -0.057469 | -4.4685e-05 | 0.0059389 | 0.020607 | 0.039924 | 0.16759 | 0.15613 | 0.18873 | 0.17829 | 0.058191 | 0.059392 | 0.051705 | 0.050895 | 0.034988 | 0.027999 | 55.5598 | 54.624 | 53.7904 | 52.8601 | 51.8198 | 51.2012 | 50.9374 | 50.8911 | 53.1703 | 58.1699 | 63.0841 | 67.458 | 70.2817 | 71.7606 | 72.381 | 72.2868 | 70.9135 | 68.0221 | 64.5296 | 62.3342 | 60.6279 | 59.2581 | 58.1353 | 57.0261 | 0.1358 | 0.135 | 0.14608 | 0.14318 | 0.14177 | 0.13684 | 0.16111 | 0.1522 | 0.17985 | 0.1783 | 0.16054 | 0.15268 | 0.14991 | 0.15695 | 0.14765 | 0.13547 | 0.128 | 0.12236 | 0.1137 | 0.14622 | 0.15366 | 0.15568 | 0.13318 | 0.14021
Portfolio Adjusted1-in-2AllOther2020December Monthly Peak | Portfolio Adjusted | 1-in-2 | All | Other | 2020 | December Monthly Peak | 12 | 5.3481 | 5.22 | 5.0947 | 5.0853 | 5.344 | 5.9854 | 6.8545 | 7.3041 | 7.8268 | 8.1027 | 8.2672 | 8.2374 | 8.0791 | 8.0646 | 7.8665 | 7.5846 | 7.4823 | 7.5735 | 7.2686 | 6.9929 | 6.7221 | 6.397 | 5.9568 | 5.6553 | -0.021904 | -0.024456 | -0.015339 | -0.043457 | -0.054132 | -0.046423 | -0.017596 | -0.051967 | -0.043188 | -0.053272 | -4.0685e-05 | 0.0053251 | 0.018267 | 0.035074 | 0.14735 | 0.13868 | 0.17241 | 0.1665 | 0.054254 | 0.055745 | 0.048688 | 0.047941 | 0.033343 | 0.0269 | 46.5288 | 45.8898 | 45.5002 | 44.9197 | 44.3933 | 43.9448 | 43.6474 | 43.5575 | 44.2298 | 47.4806 | 51.1261 | 54.3089 | 56.3368 | 57.2531 | 57.953 | 58.2021 | 57.5007 | 55.0991 | 52.1184 | 50.0826 | 48.6113 | 46.7439 | 45.0087 | 43.7593 | 0.13128 | 0.13075 | 0.14166 | 0.1395 | 0.13835 | 0.13326 | 0.15761 | 0.14609 | 0.16973 | 0.16672 | 0.14818 | 0.13967 | 0.13691 | 0.14331 | 0.13624 | 0.12797 | 0.1232 | 0.11791 | 0.10971 | 0.13881 | 0.14582 | 0.14749 | 0.12744 | 0.13498
Portfolio Adjusted1-in-2AllOther2020Typical Event Day | Portfolio Adjusted | 1-in-2 | All | Other | 2020 | Typical Event Day | 8 | 6.1636 | 5.9449 | 5.7717 | 5.7282 | 5.9724 | 6.6565 | 7.4125 | 8.2978 | 9.3609 | 10.227 | 10.9161 | 11.2502 | 11.2806 | 11.5165 | 11.4455 | 11.0941 | 10.4898 | 9.6333 | 8.9278 | 8.6052 | 8.4801 | 7.888 | 7.1618 | 6.6629 | -0.013898 | -0.021812 | -0.012638 | -0.026706 | -0.042107 | -0.04259 | -0.040906 | -0.047875 | -0.049786 | -0.061872 | -0.033626 | -0.044113 | -0.027981 | -0.017012 | 0.16138 | 0.17381 | 0.18179 | 0.16782 | 0.050769 | 0.041961 | 0.033264 | 0.048204 | 0.038742 | 0.038234 | 73.0487 | 71.7467 | 70.5039 | 69.3705 | 68.2943 | 67.3203 | 66.6054 | 66.7043 | 69.6227 | 74.5375 | 79.6253 | 83.9332 | 87.3464 | 89.3012 | 90.4216 | 90.8932 | 90.829 | 90.1022 | 88.8362 | 86.6548 | 83.2614 | 79.7631 | 77.3196 | 75.529 | 0.13954 | 0.13833 | 0.15044 | 0.14827 | 0.14622 | 0.14031 | 0.16375 | 0.15553 | 0.1866 | 0.18864 | 0.17056 | 0.16127 | 0.15624 | 0.16357 | 0.15336 | 0.14049 | 0.13089 | 0.1229 | 0.11431 | 0.15023 | 0.16095 | 0.16189 | 0.13939 | 0.14617
Portfolio Adjusted1-in-2AllOther2021January Monthly Peak | Portfolio Adjusted | 1-in-2 | All | Other | 2021 | January Monthly Peak | 1 | 5.6233 | 5.4964 | 5.3701 | 5.3819 | 5.6653 | 6.404 | 7.5136 | 8.0954 | 8.6507 | 8.8755 | 8.97 | 8.8494 | 8.6276 | 8.5864 | 8.3191 | 7.9896 | 7.7337 | 7.9093 | 7.701 | 7.453 | 7.1638 | 6.7856 | 6.3155 | 6.0017 | -0.023154 | -0.02576 | -0.016137 | -0.045968 | -0.057281 | -0.049785 | -0.019352 | -0.058205 | -0.048286 | -0.059162 | -4.5057e-05 | 0.0058724 | 0.020186 | 0.038838 | 0.15679 | 0.14678 | 0.18064 | 0.17543 | 0.059057 | 0.060845 | 0.052915 | 0.051784 | 0.036101 | 0.028952 | 42.3566 | 41.9272 | 41.3069 | 40.6604 | 40.0111 | 39.5672 | 39.4653 | 39.2276 | 39.5072 | 41.8867 | 45.4239 | 48.1216 | 50.1005 | 51.4122 | 52.2693 | 52.6847 | 52.3985 | 51.0732 | 49.1299 | 47.7791 | 46.5724 | 45.6666 | 44.8173 | 44.2091 | 0.13869 | 0.13769 | 0.149 | 0.1475 | 0.14632 | 0.14265 | 0.17247 | 0.16217 | 0.18838 | 0.18389 | 0.16273 | 0.15252 | 0.14921 | 0.15596 | 0.1471 | 0.13704 | 0.13068 | 0.12522 | 0.11715 | 0.15036 | 0.15771 | 0.15883 | 0.13758 | 0.14507
Portfolio Adjusted1-in-2AllOther2021February Monthly Peak | Portfolio Adjusted | 1-in-2 | All | Other | 2021 | February Monthly Peak | 2 | 5.5026 | 5.3742 | 5.2406 | 5.2433 | 5.5154 | 6.2263 | 7.2218 | 7.7687 | 8.3354 | 8.5936 | 8.7527 | 8.7118 | 8.5687 | 8.5913 | 8.3818 | 8.0689 | 7.7616 | 7.7321 | 7.6675 | 7.3767 | 7.0751 | 6.6894 | 6.1999 | 5.8756 | -0.022858 | -0.025449 | -0.015925 | -0.045276 | -0.056401 | -0.048921 | -0.018971 | -0.056824 | -0.047081 | -0.057811 | -4.4166e-05 | 0.0057797 | 0.019908 | 0.038394 | 0.15747 | 0.14782 | 0.18038 | 0.1717 | 0.05823 | 0.059881 | 0.052156 | 0.051165 | 0.035623 | 0.028608 | 47.1342 | 46.6672 | 46.3242 | 45.9384 | 45.728 | 45.7047 | 45.706 | 45.6605 | 45.8984 | 47.6984 | 49.814 | 51.7337 | 52.5751 | 52.533 | 52.5646 | 52.2192 | 51.5653 | 50.4338 | 48.9196 | 47.4925 | 46.1546 | 45.1552 | 43.9329 | 42.9877 | 0.13672 | 0.13584 | 0.14689 | 0.14514 | 0.14391 | 0.13999 | 0.16881 | 0.1581 | 0.18348 | 0.17944 | 0.15916 | 0.14957 | 0.14637 | 0.15308 | 0.14417 | 0.1339 | 0.12732 | 0.12211 | 0.11429 | 0.14747 | 0.15502 | 0.15657 | 0.1355 | 0.14317
Portfolio Adjusted1-in-2AllOther2021March Monthly Peak | Portfolio Adjusted | 1-in-2 | All | Other | 2021 | March Monthly Peak | 3 | 5.6445 | 5.4695 | 5.34 | 5.2897 | 5.5385 | 6.2027 | 7.1669 | 7.7577 | 8.327 | 8.5834 | 8.8019 | 8.8016 | 8.6744 | 8.7409 | 8.5854 | 8.2953 | 7.9464 | 7.5704 | 7.3973 | 7.5052 | 7.3078 | 6.9131 | 6.3886 | 6.0143 | -0.023724 | -0.026246 | -0.016508 | -0.04629 | -0.057356 | -0.049143 | -0.018772 | -0.056813 | -0.04757 | -0.058368 | -4.4961e-05 | 0.005917 | 0.020413 | 0.039568 | 0.1615 | 0.15209 | 0.18529 | 0.16869 | 0.058133 | 0.061645 | 0.05459 | 0.053549 | 0.037105 | 0.029507 | 46.6887 | 46.2174 | 45.7969 | 45.4693 | 45.0714 | 44.6219 | 44.211 | 43.9823 | 45.7379 | 48.0776 | 50.355 | 52.4274 | 54.0101 | 55.0883 | 55.58 | 56.0234 | 55.8682 | 55.2087 | 53.5861 | 51.3019 | 49.735 | 48.526 | 47.6649 | 46.7618 | 0.14162 | 0.1399 | 0.15206 | 0.14829 | 0.14627 | 0.14065 | 0.16735 | 0.15822 | 0.18533 | 0.18112 | 0.16178 | 0.15268 | 0.14944 | 0.15671 | 0.14779 | 0.13701 | 0.12969 | 0.12241 | 0.11461 | 0.15123 | 0.16149 | 0.16328 | 0.14074 | 0.14749
Portfolio Adjusted1-in-2AllOther2021April Monthly Peak | Portfolio Adjusted | 1-in-2 | All | Other | 2021 | April Monthly Peak | 4 | 5.4729 | 5.2981 | 5.1442 | 5.0655 | 5.2883 | 5.8802 | 6.6108 | 7.2278 | 7.9445 | 8.4604 | 8.9442 | 9.2146 | 9.3078 | 9.5526 | 9.5249 | 9.2355 | 8.7555 | 8.0921 | 7.6243 | 7.5606 | 7.4075 | 6.9399 | 6.318 | 5.8979 | -0.022555 | -0.025014 | -0.015663 | -0.043641 | -0.053973 | -0.045984 | -0.017462 | -0.052764 | -0.04464 | -0.055915 | -4.3844e-05 | 0.0058692 | 0.020474 | 0.040001 | 0.17723 | 0.16774 | 0.19871 | 0.17666 | 0.056819 | 0.059639 | 0.052698 | 0.051734 | 0.035528 | 0.028242 | 61.999 | 60.7652 | 59.3098 | 58.0777 | 57.1724 | 56.514 | 55.9386 | 56.0046 | 58.6308 | 62.6862 | 67.9438 | 72.3726 | 75.7575 | 78.1905 | 79.3501 | 79.9903 | 80.0128 | 79.6647 | 78.3825 | 75.981 | 72.1982 | 69.0706 | 66.8753 | 64.6268 | 0.13489 | 0.13354 | 0.14448 | 0.14005 | 0.13795 | 0.13208 | 0.15652 | 0.14798 | 0.17472 | 0.17393 | 0.15784 | 0.15108 | 0.14902 | 0.15698 | 0.14817 | 0.13646 | 0.12818 | 0.12043 | 0.1121 | 0.14661 | 0.15615 | 0.15794 | 0.135 | 0.14133
Portfolio Adjusted1-in-2AllOther2021May Monthly Peak | Portfolio Adjusted | 1-in-2 | All | Other | 2021 | May Monthly Peak | 5 | 5.5843 | 5.4138 | 5.2448 | 5.1814 | 5.4108 | 5.975 | 6.5839 | 7.459 | 8.3651 | 9.0068 | 9.5732 | 9.8581 | 9.9288 | 10.1538 | 10.1071 | 9.7607 | 9.2425 | 8.5193 | 7.9488 | 7.6623 | 7.6178 | 7.1493 | 6.5123 | 6.0713 | -0.022898 | -0.025503 | -0.015944 | -0.044773 | -0.055514 | -0.047226 | -0.017691 | -0.054584 | -0.047003 | -0.059321 | -4.6597e-05 | 0.006209 | 0.021532 | 0.041909 | 0.18792 | 0.17717 | 0.2088 | 0.1851 | 0.057993 | 0.060159 | 0.053332 | 0.05258 | 0.036347 | 0.028955 | 65.8305 | 64.6971 | 63.8256 | 62.8695 | 62.0283 | 61.2689 | 60.4997 | 60.9072 | 63.4125 | 67.214 | 71.0036 | 74.7353 | 77.9163 | 80.5697 | 81.6879 | 82.1445 | 81.9628 | 81.388 | 80.0667 | 77.7343 | 74.3504 | 71.5093 | 69.0519 | 67.3821 | 0.13681 | 0.136 | 0.14696 | 0.1435 | 0.14166 | 0.13535 | 0.15834 | 0.15237 | 0.18293 | 0.18333 | 0.16638 | 0.15833 | 0.15497 | 0.16243 | 0.15246 | 0.13911 | 0.12998 | 0.12201 | 0.11324 | 0.14765 | 0.1578 | 0.16028 | 0.13785 | 0.14471
Portfolio Adjusted1-in-2AllOther2021June Monthly Peak | Portfolio Adjusted | 1-in-2 | All | Other | 2021 | June Monthly Peak | 6 | 5.9693 | 5.7729 | 5.5972 | 5.5242 | 5.743 | 6.2856 | 6.95 | 7.9235 | 8.9042 | 9.675 | 10.3342 | 10.5957 | 10.6073 | 10.8329 | 10.7953 | 10.5073 | 9.9796 | 9.1927 | 8.5723 | 8.1533 | 8.0995 | 7.6431 | 6.9479 | 6.4749 | -0.018596 | -0.023981 | -0.014489 | -0.03611 | -0.049076 | -0.044845 | -0.029107 | -0.050986 | -0.048073 | -0.060302 | -0.016855 | -0.018877 | -0.0034563 | 0.011734 | 0.17484 | 0.17673 | 0.19655 | 0.1779 | 0.05413 | 0.050474 | 0.043173 | 0.050687 | 0.03782 | 0.033982 | 69.8142 | 68.3938 | 67.245 | 66.197 | 65.0678 | 64.0253 | 63.1124 | 63.9663 | 67.6449 | 72.4396 | 77.1858 | 81.6024 | 84.7314 | 86.425 | 87.321 | 87.6925 | 87.8032 | 87.4173 | 86.3945 | 84.4366 | 81.3833 | 77.2555 | 74.5751 | 72.5578 | 0.13721 | 0.13643 | 0.1479 | 0.14455 | 0.14198 | 0.13512 | 0.15734 | 0.15075 | 0.18039 | 0.18189 | 0.16522 | 0.15545 | 0.15038 | 0.15752 | 0.14853 | 0.13724 | 0.12874 | 0.12076 | 0.11247 | 0.1453 | 0.15642 | 0.15911 | 0.13698 | 0.14403
Portfolio Adjusted1-in-2AllOther2021July Monthly Peak | Portfolio Adjusted | 1-in-2 | All | Other | 2021 | July Monthly Peak | 7 | 6.3111 | 6.0744 | 5.8943 | 5.8503 | 6.0895 | 6.7455 | 7.4496 | 8.4537 | 9.5173 | 10.3738 | 11.0473 | 11.3231 | 11.3388 | 11.5305 | 11.462 | 11.1867 | 10.6534 | 9.8299 | 9.153 | 8.7072 | 8.6154 | 8.0938 | 7.3379 | 6.821 | -0.011864 | -0.020847 | -0.011815 | -0.022503 | -0.038682 | -0.040902 | -0.044923 | -0.045455 | -0.048974 | -0.060384 | -0.039525 | -0.052759 | -0.037002 | -0.028245 | 0.15302 | 0.17041 | 0.17434 | 0.16341 | 0.048677 | 0.037296 | 0.028473 | 0.047031 | 0.038973 | 0.03998 | 75.801 | 74.4158 | 73.4552 | 72.5168 | 71.4828 | 70.5141 | 69.7284 | 70.1979 | 73.4798 | 77.8925 | 82.3339 | 85.7621 | 88.7984 | 90.5025 | 91.481 | 91.9396 | 91.8296 | 90.7629 | 89.6158 | 88.2828 | 85.6883 | 82.0958 | 79.6142 | 77.7869 | 0.1418 | 0.14037 | 0.15279 | 0.1507 | 0.14827 | 0.14189 | 0.16426 | 0.15606 | 0.18593 | 0.18751 | 0.16911 | 0.15893 | 0.15392 | 0.16068 | 0.15101 | 0.13966 | 0.13089 | 0.12319 | 0.11506 | 0.15084 | 0.16227 | 0.16442 | 0.14135 | 0.14842
Portfolio Adjusted1-in-2AllOther2021August Monthly Peak | Portfolio Adjusted | 1-in-2 | All | Other | 2021 | August Monthly Peak | 8 | 6.2106 | 5.9892 | 5.8131 | 5.77 | 6.0153 | 6.7078 | 7.4777 | 8.3959 | 9.4976 | 10.3964 | 11.1063 | 11.449 | 11.4844 | 11.7214 | 11.6457 | 11.2818 | 10.6609 | 9.7867 | 9.0583 | 8.7241 | 8.5814 | 7.9709 | 7.231 | 6.7213 | -0.012234 | -0.021041 | -0.011967 | -0.023274 | -0.039374 | -0.041394 | -0.044756 | -0.046637 | -0.050391 | -0.06251 | -0.039771 | -0.053305 | -0.036926 | -0.02749 | 0.15586 | 0.17231 | 0.17627 | 0.16413 | 0.049662 | 0.038805 | 0.029684 | 0.047379 | 0.03906 | 0.039705 | 74.1259 | 72.9609 | 71.4523 | 70.2073 | 69.1943 | 68.2471 | 67.6383 | 67.0172 | 69.3257 | 74.5331 | 80.162 | 84.7255 | 88.2296 | 90.307 | 91.6019 | 92.2252 | 92.0866 | 91.4571 | 89.972 | 87.3541 | 83.5381 | 80.2945 | 77.9932 | 76.2632 | 0.14127 | 0.14005 | 0.1523 | 0.15016 | 0.14805 | 0.14213 | 0.16602 | 0.15813 | 0.19033 | 0.19284 | 0.17442 | 0.16485 | 0.15964 | 0.16693 | 0.15613 | 0.14258 | 0.13245 | 0.12439 | 0.11574 | 0.15288 | 0.16361 | 0.16433 | 0.14138 | 0.14813
Portfolio Adjusted1-in-2AllOther2021September Monthly Peak | Portfolio Adjusted | 1-in-2 | All | Other | 2021 | September Monthly Peak | 9 | 6.146 | 5.931 | 5.7485 | 5.7255 | 5.9882 | 6.6922 | 7.6134 | 8.4402 | 9.5967 | 10.4802 | 11.1813 | 11.5164 | 11.564 | 11.8071 | 11.7257 | 11.3069 | 10.6361 | 9.7269 | 9.0447 | 8.9158 | 8.4921 | 7.8682 | 7.1389 | 6.6328 | -0.012723 | -0.021305 | -0.012142 | -0.024298 | -0.040464 | -0.042207 | -0.044845 | -0.04835 | -0.052451 | -0.065208 | -0.039933 | -0.053279 | -0.036268 | -0.025941 | 0.15779 | 0.17334 | 0.17804 | 0.16486 | 0.051482 | 0.041119 | 0.031171 | 0.048345 | 0.039411 | 0.039578 | 72.4538 | 71.2162 | 69.8632 | 68.5608 | 67.4321 | 66.4947 | 65.9426 | 65.6356 | 68.0406 | 73.2847 | 78.8195 | 83.6429 | 87.6261 | 89.9702 | 91.2824 | 91.7154 | 91.5966 | 90.7715 | 89.3625 | 86.5458 | 82.4361 | 79.4066 | 77.096 | 75.508 | 0.14137 | 0.13993 | 0.15176 | 0.15042 | 0.14884 | 0.14316 | 0.16898 | 0.16142 | 0.19677 | 0.19959 | 0.18032 | 0.17024 | 0.16467 | 0.17179 | 0.15988 | 0.14469 | 0.13352 | 0.12539 | 0.11698 | 0.15686 | 0.16544 | 0.16595 | 0.14221 | 0.14843
Portfolio Adjusted1-in-2AllOther2021October Monthly Peak | Portfolio Adjusted | 1-in-2 | All | Other | 2021 | October Monthly Peak | 10 | 5.4309 | 5.2733 | 5.0963 | 5.0546 | 5.2881 | 5.9292 | 6.8685 | 7.4023 | 8.083 | 8.6983 | 9.2582 | 9.5903 | 9.7421 | 9.9936 | 9.9444 | 9.5987 | 9.0733 | 8.4773 | 8.1304 | 7.8128 | 7.3878 | 6.8983 | 6.2775 | 5.8794 | -0.018734 | -0.022771 | -0.013855 | -0.036522 | -0.047977 | -0.043297 | -0.024152 | -0.050038 | -0.044664 | -0.055988 | -0.0096325 | -0.0087173 | 0.00575 | 0.022193 | 0.16958 | 0.16602 | 0.18875 | 0.17257 | 0.054748 | 0.052316 | 0.044147 | 0.047802 | 0.034423 | 0.029736 | 63.9278 | 62.9551 | 61.9978 | 60.9772 | 60.0237 | 59.2659 | 58.4112 | 57.8175 | 58.6835 | 63.099 | 69.2615 | 75.6118 | 80.6037 | 83.6245 | 84.8477 | 85.7376 | 85.8191 | 84.9906 | 82.761 | 78.1864 | 74.0988 | 70.9159 | 68.3814 | 66.3255 | 0.12675 | 0.12624 | 0.13567 | 0.13321 | 0.13188 | 0.12789 | 0.15389 | 0.14486 | 0.17039 | 0.17094 | 0.15477 | 0.148 | 0.14636 | 0.15391 | 0.14519 | 0.13382 | 0.12609 | 0.12006 | 0.11139 | 0.14139 | 0.14767 | 0.14868 | 0.12716 | 0.13381
Portfolio Adjusted1-in-2AllOther2021November Monthly Peak | Portfolio Adjusted | 1-in-2 | All | Other | 2021 | November Monthly Peak | 11 | 5.3916 | 5.2495 | 5.1136 | 5.0921 | 5.3452 | 5.9986 | 6.7332 | 7.3473 | 8.0119 | 8.4173 | 8.7915 | 8.9558 | 8.9537 | 9.0813 | 8.9516 | 8.5495 | 8.1803 | 8.0886 | 7.6839 | 7.3163 | 6.988 | 6.5987 | 6.0658 | 5.7179 | -0.02271 | -0.025297 | -0.01584 | -0.044655 | -0.055547 | -0.047771 | -0.018029 | -0.054475 | -0.046091 | -0.057469 | -4.4685e-05 | 0.0059389 | 0.020607 | 0.039924 | 0.16759 | 0.15613 | 0.18873 | 0.17829 | 0.058191 | 0.059392 | 0.051705 | 0.050895 | 0.034988 | 0.027999 | 55.5598 | 54.624 | 53.7903 | 52.8601 | 51.8198 | 51.2012 | 50.9374 | 50.8911 | 53.1703 | 58.1699 | 63.0841 | 67.458 | 70.2817 | 71.7606 | 72.381 | 72.2868 | 70.9135 | 68.0221 | 64.5296 | 62.3342 | 60.6279 | 59.2581 | 58.1353 | 57.0261 | 0.1358 | 0.135 | 0.14608 | 0.14318 | 0.14177 | 0.13684 | 0.16111 | 0.1522 | 0.17985 | 0.1783 | 0.16054 | 0.15268 | 0.14991 | 0.15695 | 0.14765 | 0.13547 | 0.128 | 0.12236 | 0.1137 | 0.14622 | 0.15366 | 0.15568 | 0.13318 | 0.14021
Portfolio Adjusted1-in-2AllOther2021December Monthly Peak | Portfolio Adjusted | 1-in-2 | All | Other | 2021 | December Monthly Peak | 12 | 5.3481 | 5.22 | 5.0947 | 5.0853 | 5.344 | 5.9854 | 6.8545 | 7.3041 | 7.8268 | 8.1027 | 8.2672 | 8.2374 | 8.0791 | 8.0646 | 7.8665 | 7.5846 | 7.4823 | 7.5735 | 7.2686 | 6.9929 | 6.7221 | 6.397 | 5.9568 | 5.6553 | -0.021904 | -0.024456 | -0.015339 | -0.043457 | -0.054132 | -0.046423 | -0.017596 | -0.051967 | -0.043188 | -0.053272 | -4.0685e-05 | 0.0053251 | 0.018267 | 0.035074 | 0.14735 | 0.13868 | 0.17241 | 0.1665 | 0.054254 | 0.055746 | 0.048688 | 0.047941 | 0.033343 | 0.0269 | 46.5288 | 45.8898 | 45.5002 | 44.9197 | 44.3933 | 43.9448 | 43.6474 | 43.5575 | 44.2298 | 47.4806 | 51.1261 | 54.3089 | 56.3368 | 57.2531 | 57.953 | 58.2021 | 57.5007 | 55.0991 | 52.1184 | 50.0826 | 48.6113 | 46.7439 | 45.0087 | 43.7593 | 0.13128 | 0.13075 | 0.14166 | 0.1395 | 0.13835 | 0.13326 | 0.15761 | 0.14609 | 0.16973 | 0.16672 | 0.14818 | 0.13967 | 0.13691 | 0.14331 | 0.13624 | 0.12797 | 0.1232 | 0.11791 | 0.10971 | 0.13881 | 0.14582 | 0.14749 | 0.12744 | 0.13498
Portfolio Adjusted1-in-2AllOther2021Typical Event Day | Portfolio Adjusted | 1-in-2 | All | Other | 2021 | Typical Event Day | 8 | 6.1636 | 5.9449 | 5.7717 | 5.7282 | 5.9724 | 6.6565 | 7.4125 | 8.2978 | 9.3609 | 10.227 | 10.9161 | 11.2502 | 11.2806 | 11.5165 | 11.4455 | 11.0941 | 10.4898 | 9.6333 | 8.9278 | 8.6052 | 8.4801 | 7.888 | 7.1618 | 6.6629 | -0.013898 | -0.021812 | -0.012638 | -0.026706 | -0.042107 | -0.04259 | -0.040906 | -0.047875 | -0.049786 | -0.061872 | -0.033626 | -0.044113 | -0.027981 | -0.017012 | 0.16138 | 0.17381 | 0.18179 | 0.16782 | 0.050769 | 0.041961 | 0.033264 | 0.048204 | 0.038742 | 0.038234 | 73.0487 | 71.7467 | 70.5039 | 69.3705 | 68.2943 | 67.3203 | 66.6054 | 66.7043 | 69.6228 | 74.5375 | 79.6253 | 83.9332 | 87.3464 | 89.3012 | 90.4216 | 90.8932 | 90.829 | 90.1022 | 88.8362 | 86.6548 | 83.2614 | 79.7631 | 77.3196 | 75.529 | 0.13954 | 0.13833 | 0.15044 | 0.14827 | 0.14622 | 0.14031 | 0.16375 | 0.15553 | 0.1866 | 0.18864 | 0.17056 | 0.16127 | 0.15624 | 0.16357 | 0.15336 | 0.14049 | 0.13089 | 0.1229 | 0.11431 | 0.15023 | 0.16095 | 0.16189 | 0.13939 | 0.14617
Portfolio Adjusted1-in-2AllOther2022January Monthly Peak | Portfolio Adjusted | 1-in-2 | All | Other | 2022 | January Monthly Peak | 1 | 5.6233 | 5.4964 | 5.3701 | 5.3819 | 5.6653 | 6.404 | 7.5136 | 8.0954 | 8.6507 | 8.8755 | 8.97 | 8.8494 | 8.6276 | 8.5864 | 8.3191 | 7.9896 | 7.7337 | 7.9093 | 7.701 | 7.453 | 7.1638 | 6.7856 | 6.3155 | 6.0017 | -0.023154 | -0.02576 | -0.016137 | -0.045968 | -0.057281 | -0.049785 | -0.019352 | -0.058205 | -0.048286 | -0.059162 | -4.5057e-05 | 0.0058724 | 0.020186 | 0.038838 | 0.15679 | 0.14678 | 0.18064 | 0.17543 | 0.059057 | 0.060845 | 0.052915 | 0.051784 | 0.036101 | 0.028952 | 42.3566 | 41.9272 | 41.3069 | 40.6604 | 40.0111 | 39.5672 | 39.4653 | 39.2276 | 39.5072 | 41.8868 | 45.4239 | 48.1216 | 50.1006 | 51.4122 | 52.2693 | 52.6847 | 52.3985 | 51.0732 | 49.1299 | 47.7791 | 46.5724 | 45.6666 | 44.8173 | 44.2091 | 0.13869 | 0.13769 | 0.149 | 0.1475 | 0.14632 | 0.14265 | 0.17247 | 0.16217 | 0.18838 | 0.18389 | 0.16273 | 0.15252 | 0.14921 | 0.15596 | 0.1471 | 0.13704 | 0.13068 | 0.12522 | 0.11715 | 0.15036 | 0.15771 | 0.15883 | 0.13758 | 0.14507
Portfolio Adjusted1-in-2AllOther2022February Monthly Peak | Portfolio Adjusted | 1-in-2 | All | Other | 2022 | February Monthly Peak | 2 | 5.5026 | 5.3742 | 5.2406 | 5.2433 | 5.5154 | 6.2263 | 7.2218 | 7.7687 | 8.3354 | 8.5936 | 8.7527 | 8.7118 | 8.5687 | 8.5913 | 8.3818 | 8.0689 | 7.7616 | 7.7321 | 7.6675 | 7.3767 | 7.0751 | 6.6894 | 6.1999 | 5.8756 | -0.022858 | -0.025449 | -0.015925 | -0.045276 | -0.056401 | -0.048921 | -0.018971 | -0.056824 | -0.047081 | -0.057811 | -4.4166e-05 | 0.0057797 | 0.019908 | 0.038394 | 0.15747 | 0.14782 | 0.18038 | 0.1717 | 0.05823 | 0.059881 | 0.052156 | 0.051165 | 0.035623 | 0.028608 | 47.1342 | 46.6672 | 46.3242 | 45.9384 | 45.728 | 45.7047 | 45.706 | 45.6605 | 45.8984 | 47.6984 | 49.814 | 51.7337 | 52.5751 | 52.533 | 52.5646 | 52.2192 | 51.5653 | 50.4338 | 48.9196 | 47.4925 | 46.1546 | 45.1552 | 43.9329 | 42.9877 | 0.13672 | 0.13584 | 0.14689 | 0.14514 | 0.14391 | 0.13999 | 0.16881 | 0.1581 | 0.18348 | 0.17944 | 0.15916 | 0.14957 | 0.14637 | 0.15308 | 0.14417 | 0.1339 | 0.12732 | 0.12211 | 0.11429 | 0.14747 | 0.15502 | 0.15657 | 0.1355 | 0.14317
Portfolio Adjusted1-in-2AllOther2022March Monthly Peak | Portfolio Adjusted | 1-in-2 | All | Other | 2022 | March Monthly Peak | 3 | 5.6445 | 5.4695 | 5.34 | 5.2897 | 5.5385 | 6.2027 | 7.1669 | 7.7577 | 8.327 | 8.5834 | 8.8019 | 8.8016 | 8.6744 | 8.7409 | 8.5854 | 8.2953 | 7.9464 | 7.5704 | 7.3973 | 7.5052 | 7.3078 | 6.9131 | 6.3886 | 6.0143 | -0.023724 | -0.026246 | -0.016508 | -0.04629 | -0.057356 | -0.049143 | -0.018772 | -0.056813 | -0.04757 | -0.058368 | -4.4961e-05 | 0.005917 | 0.020413 | 0.039568 | 0.1615 | 0.15209 | 0.18529 | 0.16869 | 0.058133 | 0.061645 | 0.05459 | 0.053549 | 0.037105 | 0.029507 | 46.6887 | 46.2174 | 45.7969 | 45.4693 | 45.0714 | 44.6219 | 44.211 | 43.9823 | 45.7379 | 48.0776 | 50.355 | 52.4274 | 54.0101 | 55.0883 | 55.58 | 56.0234 | 55.8682 | 55.2087 | 53.5861 | 51.3019 | 49.735 | 48.526 | 47.6649 | 46.7618 | 0.14162 | 0.1399 | 0.15206 | 0.14829 | 0.14627 | 0.14065 | 0.16735 | 0.15822 | 0.18533 | 0.18112 | 0.16178 | 0.15268 | 0.14944 | 0.15671 | 0.14779 | 0.13701 | 0.12969 | 0.12241 | 0.11461 | 0.15123 | 0.16149 | 0.16328 | 0.14074 | 0.14749
Portfolio Adjusted1-in-2AllOther2022April Monthly Peak | Portfolio Adjusted | 1-in-2 | All | Other | 2022 | April Monthly Peak | 4 | 5.4729 | 5.2981 | 5.1442 | 5.0655 | 5.2883 | 5.8802 | 6.6108 | 7.2278 | 7.9445 | 8.4604 | 8.9442 | 9.2146 | 9.3078 | 9.5526 | 9.5249 | 9.2355 | 8.7555 | 8.0921 | 7.6243 | 7.5606 | 7.4075 | 6.9399 | 6.318 | 5.8979 | -0.022555 | -0.025014 | -0.015663 | -0.043641 | -0.053973 | -0.045984 | -0.017462 | -0.052764 | -0.04464 | -0.055915 | -4.3844e-05 | 0.0058692 | 0.020474 | 0.040001 | 0.17723 | 0.16774 | 0.19871 | 0.17666 | 0.056819 | 0.059639 | 0.052698 | 0.051734 | 0.035528 | 0.028242 | 61.999 | 60.7652 | 59.3098 | 58.0777 | 57.1724 | 56.514 | 55.9386 | 56.0046 | 58.6308 | 62.6862 | 67.9438 | 72.3726 | 75.7575 | 78.1905 | 79.3501 | 79.9903 | 80.0128 | 79.6647 | 78.3825 | 75.981 | 72.1982 | 69.0706 | 66.8753 | 64.6268 | 0.13489 | 0.13354 | 0.14448 | 0.14005 | 0.13795 | 0.13208 | 0.15652 | 0.14798 | 0.17472 | 0.17393 | 0.15784 | 0.15108 | 0.14902 | 0.15698 | 0.14817 | 0.13646 | 0.12818 | 0.12043 | 0.1121 | 0.14661 | 0.15615 | 0.15794 | 0.135 | 0.14133
Portfolio Adjusted1-in-2AllOther2022May Monthly Peak | Portfolio Adjusted | 1-in-2 | All | Other | 2022 | May Monthly Peak | 5 | 5.5843 | 5.4138 | 5.2448 | 5.1814 | 5.4108 | 5.975 | 6.5839 | 7.459 | 8.3651 | 9.0068 | 9.5732 | 9.8581 | 9.9288 | 10.1538 | 10.1071 | 9.7607 | 9.2425 | 8.5193 | 7.9488 | 7.6623 | 7.6178 | 7.1493 | 6.5123 | 6.0713 | -0.022898 | -0.025503 | -0.015944 | -0.044773 | -0.055514 | -0.047226 | -0.017691 | -0.054584 | -0.047003 | -0.059321 | -4.6597e-05 | 0.006209 | 0.021532 | 0.041909 | 0.18792 | 0.17717 | 0.2088 | 0.1851 | 0.057993 | 0.060159 | 0.053332 | 0.05258 | 0.036347 | 0.028955 | 65.8305 | 64.6971 | 63.8256 | 62.8695 | 62.0283 | 61.2689 | 60.4997 | 60.9072 | 63.4125 | 67.214 | 71.0036 | 74.7353 | 77.9163 | 80.5697 | 81.6879 | 82.1444 | 81.9628 | 81.388 | 80.0667 | 77.7343 | 74.3504 | 71.5093 | 69.0519 | 67.3821 | 0.13681 | 0.136 | 0.14696 | 0.1435 | 0.14166 | 0.13535 | 0.15834 | 0.15237 | 0.18293 | 0.18333 | 0.16638 | 0.15833 | 0.15497 | 0.16243 | 0.15246 | 0.13911 | 0.12998 | 0.12201 | 0.11324 | 0.14765 | 0.1578 | 0.16028 | 0.13785 | 0.14471
Portfolio Adjusted1-in-2AllOther2022June Monthly Peak | Portfolio Adjusted | 1-in-2 | All | Other | 2022 | June Monthly Peak | 6 | 5.9693 | 5.7729 | 5.5972 | 5.5242 | 5.743 | 6.2856 | 6.95 | 7.9235 | 8.9042 | 9.675 | 10.3342 | 10.5958 | 10.6073 | 10.8329 | 10.7953 | 10.5073 | 9.9796 | 9.1927 | 8.5723 | 8.1533 | 8.0995 | 7.6431 | 6.9479 | 6.4749 | -0.018596 | -0.023981 | -0.014489 | -0.03611 | -0.049076 | -0.044845 | -0.029107 | -0.050986 | -0.048073 | -0.060302 | -0.016855 | -0.018877 | -0.0034563 | 0.011734 | 0.17484 | 0.17673 | 0.19655 | 0.1779 | 0.05413 | 0.050474 | 0.043173 | 0.050687 | 0.03782 | 0.033982 | 69.8142 | 68.3938 | 67.245 | 66.197 | 65.0678 | 64.0253 | 63.1124 | 63.9663 | 67.6449 | 72.4396 | 77.1858 | 81.6024 | 84.7314 | 86.425 | 87.321 | 87.6925 | 87.8032 | 87.4173 | 86.3945 | 84.4366 | 81.3833 | 77.2555 | 74.5751 | 72.5578 | 0.13721 | 0.13643 | 0.1479 | 0.14455 | 0.14198 | 0.13512 | 0.15734 | 0.15075 | 0.18039 | 0.18189 | 0.16522 | 0.15545 | 0.15038 | 0.15752 | 0.14853 | 0.13724 | 0.12874 | 0.12076 | 0.11247 | 0.1453 | 0.15642 | 0.15911 | 0.13698 | 0.14403
Portfolio Adjusted1-in-2AllOther2022July Monthly Peak | Portfolio Adjusted | 1-in-2 | All | Other | 2022 | July Monthly Peak | 7 | 6.3111 | 6.0744 | 5.8943 | 5.8503 | 6.0895 | 6.7455 | 7.4496 | 8.4537 | 9.5173 | 10.3738 | 11.0473 | 11.3231 | 11.3388 | 11.5305 | 11.462 | 11.1867 | 10.6534 | 9.8299 | 9.153 | 8.7072 | 8.6154 | 8.0938 | 7.3379 | 6.821 | -0.011864 | -0.020847 | -0.011815 | -0.022503 | -0.038682 | -0.040902 | -0.044923 | -0.045455 | -0.048974 | -0.060384 | -0.039525 | -0.052759 | -0.037002 | -0.028245 | 0.15302 | 0.17041 | 0.17434 | 0.16341 | 0.048677 | 0.037296 | 0.028473 | 0.047031 | 0.038973 | 0.03998 | 75.801 | 74.4158 | 73.4552 | 72.5168 | 71.4828 | 70.5141 | 69.7284 | 70.1979 | 73.4798 | 77.8925 | 82.3339 | 85.7621 | 88.7984 | 90.5025 | 91.481 | 91.9396 | 91.8296 | 90.7629 | 89.6158 | 88.2828 | 85.6883 | 82.0958 | 79.6142 | 77.7869 | 0.1418 | 0.14037 | 0.15279 | 0.1507 | 0.14827 | 0.14189 | 0.16426 | 0.15606 | 0.18593 | 0.18751 | 0.16911 | 0.15893 | 0.15392 | 0.16068 | 0.15101 | 0.13966 | 0.13089 | 0.12319 | 0.11506 | 0.15084 | 0.16227 | 0.16442 | 0.14135 | 0.14842
Portfolio Adjusted1-in-2AllOther2022August Monthly Peak | Portfolio Adjusted | 1-in-2 | All | Other | 2022 | August Monthly Peak | 8 | 6.2106 | 5.9892 | 5.8131 | 5.77 | 6.0153 | 6.7078 | 7.4777 | 8.3959 | 9.4976 | 10.3964 | 11.1063 | 11.449 | 11.4844 | 11.7214 | 11.6457 | 11.2818 | 10.6609 | 9.7867 | 9.0583 | 8.7241 | 8.5814 | 7.9709 | 7.231 | 6.7213 | -0.012234 | -0.021041 | -0.011967 | -0.023274 | -0.039374 | -0.041394 | -0.044756 | -0.046637 | -0.050391 | -0.06251 | -0.039771 | -0.053305 | -0.036926 | -0.02749 | 0.15586 | 0.17231 | 0.17627 | 0.16413 | 0.049662 | 0.038805 | 0.029684 | 0.047379 | 0.03906 | 0.039705 | 74.1259 | 72.9609 | 71.4523 | 70.2073 | 69.1943 | 68.2471 | 67.6383 | 67.0172 | 69.3257 | 74.5331 | 80.162 | 84.7255 | 88.2296 | 90.307 | 91.6019 | 92.2252 | 92.0866 | 91.4571 | 89.972 | 87.3541 | 83.5381 | 80.2945 | 77.9932 | 76.2631 | 0.14127 | 0.14005 | 0.1523 | 0.15016 | 0.14805 | 0.14213 | 0.16602 | 0.15813 | 0.19033 | 0.19284 | 0.17442 | 0.16485 | 0.15964 | 0.16693 | 0.15613 | 0.14258 | 0.13245 | 0.12439 | 0.11574 | 0.15288 | 0.16361 | 0.16433 | 0.14138 | 0.14813
Portfolio Adjusted1-in-2AllOther2022September Monthly Peak | Portfolio Adjusted | 1-in-2 | All | Other | 2022 | September Monthly Peak | 9 | 6.146 | 5.931 | 5.7485 | 5.7255 | 5.9882 | 6.6922 | 7.6134 | 8.4402 | 9.5967 | 10.4802 | 11.1813 | 11.5164 | 11.564 | 11.8071 | 11.7257 | 11.3069 | 10.6361 | 9.7269 | 9.0447 | 8.9158 | 8.4921 | 7.8682 | 7.1389 | 6.6328 | -0.012723 | -0.021305 | -0.012142 | -0.024298 | -0.040464 | -0.042207 | -0.044845 | -0.04835 | -0.052451 | -0.065208 | -0.039933 | -0.053279 | -0.036268 | -0.025941 | 0.15779 | 0.17334 | 0.17804 | 0.16486 | 0.051482 | 0.041119 | 0.031171 | 0.048345 | 0.039411 | 0.039578 | 72.4538 | 71.2162 | 69.8632 | 68.5608 | 67.4321 | 66.4947 | 65.9426 | 65.6356 | 68.0406 | 73.2847 | 78.8195 | 83.6429 | 87.6261 | 89.9702 | 91.2824 | 91.7155 | 91.5966 | 90.7715 | 89.3625 | 86.5458 | 82.4361 | 79.4066 | 77.096 | 75.508 | 0.14137 | 0.13993 | 0.15176 | 0.15042 | 0.14884 | 0.14316 | 0.16898 | 0.16142 | 0.19677 | 0.19959 | 0.18032 | 0.17024 | 0.16467 | 0.17179 | 0.15988 | 0.14469 | 0.13352 | 0.12539 | 0.11698 | 0.15686 | 0.16544 | 0.16595 | 0.14221 | 0.14843
Portfolio Adjusted1-in-2AllOther2022October Monthly Peak | Portfolio Adjusted | 1-in-2 | All | Other | 2022 | October Monthly Peak | 10 | 5.4309 | 5.2733 | 5.0963 | 5.0546 | 5.2881 | 5.9292 | 6.8685 | 7.4023 | 8.083 | 8.6983 | 9.2582 | 9.5903 | 9.7421 | 9.9936 | 9.9444 | 9.5987 | 9.0733 | 8.4773 | 8.1304 | 7.8128 | 7.3878 | 6.8983 | 6.2775 | 5.8794 | -0.018734 | -0.022771 | -0.013855 | -0.036522 | -0.047977 | -0.043297 | -0.024152 | -0.050038 | -0.044664 | -0.055988 | -0.0096325 | -0.0087173 | 0.00575 | 0.022193 | 0.16958 | 0.16602 | 0.18875 | 0.17257 | 0.054748 | 0.052316 | 0.044147 | 0.047802 | 0.034423 | 0.029736 | 63.9278 | 62.9551 | 61.9978 | 60.9772 | 60.0237 | 59.2659 | 58.4112 | 57.8175 | 58.6835 | 63.099 | 69.2615 | 75.6118 | 80.6037 | 83.6245 | 84.8477 | 85.7376 | 85.8191 | 84.9906 | 82.761 | 78.1864 | 74.0988 | 70.9159 | 68.3814 | 66.3255 | 0.12675 | 0.12624 | 0.13567 | 0.13321 | 0.13188 | 0.12789 | 0.15389 | 0.14486 | 0.17039 | 0.17094 | 0.15477 | 0.148 | 0.14636 | 0.15391 | 0.14519 | 0.13382 | 0.12609 | 0.12006 | 0.11139 | 0.14139 | 0.14767 | 0.14868 | 0.12716 | 0.13381
Portfolio Adjusted1-in-2AllOther2022November Monthly Peak | Portfolio Adjusted | 1-in-2 | All | Other | 2022 | November Monthly Peak | 11 | 5.3916 | 5.2495 | 5.1136 | 5.0921 | 5.3452 | 5.9986 | 6.7332 | 7.3473 | 8.0119 | 8.4173 | 8.7915 | 8.9558 | 8.9537 | 9.0813 | 8.9516 | 8.5495 | 8.1803 | 8.0886 | 7.6839 | 7.3163 | 6.988 | 6.5987 | 6.0658 | 5.7179 | -0.02271 | -0.025297 | -0.01584 | -0.044655 | -0.055547 | -0.047771 | -0.018029 | -0.054475 | -0.046091 | -0.057469 | -4.4685e-05 | 0.0059389 | 0.020607 | 0.039924 | 0.16759 | 0.15613 | 0.18873 | 0.17829 | 0.058191 | 0.059392 | 0.051705 | 0.050895 | 0.034988 | 0.027999 | 55.5598 | 54.624 | 53.7903 | 52.8601 | 51.8198 | 51.2012 | 50.9374 | 50.8911 | 53.1703 | 58.1699 | 63.0841 | 67.458 | 70.2817 | 71.7606 | 72.381 | 72.2868 | 70.9135 | 68.0221 | 64.5296 | 62.3342 | 60.6279 | 59.2581 | 58.1353 | 57.0261 | 0.1358 | 0.135 | 0.14608 | 0.14318 | 0.14177 | 0.13684 | 0.16111 | 0.1522 | 0.17985 | 0.1783 | 0.16054 | 0.15268 | 0.14991 | 0.15695 | 0.14765 | 0.13547 | 0.128 | 0.12236 | 0.1137 | 0.14622 | 0.15366 | 0.15568 | 0.13318 | 0.14021
Portfolio Adjusted1-in-2AllOther2022December Monthly Peak | Portfolio Adjusted | 1-in-2 | All | Other | 2022 | December Monthly Peak | 12 | 5.3481 | 5.22 | 5.0947 | 5.0853 | 5.344 | 5.9854 | 6.8545 | 7.3041 | 7.8268 | 8.1027 | 8.2672 | 8.2374 | 8.0791 | 8.0646 | 7.8665 | 7.5846 | 7.4823 | 7.5735 | 7.2686 | 6.9929 | 6.7221 | 6.397 | 5.9568 | 5.6553 | -0.021904 | -0.024456 | -0.015339 | -0.043457 | -0.054132 | -0.046423 | -0.017596 | -0.051967 | -0.043188 | -0.053272 | -4.0685e-05 | 0.0053251 | 0.018267 | 0.035074 | 0.14735 | 0.13868 | 0.17241 | 0.1665 | 0.054254 | 0.055745 | 0.048688 | 0.047941 | 0.033343 | 0.0269 | 46.5288 | 45.8898 | 45.5002 | 44.9197 | 44.3933 | 43.9448 | 43.6474 | 43.5575 | 44.2298 | 47.4806 | 51.1261 | 54.3089 | 56.3368 | 57.2531 | 57.953 | 58.2021 | 57.5007 | 55.0991 | 52.1184 | 50.0826 | 48.6113 | 46.744 | 45.0087 | 43.7593 | 0.13128 | 0.13075 | 0.14166 | 0.1395 | 0.13835 | 0.13326 | 0.15761 | 0.14609 | 0.16973 | 0.16672 | 0.14818 | 0.13967 | 0.13691 | 0.14331 | 0.13624 | 0.12797 | 0.1232 | 0.11791 | 0.10971 | 0.13881 | 0.14582 | 0.14749 | 0.12744 | 0.13498
Portfolio Adjusted1-in-2AllOther2022Typical Event Day | Portfolio Adjusted | 1-in-2 | All | Other | 2022 | Typical Event Day | 8 | 6.1636 | 5.9449 | 5.7717 | 5.7282 | 5.9724 | 6.6565 | 7.4125 | 8.2978 | 9.3609 | 10.227 | 10.9161 | 11.2502 | 11.2806 | 11.5165 | 11.4455 | 11.0941 | 10.4898 | 9.6333 | 8.9278 | 8.6052 | 8.4801 | 7.888 | 7.1618 | 6.6629 | -0.013898 | -0.021812 | -0.012638 | -0.026706 | -0.042107 | -0.04259 | -0.040906 | -0.047875 | -0.049786 | -0.061872 | -0.033626 | -0.044113 | -0.027981 | -0.017012 | 0.16138 | 0.17381 | 0.18179 | 0.16782 | 0.050769 | 0.041961 | 0.033264 | 0.048204 | 0.038742 | 0.038234 | 73.0487 | 71.7467 | 70.5039 | 69.3705 | 68.2943 | 67.3203 | 66.6054 | 66.7043 | 69.6227 | 74.5375 | 79.6253 | 83.9332 | 87.3464 | 89.3012 | 90.4216 | 90.8932 | 90.829 | 90.1022 | 88.8362 | 86.6548 | 83.2614 | 79.7631 | 77.3196 | 75.529 | 0.13954 | 0.13833 | 0.15044 | 0.14827 | 0.14622 | 0.14031 | 0.16375 | 0.15553 | 0.1866 | 0.18864 | 0.17056 | 0.16127 | 0.15624 | 0.16357 | 0.15336 | 0.14049 | 0.13089 | 0.1229 | 0.11431 | 0.15023 | 0.16095 | 0.16189 | 0.13939 | 0.14617
Portfolio Adjusted1-in-2AllOther2023January Monthly Peak | Portfolio Adjusted | 1-in-2 | All | Other | 2023 | January Monthly Peak | 1 | 5.6233 | 5.4964 | 5.3701 | 5.3819 | 5.6653 | 6.404 | 7.5136 | 8.0954 | 8.6507 | 8.8755 | 8.97 | 8.8494 | 8.6276 | 8.5864 | 8.3191 | 7.9896 | 7.7337 | 7.9093 | 7.701 | 7.453 | 7.1638 | 6.7856 | 6.3155 | 6.0017 | -0.023154 | -0.02576 | -0.016137 | -0.045968 | -0.057281 | -0.049785 | -0.019352 | -0.058205 | -0.048286 | -0.059162 | -4.5057e-05 | 0.0058724 | 0.020186 | 0.038838 | 0.15679 | 0.14678 | 0.18064 | 0.17543 | 0.059057 | 0.060845 | 0.052915 | 0.051784 | 0.036101 | 0.028952 | 42.3566 | 41.9272 | 41.3069 | 40.6604 | 40.0111 | 39.5672 | 39.4653 | 39.2276 | 39.5072 | 41.8868 | 45.4239 | 48.1216 | 50.1006 | 51.4122 | 52.2693 | 52.6847 | 52.3985 | 51.0732 | 49.1299 | 47.7791 | 46.5724 | 45.6666 | 44.8173 | 44.2091 | 0.13869 | 0.13769 | 0.149 | 0.1475 | 0.14632 | 0.14265 | 0.17247 | 0.16217 | 0.18838 | 0.18389 | 0.16273 | 0.15252 | 0.14921 | 0.15596 | 0.1471 | 0.13704 | 0.13068 | 0.12522 | 0.11715 | 0.15036 | 0.15771 | 0.15883 | 0.13758 | 0.14507
Portfolio Adjusted1-in-2AllOther2023February Monthly Peak | Portfolio Adjusted | 1-in-2 | All | Other | 2023 | February Monthly Peak | 2 | 5.5026 | 5.3742 | 5.2406 | 5.2433 | 5.5154 | 6.2263 | 7.2218 | 7.7687 | 8.3354 | 8.5936 | 8.7527 | 8.7118 | 8.5687 | 8.5913 | 8.3818 | 8.0689 | 7.7616 | 7.7321 | 7.6675 | 7.3767 | 7.0751 | 6.6894 | 6.1999 | 5.8756 | -0.022858 | -0.025449 | -0.015925 | -0.045276 | -0.056401 | -0.048921 | -0.018971 | -0.056824 | -0.047081 | -0.057811 | -4.4166e-05 | 0.0057797 | 0.019908 | 0.038394 | 0.15747 | 0.14782 | 0.18038 | 0.1717 | 0.05823 | 0.059881 | 0.052156 | 0.051165 | 0.035623 | 0.028608 | 47.1342 | 46.6672 | 46.3242 | 45.9384 | 45.728 | 45.7047 | 45.706 | 45.6605 | 45.8984 | 47.6984 | 49.814 | 51.7337 | 52.5751 | 52.533 | 52.5646 | 52.2192 | 51.5653 | 50.4338 | 48.9196 | 47.4925 | 46.1546 | 45.1552 | 43.9329 | 42.9877 | 0.13672 | 0.13584 | 0.14689 | 0.14514 | 0.14391 | 0.13999 | 0.16881 | 0.1581 | 0.18348 | 0.17944 | 0.15916 | 0.14957 | 0.14637 | 0.15308 | 0.14417 | 0.1339 | 0.12732 | 0.12211 | 0.11429 | 0.14747 | 0.15502 | 0.15657 | 0.1355 | 0.14317
Portfolio Adjusted1-in-2AllOther2023March Monthly Peak | Portfolio Adjusted | 1-in-2 | All | Other | 2023 | March Monthly Peak | 3 | 5.6445 | 5.4695 | 5.34 | 5.2897 | 5.5385 | 6.2027 | 7.1669 | 7.7577 | 8.327 | 8.5834 | 8.8019 | 8.8016 | 8.6744 | 8.7409 | 8.5854 | 8.2953 | 7.9464 | 7.5704 | 7.3973 | 7.5052 | 7.3078 | 6.9131 | 6.3886 | 6.0143 | -0.023724 | -0.026246 | -0.016508 | -0.04629 | -0.057356 | -0.049143 | -0.018772 | -0.056813 | -0.04757 | -0.058368 | -4.4961e-05 | 0.005917 | 0.020413 | 0.039568 | 0.1615 | 0.15209 | 0.18529 | 0.16869 | 0.058133 | 0.061645 | 0.05459 | 0.053549 | 0.037105 | 0.029507 | 46.6887 | 46.2174 | 45.7969 | 45.4693 | 45.0714 | 44.6219 | 44.211 | 43.9823 | 45.7379 | 48.0776 | 50.355 | 52.4274 | 54.0101 | 55.0883 | 55.58 | 56.0234 | 55.8682 | 55.2087 | 53.5861 | 51.3019 | 49.735 | 48.526 | 47.6649 | 46.7618 | 0.14162 | 0.1399 | 0.15206 | 0.14829 | 0.14627 | 0.14065 | 0.16735 | 0.15822 | 0.18533 | 0.18112 | 0.16178 | 0.15268 | 0.14944 | 0.15671 | 0.14779 | 0.13701 | 0.12969 | 0.12241 | 0.11461 | 0.15123 | 0.16149 | 0.16328 | 0.14074 | 0.14749
Portfolio Adjusted1-in-2AllOther2023April Monthly Peak | Portfolio Adjusted | 1-in-2 | All | Other | 2023 | April Monthly Peak | 4 | 5.4729 | 5.2981 | 5.1442 | 5.0655 | 5.2883 | 5.8802 | 6.6108 | 7.2278 | 7.9445 | 8.4604 | 8.9442 | 9.2146 | 9.3078 | 9.5526 | 9.5249 | 9.2355 | 8.7555 | 8.0921 | 7.6243 | 7.5606 | 7.4075 | 6.9399 | 6.318 | 5.8979 | -0.022555 | -0.025014 | -0.015663 | -0.043641 | -0.053973 | -0.045984 | -0.017462 | -0.052764 | -0.04464 | -0.055915 | -4.3844e-05 | 0.0058692 | 0.020474 | 0.040001 | 0.17723 | 0.16774 | 0.19871 | 0.17666 | 0.056819 | 0.059639 | 0.052698 | 0.051734 | 0.035528 | 0.028242 | 61.999 | 60.7652 | 59.3098 | 58.0777 | 57.1724 | 56.514 | 55.9386 | 56.0046 | 58.6308 | 62.6862 | 67.9438 | 72.3726 | 75.7575 | 78.1905 | 79.3501 | 79.9902 | 80.0128 | 79.6647 | 78.3825 | 75.981 | 72.1982 | 69.0706 | 66.8753 | 64.6268 | 0.13489 | 0.13354 | 0.14448 | 0.14005 | 0.13795 | 0.13208 | 0.15652 | 0.14798 | 0.17472 | 0.17393 | 0.15784 | 0.15108 | 0.14902 | 0.15698 | 0.14817 | 0.13646 | 0.12818 | 0.12043 | 0.1121 | 0.14661 | 0.15615 | 0.15794 | 0.135 | 0.14133
Portfolio Adjusted1-in-2AllOther2023May Monthly Peak | Portfolio Adjusted | 1-in-2 | All | Other | 2023 | May Monthly Peak | 5 | 5.5843 | 5.4138 | 5.2448 | 5.1814 | 5.4108 | 5.975 | 6.5839 | 7.459 | 8.3651 | 9.0068 | 9.5732 | 9.8581 | 9.9288 | 10.1538 | 10.1071 | 9.7607 | 9.2425 | 8.5193 | 7.9488 | 7.6623 | 7.6178 | 7.1493 | 6.5123 | 6.0713 | -0.022898 | -0.025503 | -0.015944 | -0.044773 | -0.055514 | -0.047226 | -0.017691 | -0.054584 | -0.047003 | -0.059321 | -4.6597e-05 | 0.006209 | 0.021532 | 0.041909 | 0.18792 | 0.17717 | 0.2088 | 0.1851 | 0.057993 | 0.060159 | 0.053332 | 0.05258 | 0.036347 | 0.028955 | 65.8305 | 64.6971 | 63.8256 | 62.8695 | 62.0283 | 61.2689 | 60.4997 | 60.9072 | 63.4125 | 67.214 | 71.0035 | 74.7353 | 77.9163 | 80.5697 | 81.6879 | 82.1445 | 81.9628 | 81.388 | 80.0667 | 77.7343 | 74.3504 | 71.5093 | 69.0519 | 67.3821 | 0.13681 | 0.136 | 0.14696 | 0.1435 | 0.14166 | 0.13535 | 0.15834 | 0.15237 | 0.18293 | 0.18333 | 0.16638 | 0.15833 | 0.15497 | 0.16243 | 0.15246 | 0.13911 | 0.12998 | 0.12201 | 0.11324 | 0.14765 | 0.1578 | 0.16028 | 0.13785 | 0.14471
Portfolio Adjusted1-in-2AllOther2023June Monthly Peak | Portfolio Adjusted | 1-in-2 | All | Other | 2023 | June Monthly Peak | 6 | 5.9693 | 5.7729 | 5.5972 | 5.5242 | 5.743 | 6.2856 | 6.95 | 7.9235 | 8.9042 | 9.675 | 10.3342 | 10.5957 | 10.6073 | 10.8329 | 10.7953 | 10.5073 | 9.9796 | 9.1927 | 8.5723 | 8.1533 | 8.0995 | 7.6431 | 6.9479 | 6.4749 | -0.018596 | -0.023981 | -0.014489 | -0.03611 | -0.049076 | -0.044845 | -0.029107 | -0.050986 | -0.048073 | -0.060302 | -0.016855 | -0.018877 | -0.0034563 | 0.011734 | 0.17484 | 0.17673 | 0.19655 | 0.1779 | 0.05413 | 0.050474 | 0.043173 | 0.050687 | 0.03782 | 0.033982 | 69.8142 | 68.3938 | 67.245 | 66.197 | 65.0678 | 64.0253 | 63.1124 | 63.9663 | 67.6449 | 72.4396 | 77.1858 | 81.6024 | 84.7314 | 86.425 | 87.321 | 87.6924 | 87.8032 | 87.4173 | 86.3945 | 84.4366 | 81.3833 | 77.2555 | 74.5751 | 72.5578 | 0.13721 | 0.13643 | 0.1479 | 0.14455 | 0.14198 | 0.13512 | 0.15734 | 0.15075 | 0.18039 | 0.18189 | 0.16522 | 0.15545 | 0.15038 | 0.15752 | 0.14853 | 0.13724 | 0.12874 | 0.12076 | 0.11247 | 0.1453 | 0.15642 | 0.15911 | 0.13698 | 0.14403
Portfolio Adjusted1-in-2AllOther2023July Monthly Peak | Portfolio Adjusted | 1-in-2 | All | Other | 2023 | July Monthly Peak | 7 | 6.3111 | 6.0744 | 5.8943 | 5.8503 | 6.0895 | 6.7455 | 7.4496 | 8.4537 | 9.5173 | 10.3738 | 11.0473 | 11.3231 | 11.3388 | 11.5305 | 11.462 | 11.1867 | 10.6534 | 9.8299 | 9.153 | 8.7072 | 8.6154 | 8.0938 | 7.3379 | 6.821 | -0.011864 | -0.020847 | -0.011815 | -0.022503 | -0.038682 | -0.040902 | -0.044923 | -0.045455 | -0.048974 | -0.060384 | -0.039525 | -0.052759 | -0.037002 | -0.028245 | 0.15302 | 0.17041 | 0.17434 | 0.16341 | 0.048677 | 0.037296 | 0.028473 | 0.047031 | 0.038973 | 0.03998 | 75.801 | 74.4158 | 73.4552 | 72.5168 | 71.4828 | 70.5141 | 69.7284 | 70.1979 | 73.4798 | 77.8925 | 82.3339 | 85.7621 | 88.7984 | 90.5025 | 91.481 | 91.9396 | 91.8296 | 90.7629 | 89.6158 | 88.2828 | 85.6883 | 82.0958 | 79.6142 | 77.7869 | 0.1418 | 0.14037 | 0.15279 | 0.1507 | 0.14827 | 0.14189 | 0.16426 | 0.15606 | 0.18593 | 0.18751 | 0.16911 | 0.15893 | 0.15392 | 0.16068 | 0.15101 | 0.13966 | 0.13089 | 0.12319 | 0.11506 | 0.15084 | 0.16227 | 0.16442 | 0.14135 | 0.14842
Portfolio Adjusted1-in-2AllOther2023August Monthly Peak | Portfolio Adjusted | 1-in-2 | All | Other | 2023 | August Monthly Peak | 8 | 6.2106 | 5.9892 | 5.8131 | 5.77 | 6.0153 | 6.7078 | 7.4777 | 8.3959 | 9.4976 | 10.3964 | 11.1063 | 11.449 | 11.4844 | 11.7214 | 11.6457 | 11.2818 | 10.6609 | 9.7867 | 9.0583 | 8.7241 | 8.5814 | 7.9709 | 7.231 | 6.7213 | -0.012234 | -0.021041 | -0.011967 | -0.023274 | -0.039374 | -0.041394 | -0.044756 | -0.046637 | -0.050391 | -0.06251 | -0.039771 | -0.053305 | -0.036926 | -0.02749 | 0.15586 | 0.17231 | 0.17627 | 0.16413 | 0.049662 | 0.038805 | 0.029684 | 0.047379 | 0.03906 | 0.039705 | 74.1259 | 72.9609 | 71.4523 | 70.2073 | 69.1943 | 68.2471 | 67.6383 | 67.0172 | 69.3257 | 74.5331 | 80.162 | 84.7255 | 88.2296 | 90.307 | 91.6019 | 92.2252 | 92.0866 | 91.4571 | 89.972 | 87.3541 | 83.5381 | 80.2945 | 77.9932 | 76.2632 | 0.14127 | 0.14005 | 0.1523 | 0.15016 | 0.14805 | 0.14213 | 0.16602 | 0.15813 | 0.19033 | 0.19284 | 0.17442 | 0.16485 | 0.15964 | 0.16693 | 0.15613 | 0.14258 | 0.13245 | 0.12439 | 0.11574 | 0.15288 | 0.16361 | 0.16433 | 0.14138 | 0.14813
Portfolio Adjusted1-in-2AllOther2023September Monthly Peak | Portfolio Adjusted | 1-in-2 | All | Other | 2023 | September Monthly Peak | 9 | 6.146 | 5.931 | 5.7485 | 5.7255 | 5.9882 | 6.6922 | 7.6134 | 8.4402 | 9.5967 | 10.4802 | 11.1813 | 11.5164 | 11.564 | 11.8071 | 11.7257 | 11.3069 | 10.6361 | 9.7269 | 9.0447 | 8.9158 | 8.4921 | 7.8682 | 7.1389 | 6.6328 | -0.012723 | -0.021305 | -0.012142 | -0.024298 | -0.040464 | -0.042207 | -0.044845 | -0.04835 | -0.052451 | -0.065208 | -0.039933 | -0.053279 | -0.036268 | -0.025941 | 0.15779 | 0.17334 | 0.17804 | 0.16486 | 0.051482 | 0.041119 | 0.031171 | 0.048345 | 0.039411 | 0.039578 | 72.4538 | 71.2162 | 69.8632 | 68.5608 | 67.4321 | 66.4947 | 65.9426 | 65.6356 | 68.0406 | 73.2847 | 78.8195 | 83.6429 | 87.6261 | 89.9702 | 91.2824 | 91.7154 | 91.5966 | 90.7715 | 89.3625 | 86.5458 | 82.4361 | 79.4066 | 77.096 | 75.508 | 0.14137 | 0.13993 | 0.15176 | 0.15042 | 0.14884 | 0.14316 | 0.16898 | 0.16142 | 0.19677 | 0.19959 | 0.18032 | 0.17024 | 0.16467 | 0.17179 | 0.15988 | 0.14469 | 0.13352 | 0.12539 | 0.11698 | 0.15686 | 0.16544 | 0.16595 | 0.14221 | 0.14843
Portfolio Adjusted1-in-2AllOther2023October Monthly Peak | Portfolio Adjusted | 1-in-2 | All | Other | 2023 | October Monthly Peak | 10 | 5.4309 | 5.2733 | 5.0963 | 5.0546 | 5.2881 | 5.9292 | 6.8685 | 7.4023 | 8.083 | 8.6983 | 9.2582 | 9.5903 | 9.7421 | 9.9936 | 9.9444 | 9.5987 | 9.0733 | 8.4773 | 8.1304 | 7.8128 | 7.3878 | 6.8983 | 6.2775 | 5.8794 | -0.018734 | -0.022771 | -0.013855 | -0.036522 | -0.047977 | -0.043297 | -0.024152 | -0.050038 | -0.044664 | -0.055988 | -0.0096325 | -0.0087173 | 0.00575 | 0.022193 | 0.16958 | 0.16602 | 0.18875 | 0.17257 | 0.054748 | 0.052316 | 0.044147 | 0.047802 | 0.034423 | 0.029736 | 63.9278 | 62.9551 | 61.9978 | 60.9772 | 60.0237 | 59.2659 | 58.4112 | 57.8175 | 58.6835 | 63.099 | 69.2615 | 75.6118 | 80.6037 | 83.6245 | 84.8477 | 85.7376 | 85.8191 | 84.9906 | 82.761 | 78.1864 | 74.0988 | 70.9159 | 68.3814 | 66.3255 | 0.12675 | 0.12624 | 0.13567 | 0.13321 | 0.13188 | 0.12789 | 0.15389 | 0.14486 | 0.17039 | 0.17094 | 0.15477 | 0.148 | 0.14636 | 0.15391 | 0.14519 | 0.13382 | 0.12609 | 0.12006 | 0.11139 | 0.14139 | 0.14767 | 0.14868 | 0.12716 | 0.13381
Portfolio Adjusted1-in-2AllOther2023November Monthly Peak | Portfolio Adjusted | 1-in-2 | All | Other | 2023 | November Monthly Peak | 11 | 5.3916 | 5.2495 | 5.1136 | 5.0921 | 5.3452 | 5.9986 | 6.7332 | 7.3473 | 8.0119 | 8.4173 | 8.7915 | 8.9558 | 8.9537 | 9.0813 | 8.9516 | 8.5495 | 8.1803 | 8.0886 | 7.6839 | 7.3163 | 6.988 | 6.5987 | 6.0658 | 5.7179 | -0.02271 | -0.025297 | -0.01584 | -0.044655 | -0.055547 | -0.047771 | -0.018029 | -0.054475 | -0.046091 | -0.057469 | -4.4685e-05 | 0.0059389 | 0.020607 | 0.039924 | 0.16759 | 0.15613 | 0.18873 | 0.17829 | 0.058191 | 0.059392 | 0.051705 | 0.050895 | 0.034988 | 0.027999 | 55.5598 | 54.624 | 53.7904 | 52.8601 | 51.8198 | 51.2012 | 50.9374 | 50.8911 | 53.1703 | 58.1699 | 63.0841 | 67.458 | 70.2817 | 71.7606 | 72.381 | 72.2868 | 70.9135 | 68.0221 | 64.5296 | 62.3342 | 60.6279 | 59.2581 | 58.1353 | 57.0261 | 0.1358 | 0.135 | 0.14608 | 0.14318 | 0.14177 | 0.13684 | 0.16111 | 0.1522 | 0.17985 | 0.1783 | 0.16054 | 0.15268 | 0.14991 | 0.15695 | 0.14765 | 0.13547 | 0.128 | 0.12236 | 0.1137 | 0.14622 | 0.15366 | 0.15568 | 0.13318 | 0.14021
Portfolio Adjusted1-in-2AllOther2023December Monthly Peak | Portfolio Adjusted | 1-in-2 | All | Other | 2023 | December Monthly Peak | 12 | 5.3481 | 5.22 | 5.0947 | 5.0853 | 5.344 | 5.9854 | 6.8545 | 7.3041 | 7.8268 | 8.1027 | 8.2672 | 8.2374 | 8.0791 | 8.0646 | 7.8665 | 7.5846 | 7.4823 | 7.5735 | 7.2686 | 6.9929 | 6.7221 | 6.397 | 5.9568 | 5.6553 | -0.021904 | -0.024456 | -0.015339 | -0.043457 | -0.054132 | -0.046423 | -0.017596 | -0.051967 | -0.043188 | -0.053272 | -4.0685e-05 | 0.0053251 | 0.018267 | 0.035074 | 0.14735 | 0.13868 | 0.17241 | 0.1665 | 0.054254 | 0.055745 | 0.048688 | 0.047941 | 0.033343 | 0.0269 | 46.5288 | 45.8898 | 45.5002 | 44.9197 | 44.3933 | 43.9448 | 43.6474 | 43.5575 | 44.2298 | 47.4806 | 51.1261 | 54.3089 | 56.3368 | 57.2531 | 57.953 | 58.2021 | 57.5007 | 55.0991 | 52.1184 | 50.0826 | 48.6113 | 46.7439 | 45.0087 | 43.7593 | 0.13128 | 0.13075 | 0.14166 | 0.1395 | 0.13835 | 0.13326 | 0.15761 | 0.14609 | 0.16973 | 0.16672 | 0.14818 | 0.13967 | 0.13691 | 0.14331 | 0.13624 | 0.12797 | 0.1232 | 0.11791 | 0.10971 | 0.13881 | 0.14582 | 0.14749 | 0.12744 | 0.13498
Portfolio Adjusted1-in-2AllOther2023Typical Event Day | Portfolio Adjusted | 1-in-2 | All | Other | 2023 | Typical Event Day | 8 | 6.1636 | 5.9449 | 5.7717 | 5.7282 | 5.9724 | 6.6565 | 7.4125 | 8.2978 | 9.3609 | 10.227 | 10.9161 | 11.2502 | 11.2806 | 11.5165 | 11.4455 | 11.0941 | 10.4898 | 9.6333 | 8.9278 | 8.6052 | 8.4801 | 7.888 | 7.1618 | 6.6629 | -0.013898 | -0.021812 | -0.012638 | -0.026706 | -0.042107 | -0.04259 | -0.040906 | -0.047875 | -0.049786 | -0.061872 | -0.033626 | -0.044113 | -0.027981 | -0.017012 | 0.16138 | 0.17381 | 0.18179 | 0.16782 | 0.050769 | 0.041961 | 0.033264 | 0.048204 | 0.038742 | 0.038234 | 73.0487 | 71.7467 | 70.5039 | 69.3705 | 68.2943 | 67.3203 | 66.6054 | 66.7043 | 69.6227 | 74.5375 | 79.6253 | 83.9332 | 87.3464 | 89.3012 | 90.4216 | 90.8932 | 90.829 | 90.1022 | 88.8362 | 86.6548 | 83.2614 | 79.7631 | 77.3196 | 75.529 | 0.13954 | 0.13833 | 0.15044 | 0.14827 | 0.14622 | 0.14031 | 0.16375 | 0.15553 | 0.1866 | 0.18864 | 0.17056 | 0.16127 | 0.15624 | 0.16357 | 0.15336 | 0.14049 | 0.13089 | 0.1229 | 0.11431 | 0.15023 | 0.16095 | 0.16189 | 0.13939 | 0.14617
Portfolio Adjusted1-in-2AllOther2024January Monthly Peak | Portfolio Adjusted | 1-in-2 | All | Other | 2024 | January Monthly Peak | 1 | 5.6233 | 5.4964 | 5.3701 | 5.3819 | 5.6653 | 6.404 | 7.5136 | 8.0954 | 8.6507 | 8.8755 | 8.97 | 8.8494 | 8.6276 | 8.5864 | 8.3191 | 7.9896 | 7.7337 | 7.9093 | 7.701 | 7.453 | 7.1638 | 6.7856 | 6.3155 | 6.0017 | -0.023154 | -0.02576 | -0.016137 | -0.045968 | -0.057281 | -0.049785 | -0.019352 | -0.058205 | -0.048286 | -0.059162 | -4.5057e-05 | 0.0058724 | 0.020186 | 0.038838 | 0.15679 | 0.14678 | 0.18064 | 0.17543 | 0.059057 | 0.060845 | 0.052915 | 0.051784 | 0.036101 | 0.028952 | 42.3566 | 41.9272 | 41.3069 | 40.6604 | 40.0111 | 39.5672 | 39.4653 | 39.2276 | 39.5072 | 41.8867 | 45.4239 | 48.1216 | 50.1006 | 51.4122 | 52.2693 | 52.6847 | 52.3985 | 51.0732 | 49.1299 | 47.7791 | 46.5724 | 45.6666 | 44.8173 | 44.2091 | 0.13869 | 0.13769 | 0.149 | 0.1475 | 0.14632 | 0.14265 | 0.17247 | 0.16217 | 0.18838 | 0.18389 | 0.16273 | 0.15252 | 0.14921 | 0.15596 | 0.1471 | 0.13704 | 0.13068 | 0.12522 | 0.11715 | 0.15036 | 0.15771 | 0.15883 | 0.13758 | 0.14507
Portfolio Adjusted1-in-2AllOther2024February Monthly Peak | Portfolio Adjusted | 1-in-2 | All | Other | 2024 | February Monthly Peak | 2 | 5.5026 | 5.3742 | 5.2406 | 5.2433 | 5.5154 | 6.2263 | 7.2218 | 7.7687 | 8.3354 | 8.5936 | 8.7527 | 8.7118 | 8.5687 | 8.5913 | 8.3818 | 8.0689 | 7.7616 | 7.7321 | 7.6675 | 7.3767 | 7.0751 | 6.6894 | 6.1999 | 5.8756 | -0.022858 | -0.025449 | -0.015925 | -0.045276 | -0.056401 | -0.048921 | -0.018971 | -0.056824 | -0.047081 | -0.057811 | -4.4166e-05 | 0.0057797 | 0.019908 | 0.038394 | 0.15747 | 0.14782 | 0.18038 | 0.1717 | 0.05823 | 0.059881 | 0.052156 | 0.051165 | 0.035623 | 0.028608 | 47.1342 | 46.6672 | 46.3242 | 45.9384 | 45.728 | 45.7047 | 45.706 | 45.6605 | 45.8984 | 47.6984 | 49.814 | 51.7338 | 52.5751 | 52.533 | 52.5646 | 52.2192 | 51.5653 | 50.4338 | 48.9196 | 47.4925 | 46.1546 | 45.1552 | 43.9329 | 42.9876 | 0.13672 | 0.13584 | 0.14689 | 0.14514 | 0.14391 | 0.13999 | 0.16881 | 0.1581 | 0.18348 | 0.17944 | 0.15916 | 0.14957 | 0.14637 | 0.15308 | 0.14417 | 0.1339 | 0.12732 | 0.12211 | 0.11429 | 0.14747 | 0.15502 | 0.15657 | 0.1355 | 0.14317
Portfolio Adjusted1-in-2AllOther2024March Monthly Peak | Portfolio Adjusted | 1-in-2 | All | Other | 2024 | March Monthly Peak | 3 | 5.6445 | 5.4695 | 5.34 | 5.2897 | 5.5385 | 6.2027 | 7.1669 | 7.7577 | 8.327 | 8.5834 | 8.8019 | 8.8016 | 8.6744 | 8.7409 | 8.5854 | 8.2953 | 7.9464 | 7.5704 | 7.3973 | 7.5052 | 7.3078 | 6.9131 | 6.3886 | 6.0143 | -0.023724 | -0.026246 | -0.016508 | -0.04629 | -0.057356 | -0.049143 | -0.018772 | -0.056813 | -0.04757 | -0.058368 | -4.4961e-05 | 0.005917 | 0.020413 | 0.039568 | 0.1615 | 0.15209 | 0.18529 | 0.16869 | 0.058133 | 0.061645 | 0.05459 | 0.053549 | 0.037105 | 0.029507 | 46.6887 | 46.2174 | 45.7969 | 45.4693 | 45.0714 | 44.6219 | 44.211 | 43.9823 | 45.7379 | 48.0776 | 50.355 | 52.4274 | 54.0101 | 55.0883 | 55.58 | 56.0234 | 55.8682 | 55.2087 | 53.5861 | 51.3019 | 49.735 | 48.526 | 47.6649 | 46.7618 | 0.14162 | 0.1399 | 0.15206 | 0.14829 | 0.14627 | 0.14065 | 0.16735 | 0.15822 | 0.18533 | 0.18112 | 0.16178 | 0.15268 | 0.14944 | 0.15671 | 0.14779 | 0.13701 | 0.12969 | 0.12241 | 0.11461 | 0.15123 | 0.16149 | 0.16328 | 0.14074 | 0.14749
Portfolio Adjusted1-in-2AllOther2024April Monthly Peak | Portfolio Adjusted | 1-in-2 | All | Other | 2024 | April Monthly Peak | 4 | 5.4729 | 5.2981 | 5.1442 | 5.0655 | 5.2883 | 5.8802 | 6.6108 | 7.2278 | 7.9445 | 8.4604 | 8.9442 | 9.2146 | 9.3078 | 9.5526 | 9.5249 | 9.2355 | 8.7555 | 8.0921 | 7.6243 | 7.5606 | 7.4075 | 6.9399 | 6.318 | 5.8979 | -0.022555 | -0.025014 | -0.015663 | -0.043641 | -0.053973 | -0.045984 | -0.017462 | -0.052764 | -0.04464 | -0.055915 | -4.3844e-05 | 0.0058692 | 0.020474 | 0.040001 | 0.17723 | 0.16774 | 0.19871 | 0.17666 | 0.056819 | 0.059639 | 0.052698 | 0.051734 | 0.035528 | 0.028242 | 61.9989 | 60.7652 | 59.3098 | 58.0777 | 57.1724 | 56.514 | 55.9386 | 56.0046 | 58.6308 | 62.6862 | 67.9438 | 72.3726 | 75.7575 | 78.1905 | 79.3501 | 79.9903 | 80.0128 | 79.6647 | 78.3825 | 75.981 | 72.1982 | 69.0706 | 66.8753 | 64.6268 | 0.13489 | 0.13354 | 0.14448 | 0.14005 | 0.13795 | 0.13208 | 0.15652 | 0.14798 | 0.17472 | 0.17393 | 0.15784 | 0.15108 | 0.14902 | 0.15698 | 0.14817 | 0.13646 | 0.12818 | 0.12043 | 0.1121 | 0.14661 | 0.15615 | 0.15794 | 0.135 | 0.14133
Portfolio Adjusted1-in-2AllOther2024May Monthly Peak | Portfolio Adjusted | 1-in-2 | All | Other | 2024 | May Monthly Peak | 5 | 5.5843 | 5.4138 | 5.2448 | 5.1814 | 5.4108 | 5.975 | 6.5839 | 7.459 | 8.3651 | 9.0068 | 9.5732 | 9.8581 | 9.9288 | 10.1538 | 10.1071 | 9.7607 | 9.2425 | 8.5193 | 7.9488 | 7.6623 | 7.6178 | 7.1493 | 6.5123 | 6.0713 | -0.022898 | -0.025503 | -0.015944 | -0.044773 | -0.055514 | -0.047226 | -0.017691 | -0.054584 | -0.047003 | -0.059321 | -4.6597e-05 | 0.006209 | 0.021532 | 0.041909 | 0.18792 | 0.17717 | 0.2088 | 0.1851 | 0.057993 | 0.060159 | 0.053332 | 0.05258 | 0.036347 | 0.028955 | 65.8305 | 64.6971 | 63.8256 | 62.8695 | 62.0283 | 61.2689 | 60.4997 | 60.9072 | 63.4125 | 67.214 | 71.0036 | 74.7353 | 77.9163 | 80.5697 | 81.6879 | 82.1445 | 81.9628 | 81.388 | 80.0667 | 77.7343 | 74.3504 | 71.5093 | 69.0519 | 67.3821 | 0.13681 | 0.136 | 0.14696 | 0.1435 | 0.14166 | 0.13535 | 0.15834 | 0.15237 | 0.18293 | 0.18333 | 0.16638 | 0.15833 | 0.15497 | 0.16243 | 0.15246 | 0.13911 | 0.12998 | 0.12201 | 0.11324 | 0.14765 | 0.1578 | 0.16028 | 0.13785 | 0.14471
Portfolio Adjusted1-in-2AllOther2024June Monthly Peak | Portfolio Adjusted | 1-in-2 | All | Other | 2024 | June Monthly Peak | 6 | 5.9693 | 5.7729 | 5.5972 | 5.5242 | 5.743 | 6.2856 | 6.95 | 7.9235 | 8.9042 | 9.675 | 10.3342 | 10.5957 | 10.6073 | 10.8329 | 10.7953 | 10.5073 | 9.9796 | 9.1927 | 8.5723 | 8.1533 | 8.0995 | 7.6431 | 6.9479 | 6.4749 | -0.018596 | -0.023981 | -0.014489 | -0.03611 | -0.049076 | -0.044845 | -0.029107 | -0.050986 | -0.048073 | -0.060302 | -0.016855 | -0.018877 | -0.0034563 | 0.011734 | 0.17484 | 0.17673 | 0.19655 | 0.1779 | 0.05413 | 0.050474 | 0.043173 | 0.050687 | 0.03782 | 0.033982 | 69.8142 | 68.3938 | 67.245 | 66.197 | 65.0678 | 64.0253 | 63.1124 | 63.9663 | 67.6449 | 72.4396 | 77.1858 | 81.6024 | 84.7314 | 86.425 | 87.321 | 87.6924 | 87.8032 | 87.4173 | 86.3945 | 84.4366 | 81.3833 | 77.2555 | 74.5751 | 72.5578 | 0.13721 | 0.13643 | 0.1479 | 0.14455 | 0.14198 | 0.13512 | 0.15734 | 0.15075 | 0.18039 | 0.18189 | 0.16522 | 0.15545 | 0.15038 | 0.15752 | 0.14853 | 0.13724 | 0.12874 | 0.12076 | 0.11247 | 0.1453 | 0.15642 | 0.15911 | 0.13698 | 0.14403
Portfolio Adjusted1-in-2AllOther2024July Monthly Peak | Portfolio Adjusted | 1-in-2 | All | Other | 2024 | July Monthly Peak | 7 | 6.3111 | 6.0744 | 5.8943 | 5.8503 | 6.0895 | 6.7455 | 7.4496 | 8.4537 | 9.5173 | 10.3738 | 11.0473 | 11.3231 | 11.3388 | 11.5305 | 11.462 | 11.1867 | 10.6534 | 9.8299 | 9.153 | 8.7072 | 8.6154 | 8.0938 | 7.3379 | 6.821 | -0.011864 | -0.020847 | -0.011815 | -0.022503 | -0.038682 | -0.040902 | -0.044923 | -0.045455 | -0.048974 | -0.060384 | -0.039525 | -0.052759 | -0.037002 | -0.028245 | 0.15302 | 0.17041 | 0.17434 | 0.16341 | 0.048677 | 0.037296 | 0.028473 | 0.047031 | 0.038973 | 0.03998 | 75.801 | 74.4158 | 73.4552 | 72.5168 | 71.4828 | 70.5141 | 69.7284 | 70.1979 | 73.4798 | 77.8925 | 82.3339 | 85.7621 | 88.7984 | 90.5025 | 91.481 | 91.9396 | 91.8296 | 90.7629 | 89.6158 | 88.2828 | 85.6883 | 82.0958 | 79.6142 | 77.7869 | 0.1418 | 0.14037 | 0.15279 | 0.1507 | 0.14827 | 0.14189 | 0.16426 | 0.15606 | 0.18593 | 0.18751 | 0.16911 | 0.15893 | 0.15392 | 0.16068 | 0.15101 | 0.13966 | 0.13089 | 0.12319 | 0.11506 | 0.15084 | 0.16227 | 0.16442 | 0.14135 | 0.14842
Portfolio Adjusted1-in-2AllOther2024August Monthly Peak | Portfolio Adjusted | 1-in-2 | All | Other | 2024 | August Monthly Peak | 8 | 6.2106 | 5.9892 | 5.8131 | 5.77 | 6.0153 | 6.7078 | 7.4777 | 8.3959 | 9.4976 | 10.3964 | 11.1063 | 11.449 | 11.4844 | 11.7214 | 11.6457 | 11.2818 | 10.6609 | 9.7867 | 9.0583 | 8.7241 | 8.5814 | 7.9709 | 7.231 | 6.7213 | -0.012234 | -0.021041 | -0.011967 | -0.023274 | -0.039374 | -0.041394 | -0.044756 | -0.046637 | -0.050391 | -0.06251 | -0.039771 | -0.053305 | -0.036926 | -0.02749 | 0.15586 | 0.17231 | 0.17627 | 0.16413 | 0.049662 | 0.038805 | 0.029684 | 0.047379 | 0.03906 | 0.039705 | 74.1259 | 72.9609 | 71.4523 | 70.2073 | 69.1943 | 68.2471 | 67.6383 | 67.0172 | 69.3257 | 74.5331 | 80.162 | 84.7255 | 88.2296 | 90.307 | 91.6019 | 92.2252 | 92.0866 | 91.4571 | 89.972 | 87.3541 | 83.538 | 80.2945 | 77.9932 | 76.2632 | 0.14127 | 0.14005 | 0.1523 | 0.15016 | 0.14805 | 0.14213 | 0.16602 | 0.15813 | 0.19033 | 0.19284 | 0.17442 | 0.16485 | 0.15964 | 0.16693 | 0.15613 | 0.14258 | 0.13245 | 0.12439 | 0.11574 | 0.15288 | 0.16361 | 0.16433 | 0.14138 | 0.14813
Portfolio Adjusted1-in-2AllOther2024September Monthly Peak | Portfolio Adjusted | 1-in-2 | All | Other | 2024 | September Monthly Peak | 9 | 6.146 | 5.931 | 5.7485 | 5.7255 | 5.9882 | 6.6922 | 7.6134 | 8.4402 | 9.5967 | 10.4802 | 11.1813 | 11.5164 | 11.564 | 11.8071 | 11.7257 | 11.3069 | 10.6361 | 9.7269 | 9.0447 | 8.9158 | 8.4921 | 7.8682 | 7.1389 | 6.6328 | -0.012723 | -0.021305 | -0.012142 | -0.024298 | -0.040464 | -0.042207 | -0.044845 | -0.04835 | -0.052451 | -0.065208 | -0.039933 | -0.053279 | -0.036268 | -0.025941 | 0.15779 | 0.17334 | 0.17804 | 0.16486 | 0.051482 | 0.041119 | 0.031171 | 0.048345 | 0.039411 | 0.039578 | 72.4538 | 71.2162 | 69.8632 | 68.5608 | 67.4321 | 66.4947 | 65.9426 | 65.6356 | 68.0406 | 73.2846 | 78.8195 | 83.6429 | 87.6261 | 89.9702 | 91.2824 | 91.7154 | 91.5966 | 90.7715 | 89.3625 | 86.5458 | 82.4361 | 79.4066 | 77.096 | 75.508 | 0.14137 | 0.13993 | 0.15176 | 0.15042 | 0.14884 | 0.14316 | 0.16898 | 0.16142 | 0.19677 | 0.19959 | 0.18032 | 0.17024 | 0.16467 | 0.17179 | 0.15988 | 0.14469 | 0.13352 | 0.12539 | 0.11698 | 0.15686 | 0.16544 | 0.16595 | 0.14221 | 0.14843
Portfolio Adjusted1-in-2AllOther2024October Monthly Peak | Portfolio Adjusted | 1-in-2 | All | Other | 2024 | October Monthly Peak | 10 | 5.4309 | 5.2733 | 5.0963 | 5.0546 | 5.2881 | 5.9292 | 6.8685 | 7.4023 | 8.083 | 8.6983 | 9.2582 | 9.5903 | 9.7421 | 9.9936 | 9.9444 | 9.5987 | 9.0733 | 8.4773 | 8.1304 | 7.8128 | 7.3878 | 6.8983 | 6.2775 | 5.8794 | -0.018734 | -0.022771 | -0.013855 | -0.036522 | -0.047977 | -0.043297 | -0.024152 | -0.050038 | -0.044664 | -0.055988 | -0.0096325 | -0.0087173 | 0.00575 | 0.022193 | 0.16958 | 0.16602 | 0.18875 | 0.17257 | 0.054748 | 0.052316 | 0.044147 | 0.047802 | 0.034423 | 0.029736 | 63.9278 | 62.9551 | 61.9978 | 60.9772 | 60.0237 | 59.2659 | 58.4112 | 57.8175 | 58.6835 | 63.099 | 69.2615 | 75.6118 | 80.6037 | 83.6245 | 84.8477 | 85.7376 | 85.8191 | 84.9906 | 82.761 | 78.1864 | 74.0988 | 70.9159 | 68.3814 | 66.3255 | 0.12675 | 0.12624 | 0.13567 | 0.13321 | 0.13188 | 0.12789 | 0.15389 | 0.14486 | 0.17039 | 0.17094 | 0.15477 | 0.148 | 0.14636 | 0.15391 | 0.14519 | 0.13382 | 0.12609 | 0.12006 | 0.11139 | 0.14139 | 0.14767 | 0.14868 | 0.12716 | 0.13381
Portfolio Adjusted1-in-2AllOther2024November Monthly Peak | Portfolio Adjusted | 1-in-2 | All | Other | 2024 | November Monthly Peak | 11 | 5.3916 | 5.2495 | 5.1136 | 5.0921 | 5.3452 | 5.9986 | 6.7332 | 7.3473 | 8.0119 | 8.4173 | 8.7915 | 8.9558 | 8.9537 | 9.0813 | 8.9516 | 8.5495 | 8.1803 | 8.0886 | 7.6839 | 7.3163 | 6.988 | 6.5987 | 6.0658 | 5.7179 | -0.02271 | -0.025297 | -0.01584 | -0.044655 | -0.055547 | -0.047771 | -0.018029 | -0.054475 | -0.046091 | -0.057469 | -4.4685e-05 | 0.0059389 | 0.020607 | 0.039924 | 0.16759 | 0.15613 | 0.18873 | 0.17829 | 0.058191 | 0.059392 | 0.051705 | 0.050895 | 0.034988 | 0.027999 | 55.5598 | 54.624 | 53.7903 | 52.8601 | 51.8198 | 51.2012 | 50.9374 | 50.8911 | 53.1703 | 58.1699 | 63.0841 | 67.458 | 70.2817 | 71.7606 | 72.381 | 72.2868 | 70.9135 | 68.0221 | 64.5296 | 62.3342 | 60.6279 | 59.2581 | 58.1353 | 57.0261 | 0.1358 | 0.135 | 0.14608 | 0.14318 | 0.14177 | 0.13684 | 0.16111 | 0.1522 | 0.17985 | 0.1783 | 0.16054 | 0.15268 | 0.14991 | 0.15695 | 0.14765 | 0.13547 | 0.128 | 0.12236 | 0.1137 | 0.14622 | 0.15366 | 0.15568 | 0.13318 | 0.14021
Portfolio Adjusted1-in-2AllOther2024December Monthly Peak | Portfolio Adjusted | 1-in-2 | All | Other | 2024 | December Monthly Peak | 12 | 5.3481 | 5.22 | 5.0947 | 5.0853 | 5.344 | 5.9854 | 6.8545 | 7.3041 | 7.8268 | 8.1027 | 8.2672 | 8.2374 | 8.0791 | 8.0646 | 7.8665 | 7.5846 | 7.4823 | 7.5735 | 7.2686 | 6.9929 | 6.7221 | 6.397 | 5.9568 | 5.6553 | -0.021904 | -0.024456 | -0.015339 | -0.043457 | -0.054132 | -0.046423 | -0.017596 | -0.051967 | -0.043188 | -0.053272 | -4.0685e-05 | 0.0053251 | 0.018267 | 0.035074 | 0.14735 | 0.13868 | 0.17241 | 0.1665 | 0.054254 | 0.055745 | 0.048688 | 0.047941 | 0.033343 | 0.0269 | 46.5288 | 45.8898 | 45.5002 | 44.9197 | 44.3933 | 43.9448 | 43.6474 | 43.5575 | 44.2298 | 47.4806 | 51.1261 | 54.3089 | 56.3368 | 57.2531 | 57.953 | 58.2021 | 57.5007 | 55.0991 | 52.1184 | 50.0826 | 48.6113 | 46.7439 | 45.0087 | 43.7593 | 0.13128 | 0.13075 | 0.14166 | 0.1395 | 0.13835 | 0.13326 | 0.15761 | 0.14609 | 0.16973 | 0.16672 | 0.14818 | 0.13967 | 0.13691 | 0.1433 | 0.13624 | 0.12797 | 0.1232 | 0.11791 | 0.10971 | 0.13881 | 0.14582 | 0.14749 | 0.12744 | 0.13498
Portfolio Adjusted1-in-2AllOther2024Typical Event Day | Portfolio Adjusted | 1-in-2 | All | Other | 2024 | Typical Event Day | 8 | 6.1636 | 5.9449 | 5.7717 | 5.7282 | 5.9724 | 6.6565 | 7.4125 | 8.2978 | 9.3609 | 10.227 | 10.9161 | 11.2502 | 11.2806 | 11.5165 | 11.4455 | 11.0941 | 10.4898 | 9.6333 | 8.9278 | 8.6052 | 8.4801 | 7.888 | 7.1618 | 6.6629 | -0.013898 | -0.021812 | -0.012638 | -0.026706 | -0.042107 | -0.04259 | -0.040906 | -0.047875 | -0.049786 | -0.061872 | -0.033626 | -0.044113 | -0.027981 | -0.017012 | 0.16138 | 0.17381 | 0.18179 | 0.16782 | 0.050769 | 0.041961 | 0.033264 | 0.048204 | 0.038742 | 0.038234 | 73.0487 | 71.7467 | 70.5039 | 69.3705 | 68.2943 | 67.3203 | 66.6054 | 66.7043 | 69.6228 | 74.5375 | 79.6253 | 83.9332 | 87.3464 | 89.3012 | 90.4216 | 90.8932 | 90.829 | 90.1022 | 88.8362 | 86.6548 | 83.2614 | 79.7631 | 77.3196 | 75.529 | 0.13954 | 0.13833 | 0.15044 | 0.14827 | 0.14622 | 0.14031 | 0.16375 | 0.15553 | 0.1866 | 0.18864 | 0.17056 | 0.16127 | 0.15624 | 0.16357 | 0.15336 | 0.14049 | 0.13089 | 0.1229 | 0.11431 | 0.15023 | 0.16095 | 0.16189 | 0.13939 | 0.14617
Portfolio Adjusted1-in-2AllOther2025January Monthly Peak | Portfolio Adjusted | 1-in-2 | All | Other | 2025 | January Monthly Peak | 1 | 5.6233 | 5.4964 | 5.3701 | 5.3819 | 5.6653 | 6.404 | 7.5136 | 8.0954 | 8.6507 | 8.8755 | 8.97 | 8.8494 | 8.6276 | 8.5864 | 8.3191 | 7.9896 | 7.7337 | 7.9093 | 7.701 | 7.453 | 7.1638 | 6.7856 | 6.3155 | 6.0017 | -0.023154 | -0.02576 | -0.016137 | -0.045968 | -0.057281 | -0.049785 | -0.019352 | -0.058205 | -0.048286 | -0.059162 | -4.5057e-05 | 0.0058724 | 0.020186 | 0.038838 | 0.15679 | 0.14678 | 0.18064 | 0.17543 | 0.059057 | 0.060845 | 0.052915 | 0.051784 | 0.036101 | 0.028952 | 42.3566 | 41.9272 | 41.3069 | 40.6604 | 40.0111 | 39.5672 | 39.4653 | 39.2276 | 39.5072 | 41.8867 | 45.4239 | 48.1216 | 50.1006 | 51.4122 | 52.2693 | 52.6847 | 52.3985 | 51.0732 | 49.1299 | 47.7791 | 46.5724 | 45.6666 | 44.8173 | 44.2091 | 0.13869 | 0.13769 | 0.149 | 0.1475 | 0.14632 | 0.14265 | 0.17247 | 0.16217 | 0.18838 | 0.18389 | 0.16273 | 0.15252 | 0.14921 | 0.15596 | 0.1471 | 0.13704 | 0.13068 | 0.12522 | 0.11715 | 0.15036 | 0.15771 | 0.15883 | 0.13758 | 0.14507
Portfolio Adjusted1-in-2AllOther2025February Monthly Peak | Portfolio Adjusted | 1-in-2 | All | Other | 2025 | February Monthly Peak | 2 | 5.5026 | 5.3742 | 5.2406 | 5.2433 | 5.5154 | 6.2263 | 7.2218 | 7.7687 | 8.3354 | 8.5936 | 8.7527 | 8.7118 | 8.5687 | 8.5913 | 8.3818 | 8.0689 | 7.7616 | 7.7321 | 7.6675 | 7.3767 | 7.0751 | 6.6894 | 6.1999 | 5.8756 | -0.022858 | -0.025449 | -0.015925 | -0.045276 | -0.056401 | -0.048921 | -0.018971 | -0.056824 | -0.047081 | -0.057811 | -4.4166e-05 | 0.0057797 | 0.019908 | 0.038394 | 0.15747 | 0.14782 | 0.18038 | 0.1717 | 0.05823 | 0.059881 | 0.052156 | 0.051165 | 0.035623 | 0.028608 | 47.1342 | 46.6672 | 46.3242 | 45.9384 | 45.728 | 45.7047 | 45.706 | 45.6605 | 45.8984 | 47.6984 | 49.814 | 51.7337 | 52.5751 | 52.533 | 52.5646 | 52.2192 | 51.5653 | 50.4338 | 48.9196 | 47.4925 | 46.1546 | 45.1552 | 43.9329 | 42.9877 | 0.13672 | 0.13584 | 0.14689 | 0.14514 | 0.14391 | 0.13999 | 0.16881 | 0.1581 | 0.18348 | 0.17944 | 0.15916 | 0.14957 | 0.14637 | 0.15308 | 0.14417 | 0.1339 | 0.12732 | 0.12211 | 0.11429 | 0.14747 | 0.15502 | 0.15657 | 0.1355 | 0.14317
Portfolio Adjusted1-in-2AllOther2025March Monthly Peak | Portfolio Adjusted | 1-in-2 | All | Other | 2025 | March Monthly Peak | 3 | 5.6445 | 5.4695 | 5.34 | 5.2897 | 5.5385 | 6.2027 | 7.1669 | 7.7577 | 8.327 | 8.5834 | 8.8019 | 8.8016 | 8.6744 | 8.7409 | 8.5854 | 8.2953 | 7.9464 | 7.5704 | 7.3973 | 7.5052 | 7.3078 | 6.9131 | 6.3886 | 6.0143 | -0.023724 | -0.026246 | -0.016508 | -0.04629 | -0.057356 | -0.049143 | -0.018772 | -0.056813 | -0.04757 | -0.058368 | -4.4961e-05 | 0.005917 | 0.020413 | 0.039568 | 0.1615 | 0.15209 | 0.18529 | 0.16869 | 0.058133 | 0.061645 | 0.05459 | 0.053549 | 0.037105 | 0.029507 | 46.6887 | 46.2174 | 45.7969 | 45.4693 | 45.0714 | 44.6219 | 44.211 | 43.9823 | 45.7379 | 48.0776 | 50.355 | 52.4274 | 54.0101 | 55.0883 | 55.58 | 56.0234 | 55.8682 | 55.2087 | 53.5861 | 51.3019 | 49.735 | 48.526 | 47.6649 | 46.7618 | 0.14162 | 0.1399 | 0.15206 | 0.14829 | 0.14627 | 0.14065 | 0.16735 | 0.15822 | 0.18533 | 0.18112 | 0.16178 | 0.15268 | 0.14944 | 0.15671 | 0.14779 | 0.13701 | 0.12969 | 0.12241 | 0.11461 | 0.15123 | 0.16149 | 0.16328 | 0.14074 | 0.14749
Portfolio Adjusted1-in-2AllOther2025April Monthly Peak | Portfolio Adjusted | 1-in-2 | All | Other | 2025 | April Monthly Peak | 4 | 5.4729 | 5.2981 | 5.1442 | 5.0655 | 5.2883 | 5.8802 | 6.6108 | 7.2278 | 7.9445 | 8.4604 | 8.9442 | 9.2146 | 9.3078 | 9.5526 | 9.5249 | 9.2355 | 8.7555 | 8.0921 | 7.6243 | 7.5606 | 7.4075 | 6.9399 | 6.318 | 5.8979 | -0.022555 | -0.025014 | -0.015663 | -0.043641 | -0.053973 | -0.045984 | -0.017462 | -0.052764 | -0.04464 | -0.055915 | -4.3844e-05 | 0.0058692 | 0.020474 | 0.040001 | 0.17723 | 0.16774 | 0.19871 | 0.17666 | 0.056819 | 0.059639 | 0.052698 | 0.051734 | 0.035528 | 0.028242 | 61.999 | 60.7652 | 59.3098 | 58.0777 | 57.1724 | 56.514 | 55.9386 | 56.0046 | 58.6308 | 62.6862 | 67.9438 | 72.3726 | 75.7575 | 78.1905 | 79.3501 | 79.9903 | 80.0128 | 79.6647 | 78.3825 | 75.981 | 72.1982 | 69.0706 | 66.8753 | 64.6268 | 0.13489 | 0.13354 | 0.14448 | 0.14005 | 0.13795 | 0.13208 | 0.15652 | 0.14798 | 0.17472 | 0.17393 | 0.15784 | 0.15108 | 0.14902 | 0.15698 | 0.14817 | 0.13646 | 0.12818 | 0.12043 | 0.1121 | 0.14661 | 0.15615 | 0.15794 | 0.135 | 0.14133
Portfolio Adjusted1-in-2AllOther2025May Monthly Peak | Portfolio Adjusted | 1-in-2 | All | Other | 2025 | May Monthly Peak | 5 | 5.5843 | 5.4138 | 5.2448 | 5.1814 | 5.4108 | 5.975 | 6.5839 | 7.459 | 8.3651 | 9.0068 | 9.5732 | 9.8581 | 9.9288 | 10.1538 | 10.1071 | 9.7607 | 9.2425 | 8.5193 | 7.9488 | 7.6623 | 7.6178 | 7.1493 | 6.5123 | 6.0713 | -0.022898 | -0.025503 | -0.015944 | -0.044773 | -0.055514 | -0.047226 | -0.017691 | -0.054584 | -0.047003 | -0.059321 | -4.6597e-05 | 0.006209 | 0.021532 | 0.041909 | 0.18792 | 0.17717 | 0.2088 | 0.1851 | 0.057993 | 0.060159 | 0.053332 | 0.05258 | 0.036347 | 0.028955 | 65.8305 | 64.6971 | 63.8256 | 62.8695 | 62.0283 | 61.2689 | 60.4997 | 60.9072 | 63.4125 | 67.214 | 71.0035 | 74.7353 | 77.9163 | 80.5697 | 81.6879 | 82.1445 | 81.9629 | 81.388 | 80.0667 | 77.7343 | 74.3504 | 71.5093 | 69.0519 | 67.3821 | 0.13681 | 0.136 | 0.14696 | 0.1435 | 0.14166 | 0.13535 | 0.15834 | 0.15237 | 0.18293 | 0.18333 | 0.16638 | 0.15833 | 0.15497 | 0.16243 | 0.15246 | 0.13911 | 0.12998 | 0.12201 | 0.11324 | 0.14765 | 0.1578 | 0.16028 | 0.13785 | 0.14471
Portfolio Adjusted1-in-2AllOther2025June Monthly Peak | Portfolio Adjusted | 1-in-2 | All | Other | 2025 | June Monthly Peak | 6 | 5.9693 | 5.7729 | 5.5972 | 5.5242 | 5.743 | 6.2856 | 6.95 | 7.9235 | 8.9042 | 9.675 | 10.3342 | 10.5957 | 10.6073 | 10.8329 | 10.7953 | 10.5073 | 9.9796 | 9.1927 | 8.5723 | 8.1533 | 8.0995 | 7.6431 | 6.9479 | 6.4749 | -0.018596 | -0.023981 | -0.014489 | -0.03611 | -0.049076 | -0.044845 | -0.029107 | -0.050986 | -0.048073 | -0.060302 | -0.016855 | -0.018877 | -0.0034563 | 0.011734 | 0.17484 | 0.17673 | 0.19655 | 0.1779 | 0.05413 | 0.050474 | 0.043173 | 0.050687 | 0.03782 | 0.033982 | 69.8142 | 68.3938 | 67.245 | 66.197 | 65.0678 | 64.0253 | 63.1124 | 63.9663 | 67.6449 | 72.4396 | 77.1858 | 81.6024 | 84.7314 | 86.425 | 87.321 | 87.6924 | 87.8032 | 87.4173 | 86.3945 | 84.4366 | 81.3833 | 77.2555 | 74.5751 | 72.5578 | 0.13721 | 0.13643 | 0.1479 | 0.14455 | 0.14198 | 0.13512 | 0.15734 | 0.15075 | 0.18039 | 0.18189 | 0.16522 | 0.15545 | 0.15038 | 0.15752 | 0.14853 | 0.13724 | 0.12874 | 0.12076 | 0.11247 | 0.1453 | 0.15642 | 0.15911 | 0.13698 | 0.14403
Portfolio Adjusted1-in-2AllOther2025July Monthly Peak | Portfolio Adjusted | 1-in-2 | All | Other | 2025 | July Monthly Peak | 7 | 6.3111 | 6.0744 | 5.8943 | 5.8503 | 6.0895 | 6.7455 | 7.4496 | 8.4537 | 9.5173 | 10.3738 | 11.0473 | 11.3231 | 11.3388 | 11.5305 | 11.462 | 11.1867 | 10.6534 | 9.8299 | 9.153 | 8.7072 | 8.6154 | 8.0938 | 7.3379 | 6.821 | -0.011864 | -0.020847 | -0.011815 | -0.022503 | -0.038682 | -0.040902 | -0.044923 | -0.045455 | -0.048974 | -0.060384 | -0.039525 | -0.052759 | -0.037002 | -0.028245 | 0.15302 | 0.17041 | 0.17434 | 0.16341 | 0.048677 | 0.037296 | 0.028473 | 0.047031 | 0.038973 | 0.03998 | 75.801 | 74.4158 | 73.4552 | 72.5168 | 71.4828 | 70.5141 | 69.7284 | 70.1979 | 73.4798 | 77.8925 | 82.3339 | 85.7621 | 88.7984 | 90.5025 | 91.481 | 91.9396 | 91.8296 | 90.7629 | 89.6158 | 88.2828 | 85.6883 | 82.0958 | 79.6142 | 77.7869 | 0.1418 | 0.14037 | 0.15279 | 0.1507 | 0.14827 | 0.14189 | 0.16426 | 0.15606 | 0.18593 | 0.18751 | 0.16911 | 0.15893 | 0.15392 | 0.16068 | 0.15101 | 0.13966 | 0.13089 | 0.12319 | 0.11506 | 0.15084 | 0.16227 | 0.16442 | 0.14135 | 0.14842
Portfolio Adjusted1-in-2AllOther2025August Monthly Peak | Portfolio Adjusted | 1-in-2 | All | Other | 2025 | August Monthly Peak | 8 | 6.2106 | 5.9892 | 5.8131 | 5.77 | 6.0153 | 6.7078 | 7.4777 | 8.3959 | 9.4976 | 10.3964 | 11.1063 | 11.449 | 11.4844 | 11.7214 | 11.6457 | 11.2818 | 10.6609 | 9.7867 | 9.0583 | 8.7241 | 8.5814 | 7.9709 | 7.231 | 6.7213 | -0.012234 | -0.021041 | -0.011967 | -0.023274 | -0.039374 | -0.041394 | -0.044756 | -0.046637 | -0.050391 | -0.06251 | -0.039771 | -0.053305 | -0.036926 | -0.02749 | 0.15586 | 0.17231 | 0.17627 | 0.16413 | 0.049662 | 0.038805 | 0.029684 | 0.047379 | 0.03906 | 0.039705 | 74.1259 | 72.9609 | 71.4523 | 70.2073 | 69.1943 | 68.2471 | 67.6383 | 67.0172 | 69.3257 | 74.5331 | 80.162 | 84.7255 | 88.2296 | 90.307 | 91.6019 | 92.2252 | 92.0866 | 91.4571 | 89.972 | 87.3541 | 83.538 | 80.2945 | 77.9932 | 76.2631 | 0.14127 | 0.14005 | 0.1523 | 0.15016 | 0.14805 | 0.14213 | 0.16602 | 0.15813 | 0.19033 | 0.19284 | 0.17442 | 0.16485 | 0.15964 | 0.16693 | 0.15613 | 0.14258 | 0.13245 | 0.12439 | 0.11574 | 0.15288 | 0.16361 | 0.16433 | 0.14138 | 0.14813
Portfolio Adjusted1-in-2AllOther2025September Monthly Peak | Portfolio Adjusted | 1-in-2 | All | Other | 2025 | September Monthly Peak | 9 | 6.146 | 5.931 | 5.7485 | 5.7255 | 5.9882 | 6.6922 | 7.6134 | 8.4402 | 9.5967 | 10.4802 | 11.1813 | 11.5164 | 11.564 | 11.8071 | 11.7257 | 11.3069 | 10.6361 | 9.7269 | 9.0447 | 8.9158 | 8.4921 | 7.8682 | 7.1389 | 6.6328 | -0.012723 | -0.021305 | -0.012142 | -0.024298 | -0.040464 | -0.042207 | -0.044845 | -0.04835 | -0.052451 | -0.065208 | -0.039933 | -0.053279 | -0.036268 | -0.025941 | 0.15779 | 0.17334 | 0.17804 | 0.16486 | 0.051482 | 0.041119 | 0.031171 | 0.048345 | 0.039411 | 0.039578 | 72.4538 | 71.2162 | 69.8632 | 68.5608 | 67.4321 | 66.4947 | 65.9426 | 65.6356 | 68.0406 | 73.2847 | 78.8195 | 83.6429 | 87.6261 | 89.9702 | 91.2824 | 91.7154 | 91.5966 | 90.7715 | 89.3625 | 86.5458 | 82.4361 | 79.4066 | 77.096 | 75.508 | 0.14137 | 0.13993 | 0.15176 | 0.15042 | 0.14884 | 0.14316 | 0.16898 | 0.16142 | 0.19677 | 0.19959 | 0.18032 | 0.17024 | 0.16467 | 0.17179 | 0.15988 | 0.14469 | 0.13352 | 0.12539 | 0.11698 | 0.15686 | 0.16544 | 0.16595 | 0.14221 | 0.14843
Portfolio Adjusted1-in-2AllOther2025October Monthly Peak | Portfolio Adjusted | 1-in-2 | All | Other | 2025 | October Monthly Peak | 10 | 5.4309 | 5.2733 | 5.0963 | 5.0546 | 5.2881 | 5.9292 | 6.8685 | 7.4023 | 8.083 | 8.6983 | 9.2582 | 9.5903 | 9.7421 | 9.9936 | 9.9444 | 9.5987 | 9.0733 | 8.4773 | 8.1304 | 7.8128 | 7.3878 | 6.8983 | 6.2775 | 5.8794 | -0.018734 | -0.022771 | -0.013855 | -0.036522 | -0.047977 | -0.043297 | -0.024152 | -0.050038 | -0.044664 | -0.055988 | -0.0096325 | -0.0087173 | 0.00575 | 0.022193 | 0.16958 | 0.16602 | 0.18875 | 0.17257 | 0.054748 | 0.052316 | 0.044147 | 0.047802 | 0.034423 | 0.029736 | 63.9278 | 62.9551 | 61.9978 | 60.9772 | 60.0237 | 59.2659 | 58.4112 | 57.8175 | 58.6835 | 63.099 | 69.2615 | 75.6118 | 80.6037 | 83.6245 | 84.8477 | 85.7376 | 85.8191 | 84.9906 | 82.761 | 78.1864 | 74.0988 | 70.9159 | 68.3814 | 66.3255 | 0.12675 | 0.12624 | 0.13567 | 0.13321 | 0.13188 | 0.12789 | 0.15389 | 0.14486 | 0.17039 | 0.17094 | 0.15477 | 0.148 | 0.14636 | 0.15391 | 0.14519 | 0.13382 | 0.12609 | 0.12006 | 0.11139 | 0.14139 | 0.14767 | 0.14868 | 0.12716 | 0.13381
Portfolio Adjusted1-in-2AllOther2025November Monthly Peak | Portfolio Adjusted | 1-in-2 | All | Other | 2025 | November Monthly Peak | 11 | 5.3916 | 5.2495 | 5.1136 | 5.0921 | 5.3452 | 5.9986 | 6.7332 | 7.3473 | 8.0119 | 8.4173 | 8.7915 | 8.9558 | 8.9537 | 9.0813 | 8.9516 | 8.5495 | 8.1803 | 8.0886 | 7.6839 | 7.3163 | 6.988 | 6.5987 | 6.0658 | 5.7179 | -0.02271 | -0.025297 | -0.01584 | -0.044655 | -0.055547 | -0.047771 | -0.018029 | -0.054475 | -0.046091 | -0.057469 | -4.4685e-05 | 0.0059389 | 0.020607 | 0.039924 | 0.16759 | 0.15613 | 0.18873 | 0.17829 | 0.058191 | 0.059392 | 0.051705 | 0.050895 | 0.034988 | 0.027999 | 55.5598 | 54.624 | 53.7904 | 52.8601 | 51.8198 | 51.2012 | 50.9374 | 50.8911 | 53.1703 | 58.1699 | 63.0841 | 67.458 | 70.2817 | 71.7606 | 72.381 | 72.2868 | 70.9135 | 68.0221 | 64.5296 | 62.3342 | 60.6279 | 59.2581 | 58.1352 | 57.0261 | 0.1358 | 0.135 | 0.14608 | 0.14318 | 0.14177 | 0.13684 | 0.16111 | 0.1522 | 0.17985 | 0.1783 | 0.16054 | 0.15268 | 0.14991 | 0.15695 | 0.14765 | 0.13547 | 0.128 | 0.12236 | 0.1137 | 0.14622 | 0.15366 | 0.15568 | 0.13318 | 0.14021
Portfolio Adjusted1-in-2AllOther2025December Monthly Peak | Portfolio Adjusted | 1-in-2 | All | Other | 2025 | December Monthly Peak | 12 | 5.3481 | 5.22 | 5.0947 | 5.0853 | 5.344 | 5.9854 | 6.8545 | 7.3041 | 7.8268 | 8.1027 | 8.2672 | 8.2374 | 8.0791 | 8.0646 | 7.8665 | 7.5846 | 7.4823 | 7.5735 | 7.2686 | 6.9929 | 6.7221 | 6.397 | 5.9568 | 5.6553 | -0.021904 | -0.024456 | -0.015339 | -0.043457 | -0.054132 | -0.046423 | -0.017596 | -0.051967 | -0.043188 | -0.053272 | -4.0685e-05 | 0.0053251 | 0.018267 | 0.035074 | 0.14735 | 0.13868 | 0.17241 | 0.1665 | 0.054254 | 0.055745 | 0.048688 | 0.047941 | 0.033343 | 0.0269 | 46.5288 | 45.8898 | 45.5002 | 44.9197 | 44.3933 | 43.9448 | 43.6474 | 43.5575 | 44.2298 | 47.4806 | 51.1261 | 54.3089 | 56.3368 | 57.2531 | 57.953 | 58.2021 | 57.5007 | 55.0991 | 52.1184 | 50.0826 | 48.6113 | 46.7439 | 45.0087 | 43.7593 | 0.13128 | 0.13075 | 0.14166 | 0.1395 | 0.13835 | 0.13326 | 0.15761 | 0.14609 | 0.16973 | 0.16672 | 0.14818 | 0.13967 | 0.13691 | 0.14331 | 0.13624 | 0.12797 | 0.1232 | 0.11791 | 0.10971 | 0.13881 | 0.14582 | 0.14749 | 0.12744 | 0.13498
Portfolio Adjusted1-in-2AllOther2025Typical Event Day | Portfolio Adjusted | 1-in-2 | All | Other | 2025 | Typical Event Day | 8 | 6.1636 | 5.9449 | 5.7717 | 5.7282 | 5.9724 | 6.6565 | 7.4125 | 8.2978 | 9.3609 | 10.227 | 10.9161 | 11.2502 | 11.2806 | 11.5165 | 11.4455 | 11.0941 | 10.4898 | 9.6333 | 8.9278 | 8.6052 | 8.4801 | 7.888 | 7.1618 | 6.6629 | -0.013898 | -0.021812 | -0.012638 | -0.026706 | -0.042107 | -0.04259 | -0.040906 | -0.047875 | -0.049786 | -0.061872 | -0.033626 | -0.044113 | -0.027981 | -0.017012 | 0.16138 | 0.17381 | 0.18179 | 0.16782 | 0.050769 | 0.041961 | 0.033264 | 0.048204 | 0.038742 | 0.038234 | 73.0487 | 71.7467 | 70.5039 | 69.3705 | 68.2943 | 67.3203 | 66.6054 | 66.7043 | 69.6228 | 74.5375 | 79.6253 | 83.9332 | 87.3464 | 89.3012 | 90.4216 | 90.8932 | 90.829 | 90.1022 | 88.8362 | 86.6548 | 83.2614 | 79.7631 | 77.3196 | 75.529 | 0.13954 | 0.13833 | 0.15044 | 0.14827 | 0.14622 | 0.14031 | 0.16375 | 0.15553 | 0.1866 | 0.18864 | 0.17056 | 0.16127 | 0.15624 | 0.16357 | 0.15336 | 0.14049 | 0.13089 | 0.1229 | 0.11431 | 0.15023 | 0.16095 | 0.16189 | 0.13939 | 0.14617
Portfolio Adjusted1-in-10Size: Under 20 kWAll2015January Monthly Peak | Portfolio Adjusted | 1-in-10 | Size: Under 20 kW | All | 2015 | January Monthly Peak | 1
Portfolio Adjusted1-in-10Size: Under 20 kWAll2015February Monthly Peak | Portfolio Adjusted | 1-in-10 | Size: Under 20 kW | All | 2015 | February Monthly Peak | 2
Portfolio Adjusted1-in-10Size: Under 20 kWAll2015March Monthly Peak | Portfolio Adjusted | 1-in-10 | Size: Under 20 kW | All | 2015 | March Monthly Peak | 3
Portfolio Adjusted1-in-10Size: Under 20 kWAll2015April Monthly Peak | Portfolio Adjusted | 1-in-10 | Size: Under 20 kW | All | 2015 | April Monthly Peak | 4
Portfolio Adjusted1-in-10Size: Under 20 kWAll2015May Monthly Peak | Portfolio Adjusted | 1-in-10 | Size: Under 20 kW | All | 2015 | May Monthly Peak | 5
Portfolio Adjusted1-in-10Size: Under 20 kWAll2015June Monthly Peak | Portfolio Adjusted | 1-in-10 | Size: Under 20 kW | All | 2015 | June Monthly Peak | 6
Portfolio Adjusted1-in-10Size: Under 20 kWAll2015July Monthly Peak | Portfolio Adjusted | 1-in-10 | Size: Under 20 kW | All | 2015 | July Monthly Peak | 7
Portfolio Adjusted1-in-10Size: Under 20 kWAll2015August Monthly Peak | Portfolio Adjusted | 1-in-10 | Size: Under 20 kW | All | 2015 | August Monthly Peak | 8
Portfolio Adjusted1-in-10Size: Under 20 kWAll2015September Monthly Peak | Portfolio Adjusted | 1-in-10 | Size: Under 20 kW | All | 2015 | September Monthly Peak | 9
Portfolio Adjusted1-in-10Size: Under 20 kWAll2015October Monthly Peak | Portfolio Adjusted | 1-in-10 | Size: Under 20 kW | All | 2015 | October Monthly Peak | 10
Portfolio Adjusted1-in-10Size: Under 20 kWAll2015November Monthly Peak | Portfolio Adjusted | 1-in-10 | Size: Under 20 kW | All | 2015 | November Monthly Peak | 11
Portfolio Adjusted1-in-10Size: Under 20 kWAll2015December Monthly Peak | Portfolio Adjusted | 1-in-10 | Size: Under 20 kW | All | 2015 | December Monthly Peak | 12
Portfolio Adjusted1-in-10Size: Under 20 kWAll2015Typical Event Day | Portfolio Adjusted | 1-in-10 | Size: Under 20 kW | All | 2015 | Typical Event Day | 8
Portfolio Adjusted1-in-10Size: Under 20 kWAll2016January Monthly Peak | Portfolio Adjusted | 1-in-10 | Size: Under 20 kW | All | 2016 | January Monthly Peak | 1
Portfolio Adjusted1-in-10Size: Under 20 kWAll2016February Monthly Peak | Portfolio Adjusted | 1-in-10 | Size: Under 20 kW | All | 2016 | February Monthly Peak | 2
Portfolio Adjusted1-in-10Size: Under 20 kWAll2016March Monthly Peak | Portfolio Adjusted | 1-in-10 | Size: Under 20 kW | All | 2016 | March Monthly Peak | 3
Portfolio Adjusted1-in-10Size: Under 20 kWAll2016April Monthly Peak | Portfolio Adjusted | 1-in-10 | Size: Under 20 kW | All | 2016 | April Monthly Peak | 4
Portfolio Adjusted1-in-10Size: Under 20 kWAll2016May Monthly Peak | Portfolio Adjusted | 1-in-10 | Size: Under 20 kW | All | 2016 | May Monthly Peak | 5
Portfolio Adjusted1-in-10Size: Under 20 kWAll2016June Monthly Peak | Portfolio Adjusted | 1-in-10 | Size: Under 20 kW | All | 2016 | June Monthly Peak | 6
Portfolio Adjusted1-in-10Size: Under 20 kWAll2016July Monthly Peak | Portfolio Adjusted | 1-in-10 | Size: Under 20 kW | All | 2016 | July Monthly Peak | 7
Portfolio Adjusted1-in-10Size: Under 20 kWAll2016August Monthly Peak | Portfolio Adjusted | 1-in-10 | Size: Under 20 kW | All | 2016 | August Monthly Peak | 8
Portfolio Adjusted1-in-10Size: Under 20 kWAll2016September Monthly Peak | Portfolio Adjusted | 1-in-10 | Size: Under 20 kW | All | 2016 | September Monthly Peak | 9
Portfolio Adjusted1-in-10Size: Under 20 kWAll2016October Monthly Peak | Portfolio Adjusted | 1-in-10 | Size: Under 20 kW | All | 2016 | October Monthly Peak | 10
Portfolio Adjusted1-in-10Size: Under 20 kWAll2016November Monthly Peak | Portfolio Adjusted | 1-in-10 | Size: Under 20 kW | All | 2016 | November Monthly Peak | 11
Portfolio Adjusted1-in-10Size: Under 20 kWAll2016December Monthly Peak | Portfolio Adjusted | 1-in-10 | Size: Under 20 kW | All | 2016 | December Monthly Peak | 12
Portfolio Adjusted1-in-10Size: Under 20 kWAll2016Typical Event Day | Portfolio Adjusted | 1-in-10 | Size: Under 20 kW | All | 2016 | Typical Event Day | 8
Portfolio Adjusted1-in-10Size: Under 20 kWAll2017January Monthly Peak | Portfolio Adjusted | 1-in-10 | Size: Under 20 kW | All | 2017 | January Monthly Peak | 1
Portfolio Adjusted1-in-10Size: Under 20 kWAll2017February Monthly Peak | Portfolio Adjusted | 1-in-10 | Size: Under 20 kW | All | 2017 | February Monthly Peak | 2
Portfolio Adjusted1-in-10Size: Under 20 kWAll2017March Monthly Peak | Portfolio Adjusted | 1-in-10 | Size: Under 20 kW | All | 2017 | March Monthly Peak | 3
Portfolio Adjusted1-in-10Size: Under 20 kWAll2017April Monthly Peak | Portfolio Adjusted | 1-in-10 | Size: Under 20 kW | All | 2017 | April Monthly Peak | 4 | 0.94396 | 0.91617 | 0.89793 | 0.88978 | 0.88941 | 0.90802 | 0.86752 | 0.88018 | 1.1239 | 1.3844 | 1.5835 | 1.7011 | 1.765 | 1.8326 | 1.8862 | 1.8851 | 1.8027 | 1.5788 | 1.3514 | 1.3546 | 1.3193 | 1.1725 | 1.0673 | 0.99748 | 0 | 0 | 0 | 0 | 0 | 0 | 0 | 0 | 0 | 0 | 0 | 0 | 0 | 0 | 0.037723 | 0.037702 | 0.036055 | 0.031577 | 0 | 0 | 0 | 0 | 0 | 0 | 68.3398 | 66.8685 | 65.2142 | 63.8642 | 62.7214 | 61.7387 | 61.1567 | 61.1643 | 64.428 | 70.4808 | 76.5749 | 81.8566 | 85.1295 | 87.0331 | 87.8864 | 88.433 | 88.3323 | 87.7054 | 85.8464 | 82.5109 | 78.1126 | 74.2293 | 71.5515 | 69.8686 | 0.012989 | 0.0122 | 0.011991 | 0.011457 | 0.011568 | 0.012264 | 0.021299 | 0.020619 | 0.026409 | 0.030349 | 0.032485 | 0.034101 | 0.036131 | 0.039802 | 0.043433 | 0.045799 | 0.047547 | 0.040473 | 0.034651 | 0.023062 | 0.018212 | 0.015306 | 0.012895 | 0.012062
Portfolio Adjusted1-in-10Size: Under 20 kWAll2017May Monthly Peak | Portfolio Adjusted | 1-in-10 | Size: Under 20 kW | All | 2017 | May Monthly Peak | 5 | 0.98041 | 0.9511 | 0.92947 | 0.91917 | 0.91521 | 0.91473 | 0.8199 | 0.91908 | 1.2031 | 1.5078 | 1.7375 | 1.8757 | 1.9425 | 2.0095 | 2.054 | 2.0503 | 1.964 | 1.7175 | 1.4482 | 1.3607 | 1.3822 | 1.2248 | 1.109 | 1.0373 | 0 | 0 | 0 | 0 | 0 | 0 | 0 | 0 | 0 | 0 | 0 | 0 | 0 | 0 | 0.04108 | 0.041006 | 0.039279 | 0.03435 | 0 | 0 | 0 | 0 | 0 | 0 | 70.9896 | 69.5115 | 68.0979 | 66.9588 | 65.8823 | 64.9969 | 64.5707 | 64.96 | 68.4687 | 74.1794 | 79.8924 | 84.0667 | 87.1401 | 89.181 | 90.6951 | 91.416 | 91.3072 | 90.4507 | 88.6711 | 86.1691 | 82.5512 | 78.5453 | 75.5919 | 72.9911 | 0.012995 | 0.012205 | 0.011996 | 0.011462 | 0.011573 | 0.012265 | 0.021306 | 0.020622 | 0.026418 | 0.030349 | 0.03248 | 0.034097 | 0.036133 | 0.039808 | 0.043445 | 0.045815 | 0.047564 | 0.040482 | 0.034655 | 0.023065 | 0.018215 | 0.015312 | 0.0129 | 0.012067
Portfolio Adjusted1-in-10Size: Under 20 kWAll2017June Monthly Peak | Portfolio Adjusted | 1-in-10 | Size: Under 20 kW | All | 2017 | June Monthly Peak | 6 | 1.0288 | 0.99359 | 0.97003 | 0.95751 | 0.94985 | 0.93637 | 0.8632 | 0.99421 | 1.313 | 1.6431 | 1.9015 | 2.0597 | 2.1412 | 2.217 | 2.2657 | 2.2502 | 2.1477 | 1.8709 | 1.563 | 1.4238 | 1.4375 | 1.2983 | 1.1709 | 1.0932 | 0 | 0 | 0 | 0 | 0 | 0 | 0 | 0 | 0 | 0 | 0 | 0 | 0 | 0 | 0.045315 | 0.045003 | 0.042954 | 0.037418 | 0 | 0 | 0 | 0 | 0 | 0 | 72.7439 | 71.3987 | 70.3384 | 69.1822 | 68.2128 | 66.9525 | 66.3661 | 67.2767 | 70.9956 | 76.121 | 81.188 | 84.9771 | 87.5265 | 89.2543 | 90.6229 | 91.2719 | 91.7604 | 91.2483 | 90.1096 | 88.0552 | 84.5898 | 80.6931 | 78.1035 | 76.2285 | 0.013088 | 0.012292 | 0.012081 | 0.011544 | 0.011655 | 0.012346 | 0.021453 | 0.020761 | 0.026601 | 0.030549 | 0.032688 | 0.034315 | 0.036373 | 0.040077 | 0.043745 | 0.046135 | 0.047896 | 0.040758 | 0.034888 | 0.023221 | 0.018337 | 0.01542 | 0.01299 | 0.012152
Portfolio Adjusted1-in-10Size: Under 20 kWAll2017July Monthly Peak | Portfolio Adjusted | 1-in-10 | Size: Under 20 kW | All | 2017 | July Monthly Peak | 7 | 1.0685 | 1.0285 | 1.0024 | 0.98819 | 0.98021 | 0.99092 | 0.93285 | 1.0686 | 1.4281 | 1.8005 | 2.0762 | 2.2309 | 2.2988 | 2.3604 | 2.3952 | 2.3728 | 2.265 | 1.9662 | 1.6462 | 1.4891 | 1.4991 | 1.3499 | 1.2162 | 1.1323 | 0 | 0 | 0 | 0 | 0 | 0 | 0 | 0 | 0 | 0 | 0 | 0 | 0 | 0 | 0.047905 | 0.047456 | 0.045299 | 0.039324 | 0 | 0 | 0 | 0 | 0 | 0 | 74.8381 | 73.8159 | 72.8282 | 71.9562 | 71.1985 | 70.4577 | 69.9337 | 70.23 | 73.3997 | 78.246 | 82.9281 | 86.4901 | 88.9027 | 90.6307 | 91.8458 | 92.2396 | 92.5361 | 91.7192 | 90.0623 | 87.7919 | 84.8571 | 81.8232 | 79.6744 | 78.2001 | 0.012949 | 0.012163 | 0.011954 | 0.011422 | 0.011532 | 0.012223 | 0.021231 | 0.020551 | 0.026326 | 0.030244 | 0.032369 | 0.03398 | 0.036008 | 0.03967 | 0.043294 | 0.045655 | 0.047398 | 0.040341 | 0.034535 | 0.022985 | 0.018152 | 0.015258 | 0.012855 | 0.012024
Portfolio Adjusted1-in-10Size: Under 20 kWAll2017August Monthly Peak | Portfolio Adjusted | 1-in-10 | Size: Under 20 kW | All | 2017 | August Monthly Peak | 8 | 1.0707 | 1.0322 | 1.0083 | 0.99408 | 0.98788 | 1.0093 | 0.9733 | 1.0715 | 1.432 | 1.8298 | 2.1259 | 2.3019 | 2.3793 | 2.4443 | 2.4811 | 2.4518 | 2.3296 | 2.0107 | 1.6701 | 1.5566 | 1.5396 | 1.3555 | 1.2183 | 1.1362 | 0 | 0 | 0 | 0 | 0 | 0 | 0 | 0 | 0 | 0 | 0 | 0 | 0 | 0 | 0.049621 | 0.049036 | 0.046593 | 0.040214 | 0 | 0 | 0 | 0 | 0 | 0 | 75.9598 | 74.9928 | 73.9132 | 73.0829 | 72.3004 | 71.6545 | 71.1224 | 71.1115 | 73.8087 | 78.5501 | 82.9963 | 87.2174 | 90.4242 | 92.6072 | 93.817 | 94.2494 | 93.9728 | 93.1347 | 91.9625 | 89.4649 | 85.6369 | 82.537 | 80.5259 | 78.7893 | 0.013125 | 0.012329 | 0.012117 | 0.011579 | 0.011693 | 0.012395 | 0.021526 | 0.020837 | 0.026691 | 0.030659 | 0.032814 | 0.034449 | 0.036505 | 0.040215 | 0.043892 | 0.046289 | 0.048057 | 0.040904 | 0.035007 | 0.023298 | 0.018399 | 0.015463 | 0.013028 | 0.012187
Portfolio Adjusted1-in-10Size: Under 20 kWAll2017September Monthly Peak | Portfolio Adjusted | 1-in-10 | Size: Under 20 kW | All | 2017 | September Monthly Peak | 9 | 1.0643 | 1.028 | 1.0026 | 0.98637 | 0.98221 | 1.01 | 1.027 | 1.0738 | 1.4365 | 1.8391 | 2.1438 | 2.3212 | 2.4025 | 2.4755 | 2.5157 | 2.4891 | 2.3665 | 2.0342 | 1.6921 | 1.6647 | 1.5273 | 1.3439 | 1.2124 | 1.1312 | 0 | 0 | 0 | 0 | 0 | 0 | 0 | 0 | 0 | 0 | 0 | 0 | 0 | 0 | 0.050314 | 0.049782 | 0.047329 | 0.040684 | 0 | 0 | 0 | 0 | 0 | 0 | 77.1623 | 75.9414 | 74.7363 | 73.9508 | 72.9504 | 72.0022 | 71.4139 | 71.3241 | 73.5628 | 78.3888 | 83.7039 | 88.7322 | 92.635 | 95.1707 | 95.8907 | 96.3041 | 96.1356 | 95.1997 | 93.523 | 90.5909 | 86.494 | 83.0789 | 80.707 | 78.8816 | 0.013126 | 0.01233 | 0.012118 | 0.011579 | 0.011693 | 0.012395 | 0.021526 | 0.020837 | 0.026691 | 0.030663 | 0.032819 | 0.034453 | 0.036508 | 0.040219 | 0.043894 | 0.046289 | 0.048057 | 0.040904 | 0.035012 | 0.023301 | 0.018402 | 0.015466 | 0.01303 | 0.012188
Portfolio Adjusted1-in-10Size: Under 20 kWAll2017October Monthly Peak | Portfolio Adjusted | 1-in-10 | Size: Under 20 kW | All | 2017 | October Monthly Peak | 10 | 0.97963 | 0.95007 | 0.92942 | 0.91887 | 0.91686 | 0.93922 | 0.98573 | 0.97329 | 1.2099 | 1.5049 | 1.75 | 1.9062 | 1.9943 | 2.0717 | 2.1236 | 2.1136 | 1.999 | 1.7227 | 1.5763 | 1.5093 | 1.3699 | 1.2213 | 1.1131 | 1.0421 | 0 | 0 | 0 | 0 | 0 | 0 | 0 | 0 | 0 | 0 | 0 | 0 | 0 | 0 | 0.042472 | 0.042272 | 0.03998 | 0.034454 | 0 | 0 | 0 | 0 | 0 | 0 | 72.875 | 71.9272 | 70.9504 | 69.6366 | 68.6416 | 67.7947 | 67.4016 | 67.0578 | 67.9434 | 72.1531 | 77.3297 | 82.1113 | 85.524 | 87.9117 | 89.0777 | 89.4427 | 88.7832 | 87.1027 | 84.475 | 81.3665 | 78.2795 | 76.0547 | 74.3406 | 72.8927 | 0.013014 | 0.012224 | 0.012014 | 0.01148 | 0.011591 | 0.012285 | 0.021339 | 0.020655 | 0.026459 | 0.030396 | 0.032531 | 0.03415 | 0.036189 | 0.039869 | 0.043512 | 0.045886 | 0.047638 | 0.040546 | 0.034708 | 0.0231 | 0.018242 | 0.015334 | 0.012919 | 0.012084
Portfolio Adjusted1-in-10Size: Under 20 kWAll2017November Monthly Peak | Portfolio Adjusted | 1-in-10 | Size: Under 20 kW | All | 2017 | November Monthly Peak | 11 | 0.90352 | 0.88437 | 0.87635 | 0.87131 | 0.87532 | 0.89759 | 0.85537 | 0.86215 | 1.0592 | 1.2483 | 1.3847 | 1.4542 | 1.4816 | 1.5113 | 1.5331 | 1.5155 | 1.4894 | 1.5349 | 1.3825 | 1.2719 | 1.176 | 1.0673 | 0.99373 | 0.94053 | 0 | 0 | 0 | 0 | 0 | 0 | 0 | 0 | 0 | 0 | 0 | 0 | 0 | 0 | 0.030662 | 0.030311 | 0.029788 | 0.030697 | 0 | 0 | 0 | 0 | 0 | 0 | 60.6851 | 59.349 | 58.3212 | 57.0477 | 56.1695 | 55.5649 | 55.0996 | 55.0795 | 57.414 | 61.9284 | 67.3039 | 71.5426 | 74.2415 | 75.9196 | 76.9776 | 77.1306 | 76.1132 | 73.8386 | 71.1654 | 68.18 | 65.9979 | 64.411 | 62.8122 | 61.7368 | 0.012937 | 0.012152 | 0.011943 | 0.011412 | 0.011522 | 0.012215 | 0.021215 | 0.020537 | 0.026304 | 0.030228 | 0.032356 | 0.033965 | 0.035987 | 0.039644 | 0.04326 | 0.045616 | 0.047358 | 0.040311 | 0.034514 | 0.022971 | 0.01814 | 0.015245 | 0.012844 | 0.012014
Portfolio Adjusted1-in-10Size: Under 20 kWAll2017December Monthly Peak | Portfolio Adjusted | 1-in-10 | Size: Under 20 kW | All | 2017 | December Monthly Peak | 12 | 0.97564 | 0.95564 | 0.94641 | 0.94206 | 0.95449 | 0.99225 | 1.0617 | 1.045 | 1.2659 | 1.4597 | 1.5324 | 1.5155 | 1.4455 | 1.3895 | 1.3393 | 1.3078 | 1.3665 | 1.4984 | 1.3656 | 1.3039 | 1.2205 | 1.1388 | 1.0712 | 1.0232 | 0 | 0 | 0 | 0 | 0 | 0 | 0 | 0 | 0 | 0 | 0 | 0 | 0 | 0 | 0.026787 | 0.026156 | 0.027329 | 0.029967 | 0 | 0 | 0 | 0 | 0 | 0 | 42.061 | 41.3982 | 40.9514 | 40.5114 | 40.0333 | 39.3315 | 39.3143 | 39.2562 | 39.9927 | 42.4798 | 45.1058 | 47.4517 | 48.9348 | 49.5467 | 49.9026 | 49.925 | 49.2809 | 47.8045 | 46.1231 | 44.9922 | 44.0573 | 43.1222 | 42.621 | 42.1744 | 0.013455 | 0.012632 | 0.012415 | 0.011863 | 0.011965 | 0.012664 | 0.022028 | 0.021311 | 0.027312 | 0.031379 | 0.033563 | 0.035229 | 0.037351 | 0.041166 | 0.044925 | 0.047369 | 0.049177 | 0.041835 | 0.035845 | 0.023867 | 0.018842 | 0.015861 | 0.01336 | 0.012498
Portfolio Adjusted1-in-10Size: Under 20 kWAll2017Typical Event Day | Portfolio Adjusted | 1-in-10 | Size: Under 20 kW | All | 2017 | Typical Event Day | 8 | 1.0636 | 1.0257 | 1.0022 | 0.98826 | 0.98212 | 1.0032 | 0.96681 | 1.0596 | 1.4109 | 1.7979 | 2.0856 | 2.257 | 2.3338 | 2.3983 | 2.4355 | 2.4079 | 2.2891 | 1.9753 | 1.6447 | 1.5353 | 1.5223 | 1.3425 | 1.2077 | 1.127 | 0 | 0 | 0 | 0 | 0 | 0 | 0 | 0 | 0 | 0 | 0 | 0 | 0 | 0 | 0.048709 | 0.048158 | 0.045782 | 0.039506 | 0 | 0 | 0 | 0 | 0 | 0 | 75.176 | 74.0372 | 72.954 | 72.043 | 71.1655 | 70.2667 | 69.709 | 69.9856 | 72.9417 | 77.8265 | 82.7041 | 86.8542 | 89.8721 | 91.9157 | 93.0441 | 93.5162 | 93.6012 | 92.8255 | 91.4143 | 88.9757 | 85.3944 | 82.0331 | 79.7527 | 78.0249 | 0.013063 | 0.012269 | 0.012058 | 0.011523 | 0.011634 | 0.012329 | 0.021417 | 0.02073 | 0.026557 | 0.030504 | 0.032645 | 0.03427 | 0.036319 | 0.040014 | 0.043672 | 0.046057 | 0.047815 | 0.040694 | 0.034833 | 0.023183 | 0.018308 | 0.015391 | 0.012966 | 0.012129
Portfolio Adjusted1-in-10Size: Under 20 kWAll2018January Monthly Peak | Portfolio Adjusted | 1-in-10 | Size: Under 20 kW | All | 2018 | January Monthly Peak | 1 | 1.0108 | 0.99158 | 0.97705 | 0.97421 | 0.98776 | 1.0332 | 1.1339 | 1.1287 | 1.3857 | 1.5869 | 1.6574 | 1.6237 | 1.5313 | 1.4625 | 1.3972 | 1.3535 | 1.3663 | 1.5243 | 1.4178 | 1.3545 | 1.2655 | 1.1745 | 1.1005 | 1.0619 | 0 | 0 | 0 | 0 | 0 | 0 | 0 | 0 | 0 | 0 | 0 | 0 | 0 | 0 | 0.027944 | 0.02707 | 0.027326 | 0.030486 | 0 | 0 | 0 | 0 | 0 | 0 | 39.2574 | 38.7435 | 38.1378 | 37.3687 | 36.8838 | 36.4367 | 35.9111 | 35.6304 | 36.2545 | 39.1378 | 42.0648 | 44.4019 | 46.0878 | 47.2703 | 48.2721 | 48.484 | 48.1785 | 47.1441 | 45.3533 | 44.1687 | 43.1535 | 42.6385 | 42.014 | 41.3405 | 0.014483 | 0.01359 | 0.013354 | 0.012765 | 0.012871 | 0.013578 | 0.023666 | 0.022867 | 0.029349 | 0.033617 | 0.035901 | 0.03769 | 0.040038 | 0.044167 | 0.048259 | 0.050923 | 0.052867 | 0.044916 | 0.038446 | 0.025601 | 0.020209 | 0.017058 | 0.014362 | 0.013445
Portfolio Adjusted1-in-10Size: Under 20 kWAll2018February Monthly Peak | Portfolio Adjusted | 1-in-10 | Size: Under 20 kW | All | 2018 | February Monthly Peak | 2 | 0.93068 | 0.91313 | 0.90472 | 0.9044 | 0.91168 | 0.94033 | 0.98128 | 0.96155 | 1.1716 | 1.3431 | 1.4271 | 1.4324 | 1.4061 | 1.3834 | 1.3713 | 1.3494 | 1.3259 | 1.363 | 1.3708 | 1.283 | 1.1909 | 1.0925 | 1.0163 | 0.97126 | 0 | 0 | 0 | 0 | 0 | 0 | 0 | 0 | 0 | 0 | 0 | 0 | 0 | 0 | 0.027425 | 0.026987 | 0.026518 | 0.02726 | 0 | 0 | 0 | 0 | 0 | 0 | 46.7459 | 46.3369 | 46.0135 | 45.5191 | 45.2635 | 44.6951 | 44.1407 | 44.2947 | 45.4874 | 48.8825 | 52.0602 | 54.804 | 56.5493 | 57.5703 | 58.2188 | 58.4731 | 57.8227 | 56.8283 | 54.7691 | 52.6584 | 51.1439 | 49.8004 | 48.7052 | 47.4375 | 0.01301 | 0.01222 | 0.01201 | 0.011476 | 0.011585 | 0.012277 | 0.021329 | 0.020644 | 0.026446 | 0.030384 | 0.032517 | 0.034135 | 0.036174 | 0.039854 | 0.043493 | 0.045864 | 0.047616 | 0.040525 | 0.034696 | 0.023093 | 0.018236 | 0.015331 | 0.012916 | 0.012082
Portfolio Adjusted1-in-10Size: Under 20 kWAll2018March Monthly Peak | Portfolio Adjusted | 1-in-10 | Size: Under 20 kW | All | 2018 | March Monthly Peak | 3 | 0.91181 | 0.88691 | 0.87256 | 0.86718 | 0.87081 | 0.89182 | 0.92291 | 0.89083 | 1.0617 | 1.2503 | 1.386 | 1.4432 | 1.4668 | 1.4976 | 1.5248 | 1.5241 | 1.4659 | 1.3317 | 1.2439 | 1.2868 | 1.2046 | 1.0896 | 1.0047 | 0.95051 | 0 | 0 | 0 | 0 | 0 | 0 | 0 | 0 | 0 | 0 | 0 | 0 | 0 | 0 | 0.030497 | 0.030481 | 0.029318 | 0.026634 | 0 | 0 | 0 | 0 | 0 | 0 | 57.7044 | 56.3995 | 55.5709 | 54.8199 | 53.9635 | 52.9964 | 52.3898 | 52.9501 | 56.4881 | 61.6545 | 66.8386 | 71.2047 | 74.1476 | 75.7154 | 76.4766 | 76.912 | 76.5346 | 75.2607 | 72.7913 | 69.203 | 65.9726 | 63.0691 | 60.7915 | 59.067 | 0.012892 | 0.01211 | 0.011902 | 0.011372 | 0.011482 | 0.012174 | 0.021142 | 0.020467 | 0.026215 | 0.030128 | 0.032249 | 0.033854 | 0.035867 | 0.03951 | 0.043113 | 0.04546 | 0.047196 | 0.040175 | 0.034398 | 0.022894 | 0.018079 | 0.015193 | 0.0128 | 0.011973
Portfolio Adjusted1-in-10Size: Under 20 kWAll2018April Monthly Peak | Portfolio Adjusted | 1-in-10 | Size: Under 20 kW | All | 2018 | April Monthly Peak | 4 | 0.94396 | 0.91617 | 0.89793 | 0.88978 | 0.88941 | 0.90802 | 0.86752 | 0.88018 | 1.1239 | 1.3844 | 1.5835 | 1.7011 | 1.765 | 1.8326 | 1.8862 | 1.8851 | 1.8027 | 1.5788 | 1.3514 | 1.3546 | 1.3193 | 1.1725 | 1.0673 | 0.99748 | 0 | 0 | 0 | 0 | 0 | 0 | 0 | 0 | 0 | 0 | 0 | 0 | 0 | 0 | 0.037723 | 0.037702 | 0.036055 | 0.031577 | 0 | 0 | 0 | 0 | 0 | 0 | 68.3398 | 66.8685 | 65.2142 | 63.8642 | 62.7214 | 61.7387 | 61.1567 | 61.1643 | 64.428 | 70.4808 | 76.5749 | 81.8566 | 85.1295 | 87.0331 | 87.8864 | 88.433 | 88.3323 | 87.7054 | 85.8464 | 82.5109 | 78.1126 | 74.2293 | 71.5515 | 69.8686 | 0.012989 | 0.0122 | 0.011991 | 0.011457 | 0.011568 | 0.012264 | 0.021299 | 0.020619 | 0.026409 | 0.030349 | 0.032485 | 0.034101 | 0.036131 | 0.039802 | 0.043433 | 0.045799 | 0.047547 | 0.040473 | 0.034651 | 0.023062 | 0.018212 | 0.015306 | 0.012895 | 0.012062
Portfolio Adjusted1-in-10Size: Under 20 kWAll2018May Monthly Peak | Portfolio Adjusted | 1-in-10 | Size: Under 20 kW | All | 2018 | May Monthly Peak | 5 | 0.98041 | 0.9511 | 0.92947 | 0.91917 | 0.91521 | 0.91473 | 0.8199 | 0.91908 | 1.2031 | 1.5078 | 1.7375 | 1.8757 | 1.9425 | 2.0095 | 2.054 | 2.0503 | 1.964 | 1.7175 | 1.4482 | 1.3607 | 1.3822 | 1.2248 | 1.109 | 1.0373 | 0 | 0 | 0 | 0 | 0 | 0 | 0 | 0 | 0 | 0 | 0 | 0 | 0 | 0 | 0.04108 | 0.041006 | 0.039279 | 0.03435 | 0 | 0 | 0 | 0 | 0 | 0 | 70.9896 | 69.5115 | 68.0979 | 66.9588 | 65.8823 | 64.9969 | 64.5707 | 64.96 | 68.4687 | 74.1794 | 79.8924 | 84.0667 | 87.1401 | 89.181 | 90.6951 | 91.416 | 91.3072 | 90.4507 | 88.6711 | 86.1691 | 82.5512 | 78.5453 | 75.5919 | 72.9911 | 0.012995 | 0.012205 | 0.011996 | 0.011462 | 0.011573 | 0.012265 | 0.021306 | 0.020622 | 0.026418 | 0.030349 | 0.03248 | 0.034097 | 0.036133 | 0.039808 | 0.043445 | 0.045815 | 0.047564 | 0.040482 | 0.034655 | 0.023065 | 0.018215 | 0.015312 | 0.0129 | 0.012067
Portfolio Adjusted1-in-10Size: Under 20 kWAll2018June Monthly Peak | Portfolio Adjusted | 1-in-10 | Size: Under 20 kW | All | 2018 | June Monthly Peak | 6 | 1.0288 | 0.99359 | 0.97003 | 0.95751 | 0.94985 | 0.93637 | 0.8632 | 0.99421 | 1.313 | 1.6431 | 1.9015 | 2.0597 | 2.1412 | 2.217 | 2.2657 | 2.2502 | 2.1477 | 1.8709 | 1.563 | 1.4238 | 1.4375 | 1.2983 | 1.1709 | 1.0932 | 0 | 0 | 0 | 0 | 0 | 0 | 0 | 0 | 0 | 0 | 0 | 0 | 0 | 0 | 0.045315 | 0.045003 | 0.042954 | 0.037418 | 0 | 0 | 0 | 0 | 0 | 0 | 72.7439 | 71.3987 | 70.3384 | 69.1822 | 68.2128 | 66.9525 | 66.3661 | 67.2767 | 70.9956 | 76.121 | 81.188 | 84.9771 | 87.5265 | 89.2543 | 90.6229 | 91.2719 | 91.7604 | 91.2483 | 90.1096 | 88.0552 | 84.5898 | 80.6931 | 78.1035 | 76.2285 | 0.013088 | 0.012292 | 0.012081 | 0.011544 | 0.011655 | 0.012346 | 0.021453 | 0.020761 | 0.026601 | 0.030549 | 0.032688 | 0.034315 | 0.036373 | 0.040077 | 0.043745 | 0.046135 | 0.047896 | 0.040758 | 0.034888 | 0.023221 | 0.018337 | 0.01542 | 0.01299 | 0.012152
Portfolio Adjusted1-in-10Size: Under 20 kWAll2018July Monthly Peak | Portfolio Adjusted | 1-in-10 | Size: Under 20 kW | All | 2018 | July Monthly Peak | 7 | 1.0685 | 1.0285 | 1.0024 | 0.98819 | 0.98021 | 0.99092 | 0.93285 | 1.0686 | 1.4281 | 1.8005 | 2.0762 | 2.2309 | 2.2988 | 2.3604 | 2.3952 | 2.3728 | 2.265 | 1.9662 | 1.6462 | 1.4891 | 1.4991 | 1.3499 | 1.2162 | 1.1323 | 0 | 0 | 0 | 0 | 0 | 0 | 0 | 0 | 0 | 0 | 0 | 0 | 0 | 0 | 0.047905 | 0.047456 | 0.045299 | 0.039324 | 0 | 0 | 0 | 0 | 0 | 0 | 74.8381 | 73.8159 | 72.8282 | 71.9562 | 71.1985 | 70.4577 | 69.9337 | 70.23 | 73.3997 | 78.246 | 82.928 | 86.4901 | 88.9027 | 90.6307 | 91.8458 | 92.2396 | 92.5361 | 91.7192 | 90.0623 | 87.7919 | 84.8571 | 81.8232 | 79.6744 | 78.2001 | 0.012949 | 0.012163 | 0.011954 | 0.011422 | 0.011532 | 0.012223 | 0.021231 | 0.020551 | 0.026326 | 0.030244 | 0.032369 | 0.03398 | 0.036008 | 0.03967 | 0.043294 | 0.045655 | 0.047398 | 0.040341 | 0.034535 | 0.022985 | 0.018152 | 0.015258 | 0.012855 | 0.012024
Portfolio Adjusted1-in-10Size: Under 20 kWAll2018August Monthly Peak | Portfolio Adjusted | 1-in-10 | Size: Under 20 kW | All | 2018 | August Monthly Peak | 8 | 1.0707 | 1.0322 | 1.0083 | 0.99408 | 0.98788 | 1.0093 | 0.9733 | 1.0715 | 1.432 | 1.8298 | 2.1259 | 2.3019 | 2.3793 | 2.4443 | 2.4811 | 2.4518 | 2.3296 | 2.0107 | 1.6701 | 1.5566 | 1.5396 | 1.3555 | 1.2183 | 1.1362 | 0 | 0 | 0 | 0 | 0 | 0 | 0 | 0 | 0 | 0 | 0 | 0 | 0 | 0 | 0.049621 | 0.049036 | 0.046593 | 0.040214 | 0 | 0 | 0 | 0 | 0 | 0 | 75.9598 | 74.9928 | 73.9132 | 73.0829 | 72.3004 | 71.6545 | 71.1224 | 71.1115 | 73.8087 | 78.5501 | 82.9963 | 87.2174 | 90.4242 | 92.6072 | 93.817 | 94.2493 | 93.9728 | 93.1347 | 91.9625 | 89.4649 | 85.6369 | 82.537 | 80.5259 | 78.7893 | 0.013125 | 0.012329 | 0.012117 | 0.011579 | 0.011693 | 0.012395 | 0.021526 | 0.020837 | 0.026691 | 0.030659 | 0.032814 | 0.034449 | 0.036505 | 0.040215 | 0.043892 | 0.046289 | 0.048057 | 0.040904 | 0.035007 | 0.023298 | 0.018399 | 0.015463 | 0.013028 | 0.012187
Portfolio Adjusted1-in-10Size: Under 20 kWAll2018September Monthly Peak | Portfolio Adjusted | 1-in-10 | Size: Under 20 kW | All | 2018 | September Monthly Peak | 9 | 1.0643 | 1.028 | 1.0026 | 0.98637 | 0.98221 | 1.01 | 1.027 | 1.0738 | 1.4365 | 1.8391 | 2.1438 | 2.3212 | 2.4025 | 2.4755 | 2.5157 | 2.4891 | 2.3665 | 2.0342 | 1.6921 | 1.6647 | 1.5273 | 1.3439 | 1.2124 | 1.1312 | 0 | 0 | 0 | 0 | 0 | 0 | 0 | 0 | 0 | 0 | 0 | 0 | 0 | 0 | 0.050314 | 0.049782 | 0.047329 | 0.040684 | 0 | 0 | 0 | 0 | 0 | 0 | 77.1623 | 75.9414 | 74.7363 | 73.9508 | 72.9504 | 72.0022 | 71.4139 | 71.3241 | 73.5628 | 78.3888 | 83.7039 | 88.7322 | 92.6351 | 95.1707 | 95.8907 | 96.3041 | 96.1356 | 95.1997 | 93.5229 | 90.5909 | 86.494 | 83.0789 | 80.707 | 78.8816 | 0.013126 | 0.01233 | 0.012118 | 0.011579 | 0.011693 | 0.012395 | 0.021526 | 0.020837 | 0.026691 | 0.030663 | 0.032819 | 0.034453 | 0.036508 | 0.040219 | 0.043894 | 0.046289 | 0.048057 | 0.040904 | 0.035012 | 0.023301 | 0.018402 | 0.015466 | 0.01303 | 0.012188
Portfolio Adjusted1-in-10Size: Under 20 kWAll2018October Monthly Peak | Portfolio Adjusted | 1-in-10 | Size: Under 20 kW | All | 2018 | October Monthly Peak | 10 | 0.97963 | 0.95007 | 0.92942 | 0.91887 | 0.91686 | 0.93922 | 0.98573 | 0.97329 | 1.2099 | 1.5049 | 1.75 | 1.9062 | 1.9943 | 2.0717 | 2.1236 | 2.1136 | 1.999 | 1.7227 | 1.5763 | 1.5093 | 1.3699 | 1.2213 | 1.1131 | 1.0421 | 0 | 0 | 0 | 0 | 0 | 0 | 0 | 0 | 0 | 0 | 0 | 0 | 0 | 0 | 0.042472 | 0.042272 | 0.03998 | 0.034454 | 0 | 0 | 0 | 0 | 0 | 0 | 72.875 | 71.9272 | 70.9504 | 69.6366 | 68.6416 | 67.7947 | 67.4016 | 67.0578 | 67.9434 | 72.1531 | 77.3297 | 82.1113 | 85.524 | 87.9117 | 89.0777 | 89.4427 | 88.7832 | 87.1027 | 84.475 | 81.3665 | 78.2795 | 76.0547 | 74.3406 | 72.8927 | 0.013014 | 0.012224 | 0.012014 | 0.01148 | 0.011591 | 0.012285 | 0.021339 | 0.020655 | 0.026459 | 0.030396 | 0.032531 | 0.03415 | 0.036189 | 0.039869 | 0.043512 | 0.045886 | 0.047638 | 0.040546 | 0.034708 | 0.0231 | 0.018242 | 0.015334 | 0.012919 | 0.012084
Portfolio Adjusted1-in-10Size: Under 20 kWAll2018November Monthly Peak | Portfolio Adjusted | 1-in-10 | Size: Under 20 kW | All | 2018 | November Monthly Peak | 11 | 0.90352 | 0.88437 | 0.87635 | 0.87131 | 0.87532 | 0.89759 | 0.85537 | 0.86215 | 1.0592 | 1.2483 | 1.3847 | 1.4542 | 1.4816 | 1.5113 | 1.5331 | 1.5155 | 1.4894 | 1.5349 | 1.3825 | 1.2719 | 1.176 | 1.0673 | 0.99373 | 0.94053 | 0 | 0 | 0 | 0 | 0 | 0 | 0 | 0 | 0 | 0 | 0 | 0 | 0 | 0 | 0.030662 | 0.030311 | 0.029788 | 0.030697 | 0 | 0 | 0 | 0 | 0 | 0 | 60.6851 | 59.349 | 58.3212 | 57.0477 | 56.1695 | 55.5649 | 55.0996 | 55.0795 | 57.414 | 61.9284 | 67.3039 | 71.5426 | 74.2415 | 75.9196 | 76.9776 | 77.1306 | 76.1132 | 73.8386 | 71.1654 | 68.18 | 65.9979 | 64.411 | 62.8122 | 61.7368 | 0.012937 | 0.012152 | 0.011943 | 0.011412 | 0.011522 | 0.012215 | 0.021215 | 0.020537 | 0.026304 | 0.030228 | 0.032356 | 0.033965 | 0.035987 | 0.039644 | 0.04326 | 0.045616 | 0.047358 | 0.040311 | 0.034514 | 0.022971 | 0.01814 | 0.015245 | 0.012844 | 0.012014
Portfolio Adjusted1-in-10Size: Under 20 kWAll2018December Monthly Peak | Portfolio Adjusted | 1-in-10 | Size: Under 20 kW | All | 2018 | December Monthly Peak | 12 | 0.97564 | 0.95564 | 0.94641 | 0.94206 | 0.95449 | 0.99225 | 1.0617 | 1.045 | 1.2659 | 1.4597 | 1.5324 | 1.5155 | 1.4455 | 1.3895 | 1.3393 | 1.3078 | 1.3665 | 1.4984 | 1.3656 | 1.3039 | 1.2205 | 1.1388 | 1.0712 | 1.0232 | 0 | 0 | 0 | 0 | 0 | 0 | 0 | 0 | 0 | 0 | 0 | 0 | 0 | 0 | 0.026787 | 0.026156 | 0.027329 | 0.029967 | 0 | 0 | 0 | 0 | 0 | 0 | 42.061 | 41.3982 | 40.9514 | 40.5114 | 40.0333 | 39.3315 | 39.3143 | 39.2562 | 39.9927 | 42.4798 | 45.1058 | 47.4517 | 48.9348 | 49.5467 | 49.9026 | 49.925 | 49.2809 | 47.8045 | 46.1231 | 44.9922 | 44.0573 | 43.1222 | 42.621 | 42.1744 | 0.013455 | 0.012632 | 0.012415 | 0.011863 | 0.011965 | 0.012664 | 0.022028 | 0.021311 | 0.027312 | 0.031379 | 0.033563 | 0.035229 | 0.037351 | 0.041166 | 0.044925 | 0.047369 | 0.049177 | 0.041835 | 0.035845 | 0.023867 | 0.018842 | 0.015861 | 0.01336 | 0.012498
Portfolio Adjusted1-in-10Size: Under 20 kWAll2018Typical Event Day | Portfolio Adjusted | 1-in-10 | Size: Under 20 kW | All | 2018 | Typical Event Day | 8 | 1.0636 | 1.0257 | 1.0022 | 0.98826 | 0.98212 | 1.0032 | 0.96681 | 1.0596 | 1.4109 | 1.7979 | 2.0856 | 2.257 | 2.3338 | 2.3983 | 2.4355 | 2.4079 | 2.2891 | 1.9753 | 1.6447 | 1.5353 | 1.5223 | 1.3425 | 1.2077 | 1.127 | 0 | 0 | 0 | 0 | 0 | 0 | 0 | 0 | 0 | 0 | 0 | 0 | 0 | 0 | 0.048709 | 0.048158 | 0.045782 | 0.039506 | 0 | 0 | 0 | 0 | 0 | 0 | 75.176 | 74.0372 | 72.954 | 72.043 | 71.1655 | 70.2667 | 69.709 | 69.9856 | 72.9417 | 77.8265 | 82.7041 | 86.8542 | 89.8721 | 91.9157 | 93.0441 | 93.5162 | 93.6012 | 92.8255 | 91.4143 | 88.9757 | 85.3944 | 82.0331 | 79.7527 | 78.0249 | 0.013063 | 0.012269 | 0.012058 | 0.011523 | 0.011634 | 0.012329 | 0.021417 | 0.02073 | 0.026557 | 0.030504 | 0.032645 | 0.03427 | 0.036319 | 0.040014 | 0.043672 | 0.046057 | 0.047815 | 0.040694 | 0.034833 | 0.023183 | 0.018308 | 0.015391 | 0.012966 | 0.012129
Portfolio Adjusted1-in-10Size: Under 20 kWAll2019January Monthly Peak | Portfolio Adjusted | 1-in-10 | Size: Under 20 kW | All | 2019 | January Monthly Peak | 1 | 1.0108 | 0.99158 | 0.97705 | 0.97421 | 0.98776 | 1.0332 | 1.1339 | 1.1287 | 1.3857 | 1.5869 | 1.6574 | 1.6237 | 1.5313 | 1.4625 | 1.3972 | 1.3535 | 1.3663 | 1.5243 | 1.4178 | 1.3545 | 1.2655 | 1.1745 | 1.1005 | 1.0619 | 0 | 0 | 0 | 0 | 0 | 0 | 0 | 0 | 0 | 0 | 0 | 0 | 0 | 0 | 0.027944 | 0.02707 | 0.027326 | 0.030486 | 0 | 0 | 0 | 0 | 0 | 0 | 39.2574 | 38.7435 | 38.1378 | 37.3687 | 36.8838 | 36.4367 | 35.9111 | 35.6304 | 36.2545 | 39.1378 | 42.0648 | 44.4019 | 46.0878 | 47.2703 | 48.2721 | 48.484 | 48.1785 | 47.1441 | 45.3533 | 44.1687 | 43.1535 | 42.6385 | 42.014 | 41.3405 | 0.014483 | 0.01359 | 0.013354 | 0.012765 | 0.012871 | 0.013578 | 0.023666 | 0.022867 | 0.029349 | 0.033617 | 0.035901 | 0.03769 | 0.040038 | 0.044167 | 0.048259 | 0.050923 | 0.052867 | 0.044916 | 0.038446 | 0.025601 | 0.020209 | 0.017058 | 0.014362 | 0.013445
Portfolio Adjusted1-in-10Size: Under 20 kWAll2019February Monthly Peak | Portfolio Adjusted | 1-in-10 | Size: Under 20 kW | All | 2019 | February Monthly Peak | 2 | 0.93068 | 0.91313 | 0.90472 | 0.9044 | 0.91168 | 0.94033 | 0.98128 | 0.96155 | 1.1716 | 1.3431 | 1.4271 | 1.4324 | 1.4061 | 1.3834 | 1.3713 | 1.3494 | 1.3259 | 1.363 | 1.3708 | 1.283 | 1.1909 | 1.0925 | 1.0163 | 0.97126 | 0 | 0 | 0 | 0 | 0 | 0 | 0 | 0 | 0 | 0 | 0 | 0 | 0 | 0 | 0.027425 | 0.026987 | 0.026518 | 0.02726 | 0 | 0 | 0 | 0 | 0 | 0 | 46.7459 | 46.3369 | 46.0135 | 45.5191 | 45.2635 | 44.6951 | 44.1407 | 44.2947 | 45.4874 | 48.8825 | 52.0602 | 54.804 | 56.5493 | 57.5703 | 58.2188 | 58.4731 | 57.8227 | 56.8283 | 54.7691 | 52.6584 | 51.1439 | 49.8004 | 48.7052 | 47.4375 | 0.01301 | 0.01222 | 0.01201 | 0.011476 | 0.011585 | 0.012277 | 0.021329 | 0.020644 | 0.026446 | 0.030384 | 0.032517 | 0.034135 | 0.036174 | 0.039854 | 0.043493 | 0.045864 | 0.047616 | 0.040525 | 0.034696 | 0.023093 | 0.018236 | 0.015331 | 0.012916 | 0.012082
Portfolio Adjusted1-in-10Size: Under 20 kWAll2019March Monthly Peak | Portfolio Adjusted | 1-in-10 | Size: Under 20 kW | All | 2019 | March Monthly Peak | 3 | 0.91181 | 0.88691 | 0.87256 | 0.86718 | 0.87081 | 0.89182 | 0.92291 | 0.89083 | 1.0617 | 1.2503 | 1.386 | 1.4432 | 1.4668 | 1.4976 | 1.5248 | 1.5241 | 1.4659 | 1.3317 | 1.2439 | 1.2868 | 1.2046 | 1.0896 | 1.0047 | 0.95051 | 0 | 0 | 0 | 0 | 0 | 0 | 0 | 0 | 0 | 0 | 0 | 0 | 0 | 0 | 0.030497 | 0.030481 | 0.029318 | 0.026634 | 0 | 0 | 0 | 0 | 0 | 0 | 57.7044 | 56.3995 | 55.5709 | 54.8199 | 53.9635 | 52.9964 | 52.3898 | 52.9501 | 56.4881 | 61.6545 | 66.8386 | 71.2047 | 74.1476 | 75.7154 | 76.4766 | 76.912 | 76.5346 | 75.2607 | 72.7913 | 69.203 | 65.9726 | 63.0691 | 60.7915 | 59.067 | 0.012892 | 0.01211 | 0.011902 | 0.011372 | 0.011482 | 0.012174 | 0.021142 | 0.020467 | 0.026215 | 0.030128 | 0.032249 | 0.033854 | 0.035867 | 0.03951 | 0.043113 | 0.04546 | 0.047196 | 0.040175 | 0.034398 | 0.022894 | 0.018079 | 0.015193 | 0.0128 | 0.011973
Portfolio Adjusted1-in-10Size: Under 20 kWAll2019April Monthly Peak | Portfolio Adjusted | 1-in-10 | Size: Under 20 kW | All | 2019 | April Monthly Peak | 4 | 0.94396 | 0.91617 | 0.89793 | 0.88978 | 0.88941 | 0.90802 | 0.86752 | 0.88018 | 1.1239 | 1.3844 | 1.5835 | 1.7011 | 1.765 | 1.8326 | 1.8862 | 1.8851 | 1.8027 | 1.5788 | 1.3514 | 1.3546 | 1.3193 | 1.1725 | 1.0673 | 0.99748 | 0 | 0 | 0 | 0 | 0 | 0 | 0 | 0 | 0 | 0 | 0 | 0 | 0 | 0 | 0.037723 | 0.037702 | 0.036055 | 0.031577 | 0 | 0 | 0 | 0 | 0 | 0 | 68.3398 | 66.8685 | 65.2142 | 63.8642 | 62.7214 | 61.7387 | 61.1567 | 61.1643 | 64.428 | 70.4808 | 76.5749 | 81.8566 | 85.1295 | 87.0331 | 87.8864 | 88.433 | 88.3323 | 87.7054 | 85.8464 | 82.5109 | 78.1126 | 74.2293 | 71.5515 | 69.8686 | 0.012989 | 0.0122 | 0.011991 | 0.011457 | 0.011568 | 0.012264 | 0.021299 | 0.020619 | 0.026409 | 0.030349 | 0.032485 | 0.034101 | 0.036131 | 0.039802 | 0.043433 | 0.045799 | 0.047547 | 0.040473 | 0.034651 | 0.023062 | 0.018212 | 0.015306 | 0.012895 | 0.012062
Portfolio Adjusted1-in-10Size: Under 20 kWAll2019May Monthly Peak | Portfolio Adjusted | 1-in-10 | Size: Under 20 kW | All | 2019 | May Monthly Peak | 5 | 0.98041 | 0.9511 | 0.92947 | 0.91917 | 0.91521 | 0.91473 | 0.8199 | 0.91908 | 1.2031 | 1.5078 | 1.7375 | 1.8757 | 1.9425 | 2.0095 | 2.054 | 2.0503 | 1.964 | 1.7175 | 1.4482 | 1.3607 | 1.3822 | 1.2248 | 1.109 | 1.0373 | 0 | 0 | 0 | 0 | 0 | 0 | 0 | 0 | 0 | 0 | 0 | 0 | 0 | 0 | 0.04108 | 0.041006 | 0.039279 | 0.03435 | 0 | 0 | 0 | 0 | 0 | 0 | 70.9896 | 69.5115 | 68.0979 | 66.9588 | 65.8823 | 64.9969 | 64.5707 | 64.96 | 68.4687 | 74.1794 | 79.8924 | 84.0667 | 87.1401 | 89.181 | 90.6951 | 91.4161 | 91.3072 | 90.4507 | 88.6711 | 86.1691 | 82.5512 | 78.5453 | 75.5919 | 72.9911 | 0.012995 | 0.012205 | 0.011996 | 0.011462 | 0.011573 | 0.012265 | 0.021306 | 0.020622 | 0.026418 | 0.030349 | 0.03248 | 0.034097 | 0.036133 | 0.039808 | 0.043445 | 0.045815 | 0.047564 | 0.040482 | 0.034655 | 0.023065 | 0.018215 | 0.015312 | 0.0129 | 0.012067
Portfolio Adjusted1-in-10Size: Under 20 kWAll2019June Monthly Peak | Portfolio Adjusted | 1-in-10 | Size: Under 20 kW | All | 2019 | June Monthly Peak | 6 | 1.0288 | 0.99359 | 0.97003 | 0.95751 | 0.94985 | 0.93637 | 0.8632 | 0.99421 | 1.313 | 1.6431 | 1.9015 | 2.0597 | 2.1412 | 2.217 | 2.2657 | 2.2502 | 2.1477 | 1.8709 | 1.563 | 1.4238 | 1.4375 | 1.2983 | 1.1709 | 1.0932 | 0 | 0 | 0 | 0 | 0 | 0 | 0 | 0 | 0 | 0 | 0 | 0 | 0 | 0 | 0.045315 | 0.045003 | 0.042954 | 0.037418 | 0 | 0 | 0 | 0 | 0 | 0 | 72.7439 | 71.3987 | 70.3384 | 69.1822 | 68.2128 | 66.9525 | 66.3661 | 67.2767 | 70.9956 | 76.121 | 81.188 | 84.9771 | 87.5265 | 89.2543 | 90.6229 | 91.2719 | 91.7604 | 91.2483 | 90.1096 | 88.0552 | 84.5898 | 80.6931 | 78.1035 | 76.2285 | 0.013088 | 0.012292 | 0.012081 | 0.011544 | 0.011655 | 0.012346 | 0.021453 | 0.020761 | 0.026601 | 0.030549 | 0.032688 | 0.034315 | 0.036373 | 0.040077 | 0.043745 | 0.046135 | 0.047896 | 0.040758 | 0.034888 | 0.023221 | 0.018337 | 0.01542 | 0.01299 | 0.012152
Portfolio Adjusted1-in-10Size: Under 20 kWAll2019July Monthly Peak | Portfolio Adjusted | 1-in-10 | Size: Under 20 kW | All | 2019 | July Monthly Peak | 7 | 1.0685 | 1.0285 | 1.0024 | 0.98819 | 0.98021 | 0.99092 | 0.93285 | 1.0686 | 1.4281 | 1.8005 | 2.0762 | 2.2309 | 2.2988 | 2.3604 | 2.3952 | 2.3728 | 2.265 | 1.9662 | 1.6462 | 1.4891 | 1.4991 | 1.3499 | 1.2162 | 1.1323 | 0 | 0 | 0 | 0 | 0 | 0 | 0 | 0 | 0 | 0 | 0 | 0 | 0 | 0 | 0.047905 | 0.047456 | 0.045299 | 0.039324 | 0 | 0 | 0 | 0 | 0 | 0 | 74.8381 | 73.8159 | 72.8282 | 71.9562 | 71.1985 | 70.4577 | 69.9337 | 70.23 | 73.3997 | 78.246 | 82.928 | 86.4901 | 88.9027 | 90.6307 | 91.8458 | 92.2396 | 92.5361 | 91.7192 | 90.0623 | 87.7919 | 84.8571 | 81.8232 | 79.6744 | 78.2001 | 0.012949 | 0.012163 | 0.011954 | 0.011422 | 0.011532 | 0.012223 | 0.021231 | 0.020551 | 0.026326 | 0.030244 | 0.032369 | 0.03398 | 0.036008 | 0.03967 | 0.043294 | 0.045655 | 0.047398 | 0.040341 | 0.034535 | 0.022985 | 0.018152 | 0.015258 | 0.012855 | 0.012024
Portfolio Adjusted1-in-10Size: Under 20 kWAll2019August Monthly Peak | Portfolio Adjusted | 1-in-10 | Size: Under 20 kW | All | 2019 | August Monthly Peak | 8 | 1.0707 | 1.0322 | 1.0083 | 0.99408 | 0.98788 | 1.0093 | 0.9733 | 1.0715 | 1.432 | 1.8298 | 2.1259 | 2.3019 | 2.3793 | 2.4443 | 2.4811 | 2.4518 | 2.3296 | 2.0107 | 1.6701 | 1.5566 | 1.5396 | 1.3555 | 1.2183 | 1.1362 | 0 | 0 | 0 | 0 | 0 | 0 | 0 | 0 | 0 | 0 | 0 | 0 | 0 | 0 | 0.049621 | 0.049036 | 0.046593 | 0.040214 | 0 | 0 | 0 | 0 | 0 | 0 | 75.9598 | 74.9928 | 73.9132 | 73.0829 | 72.3004 | 71.6545 | 71.1224 | 71.1115 | 73.8087 | 78.5501 | 82.9963 | 87.2174 | 90.4242 | 92.6072 | 93.817 | 94.2494 | 93.9728 | 93.1347 | 91.9625 | 89.4649 | 85.6369 | 82.537 | 80.5259 | 78.7893 | 0.013125 | 0.012329 | 0.012117 | 0.011579 | 0.011693 | 0.012395 | 0.021526 | 0.020837 | 0.026691 | 0.030659 | 0.032814 | 0.034449 | 0.036505 | 0.040215 | 0.043892 | 0.046289 | 0.048057 | 0.040904 | 0.035007 | 0.023298 | 0.018399 | 0.015463 | 0.013028 | 0.012187
Portfolio Adjusted1-in-10Size: Under 20 kWAll2019September Monthly Peak | Portfolio Adjusted | 1-in-10 | Size: Under 20 kW | All | 2019 | September Monthly Peak | 9 | 1.0643 | 1.028 | 1.0026 | 0.98636 | 0.98221 | 1.01 | 1.027 | 1.0738 | 1.4365 | 1.8391 | 2.1438 | 2.3212 | 2.4025 | 2.4755 | 2.5157 | 2.4891 | 2.3665 | 2.0342 | 1.6921 | 1.6647 | 1.5273 | 1.3439 | 1.2124 | 1.1312 | 0 | 0 | 0 | 0 | 0 | 0 | 0 | 0 | 0 | 0 | 0 | 0 | 0 | 0 | 0.050314 | 0.049782 | 0.047329 | 0.040684 | 0 | 0 | 0 | 0 | 0 | 0 | 77.1623 | 75.9414 | 74.7363 | 73.9508 | 72.9504 | 72.0022 | 71.4139 | 71.3241 | 73.5628 | 78.3888 | 83.7039 | 88.7322 | 92.6351 | 95.1707 | 95.8907 | 96.3041 | 96.1356 | 95.1997 | 93.5229 | 90.5909 | 86.494 | 83.0789 | 80.707 | 78.8816 | 0.013126 | 0.01233 | 0.012118 | 0.011579 | 0.011693 | 0.012395 | 0.021526 | 0.020837 | 0.026691 | 0.030663 | 0.032819 | 0.034453 | 0.036508 | 0.040219 | 0.043894 | 0.046289 | 0.048057 | 0.040904 | 0.035012 | 0.023301 | 0.018402 | 0.015466 | 0.01303 | 0.012188
Portfolio Adjusted1-in-10Size: Under 20 kWAll2019October Monthly Peak | Portfolio Adjusted | 1-in-10 | Size: Under 20 kW | All | 2019 | October Monthly Peak | 10 | 0.97963 | 0.95007 | 0.92942 | 0.91887 | 0.91686 | 0.93922 | 0.98573 | 0.97329 | 1.2099 | 1.5049 | 1.75 | 1.9062 | 1.9943 | 2.0717 | 2.1236 | 2.1136 | 1.999 | 1.7227 | 1.5763 | 1.5093 | 1.3699 | 1.2213 | 1.1131 | 1.0421 | 0 | 0 | 0 | 0 | 0 | 0 | 0 | 0 | 0 | 0 | 0 | 0 | 0 | 0 | 0.042472 | 0.042272 | 0.03998 | 0.034454 | 0 | 0 | 0 | 0 | 0 | 0 | 72.875 | 71.9272 | 70.9504 | 69.6366 | 68.6416 | 67.7948 | 67.4016 | 67.0578 | 67.9434 | 72.1531 | 77.3297 | 82.1113 | 85.524 | 87.9117 | 89.0777 | 89.4427 | 88.7832 | 87.1027 | 84.475 | 81.3665 | 78.2795 | 76.0547 | 74.3406 | 72.8927 | 0.013014 | 0.012224 | 0.012014 | 0.01148 | 0.011591 | 0.012285 | 0.021339 | 0.020655 | 0.026459 | 0.030396 | 0.032531 | 0.03415 | 0.036189 | 0.039869 | 0.043512 | 0.045886 | 0.047638 | 0.040546 | 0.034708 | 0.0231 | 0.018242 | 0.015334 | 0.012919 | 0.012084
Portfolio Adjusted1-in-10Size: Under 20 kWAll2019November Monthly Peak | Portfolio Adjusted | 1-in-10 | Size: Under 20 kW | All | 2019 | November Monthly Peak | 11 | 0.90352 | 0.88437 | 0.87635 | 0.87131 | 0.87532 | 0.89759 | 0.85537 | 0.86215 | 1.0592 | 1.2483 | 1.3847 | 1.4542 | 1.4816 | 1.5113 | 1.5331 | 1.5155 | 1.4894 | 1.5349 | 1.3825 | 1.2719 | 1.176 | 1.0673 | 0.99373 | 0.94053 | 0 | 0 | 0 | 0 | 0 | 0 | 0 | 0 | 0 | 0 | 0 | 0 | 0 | 0 | 0.030662 | 0.030311 | 0.029788 | 0.030697 | 0 | 0 | 0 | 0 | 0 | 0 | 60.6851 | 59.349 | 58.3212 | 57.0477 | 56.1695 | 55.5649 | 55.0996 | 55.0795 | 57.414 | 61.9284 | 67.3039 | 71.5426 | 74.2415 | 75.9196 | 76.9776 | 77.1306 | 76.1132 | 73.8386 | 71.1654 | 68.18 | 65.9979 | 64.411 | 62.8122 | 61.7368 | 0.012937 | 0.012152 | 0.011943 | 0.011412 | 0.011522 | 0.012215 | 0.021215 | 0.020537 | 0.026304 | 0.030228 | 0.032356 | 0.033965 | 0.035987 | 0.039644 | 0.04326 | 0.045616 | 0.047358 | 0.040311 | 0.034514 | 0.022971 | 0.01814 | 0.015245 | 0.012844 | 0.012014
Portfolio Adjusted1-in-10Size: Under 20 kWAll2019December Monthly Peak | Portfolio Adjusted | 1-in-10 | Size: Under 20 kW | All | 2019 | December Monthly Peak | 12 | 0.97564 | 0.95564 | 0.94641 | 0.94206 | 0.95449 | 0.99225 | 1.0617 | 1.045 | 1.2659 | 1.4597 | 1.5324 | 1.5155 | 1.4455 | 1.3895 | 1.3393 | 1.3078 | 1.3665 | 1.4984 | 1.3656 | 1.3039 | 1.2205 | 1.1388 | 1.0712 | 1.0232 | 0 | 0 | 0 | 0 | 0 | 0 | 0 | 0 | 0 | 0 | 0 | 0 | 0 | 0 | 0.026787 | 0.026156 | 0.027329 | 0.029967 | 0 | 0 | 0 | 0 | 0 | 0 | 42.061 | 41.3982 | 40.9514 | 40.5114 | 40.0333 | 39.3315 | 39.3143 | 39.2562 | 39.9927 | 42.4798 | 45.1058 | 47.4517 | 48.9348 | 49.5467 | 49.9026 | 49.925 | 49.2809 | 47.8045 | 46.1231 | 44.9922 | 44.0573 | 43.1223 | 42.621 | 42.1744 | 0.013455 | 0.012632 | 0.012415 | 0.011863 | 0.011965 | 0.012664 | 0.022028 | 0.021311 | 0.027312 | 0.031379 | 0.033563 | 0.035229 | 0.037351 | 0.041166 | 0.044925 | 0.047369 | 0.049177 | 0.041835 | 0.035845 | 0.023867 | 0.018842 | 0.015861 | 0.01336 | 0.012498
Portfolio Adjusted1-in-10Size: Under 20 kWAll2019Typical Event Day | Portfolio Adjusted | 1-in-10 | Size: Under 20 kW | All | 2019 | Typical Event Day | 8 | 1.0636 | 1.0257 | 1.0022 | 0.98826 | 0.98212 | 1.0032 | 0.96681 | 1.0596 | 1.4109 | 1.7979 | 2.0856 | 2.257 | 2.3338 | 2.3983 | 2.4355 | 2.4079 | 2.2891 | 1.9753 | 1.6447 | 1.5353 | 1.5223 | 1.3425 | 1.2077 | 1.127 | 0 | 0 | 0 | 0 | 0 | 0 | 0 | 0 | 0 | 0 | 0 | 0 | 0 | 0 | 0.048709 | 0.048158 | 0.045782 | 0.039506 | 0 | 0 | 0 | 0 | 0 | 0 | 75.176 | 74.0372 | 72.954 | 72.043 | 71.1655 | 70.2667 | 69.709 | 69.9856 | 72.9417 | 77.8265 | 82.7041 | 86.8542 | 89.8721 | 91.9157 | 93.0441 | 93.5162 | 93.6012 | 92.8255 | 91.4143 | 88.9757 | 85.3944 | 82.0331 | 79.7527 | 78.0249 | 0.013063 | 0.012269 | 0.012058 | 0.011523 | 0.011634 | 0.012329 | 0.021417 | 0.02073 | 0.026557 | 0.030504 | 0.032645 | 0.03427 | 0.036319 | 0.040014 | 0.043672 | 0.046057 | 0.047815 | 0.040694 | 0.034833 | 0.023183 | 0.018308 | 0.015391 | 0.012966 | 0.012129
Portfolio Adjusted1-in-10Size: Under 20 kWAll2020January Monthly Peak | Portfolio Adjusted | 1-in-10 | Size: Under 20 kW | All | 2020 | January Monthly Peak | 1 | 1.0108 | 0.99158 | 0.97705 | 0.97421 | 0.98776 | 1.0332 | 1.1339 | 1.1287 | 1.3857 | 1.5869 | 1.6574 | 1.6237 | 1.5313 | 1.4625 | 1.3972 | 1.3535 | 1.3663 | 1.5243 | 1.4178 | 1.3545 | 1.2655 | 1.1745 | 1.1005 | 1.0619 | 0 | 0 | 0 | 0 | 0 | 0 | 0 | 0 | 0 | 0 | 0 | 0 | 0 | 0 | 0.027944 | 0.02707 | 0.027326 | 0.030486 | 0 | 0 | 0 | 0 | 0 | 0 | 39.2574 | 38.7435 | 38.1378 | 37.3687 | 36.8838 | 36.4367 | 35.9111 | 35.6304 | 36.2545 | 39.1378 | 42.0648 | 44.4019 | 46.0878 | 47.2703 | 48.2721 | 48.484 | 48.1785 | 47.1441 | 45.3533 | 44.1687 | 43.1535 | 42.6385 | 42.014 | 41.3405 | 0.014483 | 0.01359 | 0.013354 | 0.012765 | 0.012871 | 0.013578 | 0.023666 | 0.022867 | 0.029349 | 0.033617 | 0.035901 | 0.03769 | 0.040038 | 0.044167 | 0.048259 | 0.050923 | 0.052867 | 0.044916 | 0.038446 | 0.025601 | 0.020209 | 0.017058 | 0.014362 | 0.013445
Portfolio Adjusted1-in-10Size: Under 20 kWAll2020February Monthly Peak | Portfolio Adjusted | 1-in-10 | Size: Under 20 kW | All | 2020 | February Monthly Peak | 2 | 0.93068 | 0.91313 | 0.90472 | 0.9044 | 0.91168 | 0.94033 | 0.98128 | 0.96155 | 1.1716 | 1.3431 | 1.4271 | 1.4324 | 1.4061 | 1.3834 | 1.3713 | 1.3494 | 1.3259 | 1.363 | 1.3708 | 1.283 | 1.1909 | 1.0925 | 1.0163 | 0.97126 | 0 | 0 | 0 | 0 | 0 | 0 | 0 | 0 | 0 | 0 | 0 | 0 | 0 | 0 | 0.027425 | 0.026987 | 0.026518 | 0.02726 | 0 | 0 | 0 | 0 | 0 | 0 | 46.7459 | 46.3369 | 46.0135 | 45.5191 | 45.2635 | 44.6951 | 44.1407 | 44.2947 | 45.4874 | 48.8825 | 52.0602 | 54.804 | 56.5493 | 57.5703 | 58.2188 | 58.4731 | 57.8227 | 56.8283 | 54.7691 | 52.6584 | 51.1439 | 49.8004 | 48.7052 | 47.4375 | 0.01301 | 0.01222 | 0.01201 | 0.011476 | 0.011585 | 0.012277 | 0.021329 | 0.020644 | 0.026446 | 0.030384 | 0.032517 | 0.034135 | 0.036174 | 0.039854 | 0.043493 | 0.045864 | 0.047616 | 0.040525 | 0.034696 | 0.023093 | 0.018236 | 0.015331 | 0.012916 | 0.012082
Portfolio Adjusted1-in-10Size: Under 20 kWAll2020March Monthly Peak | Portfolio Adjusted | 1-in-10 | Size: Under 20 kW | All | 2020 | March Monthly Peak | 3 | 0.91181 | 0.88691 | 0.87256 | 0.86718 | 0.87081 | 0.89182 | 0.92291 | 0.89083 | 1.0617 | 1.2503 | 1.386 | 1.4432 | 1.4668 | 1.4976 | 1.5248 | 1.5241 | 1.4659 | 1.3317 | 1.2439 | 1.2868 | 1.2046 | 1.0896 | 1.0047 | 0.95051 | 0 | 0 | 0 | 0 | 0 | 0 | 0 | 0 | 0 | 0 | 0 | 0 | 0 | 0 | 0.030497 | 0.030481 | 0.029318 | 0.026634 | 0 | 0 | 0 | 0 | 0 | 0 | 57.7044 | 56.3995 | 55.5709 | 54.8199 | 53.9635 | 52.9964 | 52.3898 | 52.9501 | 56.4881 | 61.6545 | 66.8386 | 71.2047 | 74.1476 | 75.7154 | 76.4766 | 76.912 | 76.5346 | 75.2607 | 72.7913 | 69.203 | 65.9726 | 63.0691 | 60.7915 | 59.067 | 0.012892 | 0.01211 | 0.011902 | 0.011372 | 0.011482 | 0.012174 | 0.021142 | 0.020467 | 0.026215 | 0.030128 | 0.032249 | 0.033854 | 0.035867 | 0.03951 | 0.043113 | 0.04546 | 0.047196 | 0.040175 | 0.034398 | 0.022894 | 0.018079 | 0.015193 | 0.0128 | 0.011973
Portfolio Adjusted1-in-10Size: Under 20 kWAll2020April Monthly Peak | Portfolio Adjusted | 1-in-10 | Size: Under 20 kW | All | 2020 | April Monthly Peak | 4 | 0.94396 | 0.91617 | 0.89793 | 0.88978 | 0.88941 | 0.90802 | 0.86752 | 0.88018 | 1.1239 | 1.3844 | 1.5835 | 1.7011 | 1.765 | 1.8326 | 1.8862 | 1.8851 | 1.8027 | 1.5788 | 1.3514 | 1.3546 | 1.3193 | 1.1725 | 1.0673 | 0.99748 | 0 | 0 | 0 | 0 | 0 | 0 | 0 | 0 | 0 | 0 | 0 | 0 | 0 | 0 | 0.037723 | 0.037702 | 0.036055 | 0.031577 | 0 | 0 | 0 | 0 | 0 | 0 | 68.3398 | 66.8685 | 65.2142 | 63.8642 | 62.7214 | 61.7387 | 61.1567 | 61.1643 | 64.428 | 70.4808 | 76.5749 | 81.8566 | 85.1295 | 87.0331 | 87.8864 | 88.433 | 88.3323 | 87.7054 | 85.8464 | 82.5109 | 78.1126 | 74.2293 | 71.5515 | 69.8686 | 0.012989 | 0.0122 | 0.011991 | 0.011457 | 0.011568 | 0.012264 | 0.021299 | 0.020619 | 0.026409 | 0.030349 | 0.032485 | 0.034101 | 0.036131 | 0.039802 | 0.043433 | 0.045799 | 0.047547 | 0.040473 | 0.034651 | 0.023062 | 0.018212 | 0.015306 | 0.012895 | 0.012062
Portfolio Adjusted1-in-10Size: Under 20 kWAll2020May Monthly Peak | Portfolio Adjusted | 1-in-10 | Size: Under 20 kW | All | 2020 | May Monthly Peak | 5 | 0.98041 | 0.9511 | 0.92947 | 0.91917 | 0.91521 | 0.91473 | 0.8199 | 0.91908 | 1.2031 | 1.5078 | 1.7375 | 1.8757 | 1.9425 | 2.0095 | 2.054 | 2.0503 | 1.964 | 1.7175 | 1.4482 | 1.3607 | 1.3822 | 1.2248 | 1.109 | 1.0373 | 0 | 0 | 0 | 0 | 0 | 0 | 0 | 0 | 0 | 0 | 0 | 0 | 0 | 0 | 0.04108 | 0.041006 | 0.039279 | 0.03435 | 0 | 0 | 0 | 0 | 0 | 0 | 70.9896 | 69.5115 | 68.0979 | 66.9588 | 65.8823 | 64.9969 | 64.5707 | 64.96 | 68.4687 | 74.1794 | 79.8924 | 84.0667 | 87.1401 | 89.181 | 90.6951 | 91.4161 | 91.3072 | 90.4507 | 88.6711 | 86.1691 | 82.5512 | 78.5453 | 75.5919 | 72.9911 | 0.012995 | 0.012205 | 0.011996 | 0.011462 | 0.011573 | 0.012265 | 0.021306 | 0.020622 | 0.026418 | 0.030349 | 0.03248 | 0.034097 | 0.036133 | 0.039808 | 0.043445 | 0.045815 | 0.047564 | 0.040482 | 0.034655 | 0.023065 | 0.018215 | 0.015312 | 0.0129 | 0.012067
Portfolio Adjusted1-in-10Size: Under 20 kWAll2020June Monthly Peak | Portfolio Adjusted | 1-in-10 | Size: Under 20 kW | All | 2020 | June Monthly Peak | 6 | 1.0288 | 0.99359 | 0.97003 | 0.95751 | 0.94985 | 0.93637 | 0.8632 | 0.99421 | 1.313 | 1.6431 | 1.9015 | 2.0597 | 2.1412 | 2.217 | 2.2657 | 2.2502 | 2.1477 | 1.8709 | 1.563 | 1.4238 | 1.4375 | 1.2983 | 1.1709 | 1.0932 | 0 | 0 | 0 | 0 | 0 | 0 | 0 | 0 | 0 | 0 | 0 | 0 | 0 | 0 | 0.045315 | 0.045003 | 0.042954 | 0.037418 | 0 | 0 | 0 | 0 | 0 | 0 | 72.7439 | 71.3987 | 70.3384 | 69.1822 | 68.2128 | 66.9525 | 66.3661 | 67.2767 | 70.9956 | 76.121 | 81.188 | 84.9771 | 87.5265 | 89.2543 | 90.6229 | 91.2719 | 91.7604 | 91.2483 | 90.1096 | 88.0552 | 84.5898 | 80.6931 | 78.1035 | 76.2285 | 0.013088 | 0.012292 | 0.012081 | 0.011544 | 0.011655 | 0.012346 | 0.021453 | 0.020761 | 0.026601 | 0.030549 | 0.032688 | 0.034315 | 0.036373 | 0.040077 | 0.043745 | 0.046135 | 0.047896 | 0.040758 | 0.034888 | 0.023221 | 0.018337 | 0.01542 | 0.01299 | 0.012152
Portfolio Adjusted1-in-10Size: Under 20 kWAll2020July Monthly Peak | Portfolio Adjusted | 1-in-10 | Size: Under 20 kW | All | 2020 | July Monthly Peak | 7 | 1.0685 | 1.0285 | 1.0024 | 0.98819 | 0.98021 | 0.99092 | 0.93285 | 1.0686 | 1.4281 | 1.8005 | 2.0762 | 2.2309 | 2.2988 | 2.3604 | 2.3952 | 2.3728 | 2.265 | 1.9662 | 1.6462 | 1.4891 | 1.4991 | 1.3499 | 1.2162 | 1.1323 | 0 | 0 | 0 | 0 | 0 | 0 | 0 | 0 | 0 | 0 | 0 | 0 | 0 | 0 | 0.047905 | 0.047456 | 0.045299 | 0.039324 | 0 | 0 | 0 | 0 | 0 | 0 | 74.8381 | 73.8159 | 72.8282 | 71.9562 | 71.1985 | 70.4577 | 69.9337 | 70.23 | 73.3997 | 78.246 | 82.9281 | 86.4901 | 88.9027 | 90.6307 | 91.8458 | 92.2396 | 92.5361 | 91.7192 | 90.0623 | 87.7919 | 84.8571 | 81.8232 | 79.6744 | 78.2001 | 0.012949 | 0.012163 | 0.011954 | 0.011422 | 0.011532 | 0.012223 | 0.021231 | 0.020551 | 0.026326 | 0.030244 | 0.032369 | 0.03398 | 0.036008 | 0.03967 | 0.043294 | 0.045655 | 0.047398 | 0.040341 | 0.034535 | 0.022985 | 0.018152 | 0.015258 | 0.012855 | 0.012024
Portfolio Adjusted1-in-10Size: Under 20 kWAll2020August Monthly Peak | Portfolio Adjusted | 1-in-10 | Size: Under 20 kW | All | 2020 | August Monthly Peak | 8 | 1.0707 | 1.0322 | 1.0083 | 0.99408 | 0.98788 | 1.0093 | 0.9733 | 1.0715 | 1.432 | 1.8298 | 2.1259 | 2.3019 | 2.3793 | 2.4443 | 2.4811 | 2.4518 | 2.3296 | 2.0107 | 1.6701 | 1.5566 | 1.5396 | 1.3555 | 1.2183 | 1.1362 | 0 | 0 | 0 | 0 | 0 | 0 | 0 | 0 | 0 | 0 | 0 | 0 | 0 | 0 | 0.049621 | 0.049036 | 0.046593 | 0.040214 | 0 | 0 | 0 | 0 | 0 | 0 | 75.9598 | 74.9928 | 73.9132 | 73.0829 | 72.3004 | 71.6545 | 71.1224 | 71.1115 | 73.8087 | 78.5501 | 82.9963 | 87.2174 | 90.4242 | 92.6072 | 93.817 | 94.2493 | 93.9728 | 93.1347 | 91.9625 | 89.4649 | 85.6369 | 82.537 | 80.5259 | 78.7893 | 0.013125 | 0.012329 | 0.012117 | 0.011579 | 0.011693 | 0.012395 | 0.021526 | 0.020837 | 0.026691 | 0.030659 | 0.032814 | 0.034449 | 0.036505 | 0.040215 | 0.043892 | 0.046289 | 0.048057 | 0.040904 | 0.035007 | 0.023298 | 0.018399 | 0.015463 | 0.013028 | 0.012187
Portfolio Adjusted1-in-10Size: Under 20 kWAll2020September Monthly Peak | Portfolio Adjusted | 1-in-10 | Size: Under 20 kW | All | 2020 | September Monthly Peak | 9 | 1.0643 | 1.028 | 1.0026 | 0.98636 | 0.98221 | 1.01 | 1.027 | 1.0738 | 1.4365 | 1.8391 | 2.1438 | 2.3212 | 2.4025 | 2.4755 | 2.5157 | 2.4891 | 2.3665 | 2.0342 | 1.6921 | 1.6647 | 1.5273 | 1.3439 | 1.2124 | 1.1312 | 0 | 0 | 0 | 0 | 0 | 0 | 0 | 0 | 0 | 0 | 0 | 0 | 0 | 0 | 0.050314 | 0.049782 | 0.047329 | 0.040684 | 0 | 0 | 0 | 0 | 0 | 0 | 77.1623 | 75.9414 | 74.7363 | 73.9508 | 72.9504 | 72.0022 | 71.4139 | 71.3241 | 73.5628 | 78.3888 | 83.7039 | 88.7322 | 92.635 | 95.1707 | 95.8907 | 96.3041 | 96.1356 | 95.1997 | 93.523 | 90.5909 | 86.494 | 83.0789 | 80.707 | 78.8816 | 0.013126 | 0.01233 | 0.012118 | 0.011579 | 0.011693 | 0.012395 | 0.021526 | 0.020837 | 0.026691 | 0.030663 | 0.032819 | 0.034453 | 0.036508 | 0.040219 | 0.043894 | 0.046289 | 0.048057 | 0.040904 | 0.035012 | 0.023301 | 0.018402 | 0.015466 | 0.01303 | 0.012188
Portfolio Adjusted1-in-10Size: Under 20 kWAll2020October Monthly Peak | Portfolio Adjusted | 1-in-10 | Size: Under 20 kW | All | 2020 | October Monthly Peak | 10 | 0.97963 | 0.95007 | 0.92942 | 0.91887 | 0.91686 | 0.93922 | 0.98573 | 0.97329 | 1.2099 | 1.5049 | 1.75 | 1.9062 | 1.9943 | 2.0717 | 2.1236 | 2.1136 | 1.999 | 1.7227 | 1.5763 | 1.5093 | 1.3699 | 1.2213 | 1.1131 | 1.0421 | 0 | 0 | 0 | 0 | 0 | 0 | 0 | 0 | 0 | 0 | 0 | 0 | 0 | 0 | 0.042472 | 0.042272 | 0.03998 | 0.034454 | 0 | 0 | 0 | 0 | 0 | 0 | 72.875 | 71.9272 | 70.9504 | 69.6366 | 68.6416 | 67.7948 | 67.4016 | 67.0578 | 67.9434 | 72.1531 | 77.3297 | 82.1113 | 85.524 | 87.9117 | 89.0777 | 89.4427 | 88.7832 | 87.1027 | 84.475 | 81.3665 | 78.2795 | 76.0547 | 74.3406 | 72.8927 | 0.013014 | 0.012224 | 0.012014 | 0.01148 | 0.011591 | 0.012285 | 0.021339 | 0.020655 | 0.026459 | 0.030396 | 0.032531 | 0.03415 | 0.036189 | 0.039869 | 0.043512 | 0.045886 | 0.047638 | 0.040546 | 0.034708 | 0.0231 | 0.018242 | 0.015334 | 0.012919 | 0.012084
Portfolio Adjusted1-in-10Size: Under 20 kWAll2020November Monthly Peak | Portfolio Adjusted | 1-in-10 | Size: Under 20 kW | All | 2020 | November Monthly Peak | 11 | 0.90352 | 0.88437 | 0.87635 | 0.87131 | 0.87532 | 0.89759 | 0.85537 | 0.86215 | 1.0592 | 1.2483 | 1.3847 | 1.4542 | 1.4816 | 1.5113 | 1.5331 | 1.5155 | 1.4894 | 1.5349 | 1.3825 | 1.2719 | 1.176 | 1.0673 | 0.99373 | 0.94053 | 0 | 0 | 0 | 0 | 0 | 0 | 0 | 0 | 0 | 0 | 0 | 0 | 0 | 0 | 0.030662 | 0.030311 | 0.029788 | 0.030697 | 0 | 0 | 0 | 0 | 0 | 0 | 60.6851 | 59.349 | 58.3212 | 57.0477 | 56.1695 | 55.5649 | 55.0996 | 55.0795 | 57.414 | 61.9284 | 67.3039 | 71.5426 | 74.2415 | 75.9196 | 76.9776 | 77.1306 | 76.1132 | 73.8386 | 71.1654 | 68.18 | 65.9979 | 64.411 | 62.8122 | 61.7368 | 0.012937 | 0.012152 | 0.011943 | 0.011412 | 0.011522 | 0.012215 | 0.021215 | 0.020537 | 0.026304 | 0.030228 | 0.032356 | 0.033965 | 0.035987 | 0.039644 | 0.04326 | 0.045616 | 0.047358 | 0.040311 | 0.034514 | 0.022971 | 0.01814 | 0.015245 | 0.012844 | 0.012014
Portfolio Adjusted1-in-10Size: Under 20 kWAll2020December Monthly Peak | Portfolio Adjusted | 1-in-10 | Size: Under 20 kW | All | 2020 | December Monthly Peak | 12 | 0.97564 | 0.95564 | 0.94641 | 0.94206 | 0.95449 | 0.99225 | 1.0617 | 1.045 | 1.2659 | 1.4597 | 1.5324 | 1.5155 | 1.4455 | 1.3895 | 1.3393 | 1.3078 | 1.3665 | 1.4984 | 1.3656 | 1.3039 | 1.2205 | 1.1388 | 1.0712 | 1.0232 | 0 | 0 | 0 | 0 | 0 | 0 | 0 | 0 | 0 | 0 | 0 | 0 | 0 | 0 | 0.026787 | 0.026156 | 0.027329 | 0.029967 | 0 | 0 | 0 | 0 | 0 | 0 | 42.061 | 41.3982 | 40.9514 | 40.5114 | 40.0333 | 39.3315 | 39.3143 | 39.2562 | 39.9927 | 42.4798 | 45.1058 | 47.4517 | 48.9348 | 49.5467 | 49.9026 | 49.925 | 49.2809 | 47.8045 | 46.1231 | 44.9922 | 44.0573 | 43.1223 | 42.621 | 42.1744 | 0.013455 | 0.012632 | 0.012415 | 0.011863 | 0.011965 | 0.012664 | 0.022028 | 0.021311 | 0.027312 | 0.031379 | 0.033563 | 0.035229 | 0.037351 | 0.041166 | 0.044925 | 0.047369 | 0.049177 | 0.041835 | 0.035845 | 0.023867 | 0.018842 | 0.015861 | 0.01336 | 0.012498
Portfolio Adjusted1-in-10Size: Under 20 kWAll2020Typical Event Day | Portfolio Adjusted | 1-in-10 | Size: Under 20 kW | All | 2020 | Typical Event Day | 8 | 1.0636 | 1.0257 | 1.0022 | 0.98826 | 0.98212 | 1.0032 | 0.96681 | 1.0596 | 1.4109 | 1.7979 | 2.0856 | 2.257 | 2.3338 | 2.3983 | 2.4355 | 2.4079 | 2.2891 | 1.9753 | 1.6447 | 1.5353 | 1.5223 | 1.3425 | 1.2077 | 1.127 | 0 | 0 | 0 | 0 | 0 | 0 | 0 | 0 | 0 | 0 | 0 | 0 | 0 | 0 | 0.048709 | 0.048158 | 0.045782 | 0.039506 | 0 | 0 | 0 | 0 | 0 | 0 | 75.176 | 74.0372 | 72.954 | 72.043 | 71.1655 | 70.2667 | 69.709 | 69.9856 | 72.9417 | 77.8265 | 82.7041 | 86.8542 | 89.8721 | 91.9157 | 93.0441 | 93.5162 | 93.6012 | 92.8255 | 91.4143 | 88.9757 | 85.3944 | 82.0331 | 79.7527 | 78.0249 | 0.013063 | 0.012269 | 0.012058 | 0.011523 | 0.011634 | 0.012329 | 0.021417 | 0.02073 | 0.026557 | 0.030504 | 0.032645 | 0.03427 | 0.036319 | 0.040014 | 0.043672 | 0.046057 | 0.047815 | 0.040694 | 0.034833 | 0.023183 | 0.018308 | 0.015391 | 0.012966 | 0.012129
Portfolio Adjusted1-in-10Size: Under 20 kWAll2021January Monthly Peak | Portfolio Adjusted | 1-in-10 | Size: Under 20 kW | All | 2021 | January Monthly Peak | 1 | 1.0108 | 0.99158 | 0.97705 | 0.97421 | 0.98776 | 1.0332 | 1.1339 | 1.1287 | 1.3857 | 1.5869 | 1.6574 | 1.6237 | 1.5313 | 1.4625 | 1.3972 | 1.3535 | 1.3663 | 1.5243 | 1.4178 | 1.3545 | 1.2655 | 1.1745 | 1.1005 | 1.0619 | 0 | 0 | 0 | 0 | 0 | 0 | 0 | 0 | 0 | 0 | 0 | 0 | 0 | 0 | 0.027944 | 0.02707 | 0.027326 | 0.030486 | 0 | 0 | 0 | 0 | 0 | 0 | 39.2574 | 38.7435 | 38.1378 | 37.3687 | 36.8838 | 36.4367 | 35.9111 | 35.6304 | 36.2545 | 39.1378 | 42.0648 | 44.4019 | 46.0878 | 47.2703 | 48.2721 | 48.484 | 48.1785 | 47.1441 | 45.3533 | 44.1687 | 43.1535 | 42.6385 | 42.014 | 41.3405 | 0.014483 | 0.01359 | 0.013354 | 0.012765 | 0.012871 | 0.013578 | 0.023666 | 0.022867 | 0.029349 | 0.033617 | 0.035901 | 0.03769 | 0.040038 | 0.044167 | 0.048259 | 0.050923 | 0.052867 | 0.044916 | 0.038446 | 0.025601 | 0.020209 | 0.017058 | 0.014362 | 0.013445
Portfolio Adjusted1-in-10Size: Under 20 kWAll2021February Monthly Peak | Portfolio Adjusted | 1-in-10 | Size: Under 20 kW | All | 2021 | February Monthly Peak | 2 | 0.93068 | 0.91313 | 0.90472 | 0.9044 | 0.91168 | 0.94033 | 0.98128 | 0.96155 | 1.1716 | 1.3431 | 1.4271 | 1.4324 | 1.4061 | 1.3834 | 1.3713 | 1.3494 | 1.3259 | 1.363 | 1.3708 | 1.283 | 1.1909 | 1.0925 | 1.0163 | 0.97126 | 0 | 0 | 0 | 0 | 0 | 0 | 0 | 0 | 0 | 0 | 0 | 0 | 0 | 0 | 0.027425 | 0.026987 | 0.026518 | 0.02726 | 0 | 0 | 0 | 0 | 0 | 0 | 46.7459 | 46.3369 | 46.0135 | 45.5191 | 45.2635 | 44.6951 | 44.1407 | 44.2947 | 45.4874 | 48.8825 | 52.0602 | 54.804 | 56.5493 | 57.5703 | 58.2188 | 58.4731 | 57.8227 | 56.8283 | 54.7691 | 52.6584 | 51.1439 | 49.8004 | 48.7052 | 47.4375 | 0.01301 | 0.01222 | 0.01201 | 0.011476 | 0.011585 | 0.012277 | 0.021329 | 0.020644 | 0.026446 | 0.030384 | 0.032517 | 0.034135 | 0.036174 | 0.039854 | 0.043493 | 0.045864 | 0.047616 | 0.040525 | 0.034696 | 0.023093 | 0.018236 | 0.015331 | 0.012916 | 0.012082
Portfolio Adjusted1-in-10Size: Under 20 kWAll2021March Monthly Peak | Portfolio Adjusted | 1-in-10 | Size: Under 20 kW | All | 2021 | March Monthly Peak | 3 | 0.91181 | 0.88691 | 0.87256 | 0.86718 | 0.87081 | 0.89182 | 0.92291 | 0.89083 | 1.0617 | 1.2503 | 1.386 | 1.4432 | 1.4668 | 1.4976 | 1.5248 | 1.5241 | 1.4659 | 1.3317 | 1.2439 | 1.2868 | 1.2046 | 1.0896 | 1.0047 | 0.95051 | 0 | 0 | 0 | 0 | 0 | 0 | 0 | 0 | 0 | 0 | 0 | 0 | 0 | 0 | 0.030497 | 0.030481 | 0.029318 | 0.026634 | 0 | 0 | 0 | 0 | 0 | 0 | 57.7044 | 56.3995 | 55.5709 | 54.8199 | 53.9635 | 52.9964 | 52.3898 | 52.9501 | 56.4881 | 61.6545 | 66.8386 | 71.2047 | 74.1476 | 75.7154 | 76.4766 | 76.912 | 76.5346 | 75.2607 | 72.7913 | 69.203 | 65.9726 | 63.0691 | 60.7915 | 59.067 | 0.012892 | 0.01211 | 0.011902 | 0.011372 | 0.011482 | 0.012174 | 0.021142 | 0.020467 | 0.026215 | 0.030128 | 0.032249 | 0.033854 | 0.035867 | 0.03951 | 0.043113 | 0.04546 | 0.047196 | 0.040175 | 0.034398 | 0.022894 | 0.018079 | 0.015193 | 0.0128 | 0.011973
Portfolio Adjusted1-in-10Size: Under 20 kWAll2021April Monthly Peak | Portfolio Adjusted | 1-in-10 | Size: Under 20 kW | All | 2021 | April Monthly Peak | 4 | 0.94396 | 0.91617 | 0.89793 | 0.88978 | 0.88941 | 0.90802 | 0.86752 | 0.88018 | 1.1239 | 1.3844 | 1.5835 | 1.7011 | 1.765 | 1.8326 | 1.8862 | 1.8851 | 1.8027 | 1.5788 | 1.3514 | 1.3546 | 1.3193 | 1.1725 | 1.0673 | 0.99748 | 0 | 0 | 0 | 0 | 0 | 0 | 0 | 0 | 0 | 0 | 0 | 0 | 0 | 0 | 0.037723 | 0.037702 | 0.036055 | 0.031577 | 0 | 0 | 0 | 0 | 0 | 0 | 68.3398 | 66.8685 | 65.2142 | 63.8642 | 62.7214 | 61.7387 | 61.1567 | 61.1643 | 64.428 | 70.4808 | 76.5749 | 81.8566 | 85.1295 | 87.0331 | 87.8864 | 88.433 | 88.3323 | 87.7054 | 85.8464 | 82.5109 | 78.1126 | 74.2293 | 71.5515 | 69.8686 | 0.012989 | 0.0122 | 0.011991 | 0.011457 | 0.011568 | 0.012264 | 0.021299 | 0.020619 | 0.026409 | 0.030349 | 0.032485 | 0.034101 | 0.036131 | 0.039802 | 0.043433 | 0.045799 | 0.047547 | 0.040473 | 0.034651 | 0.023062 | 0.018212 | 0.015306 | 0.012895 | 0.012062
Portfolio Adjusted1-in-10Size: Under 20 kWAll2021May Monthly Peak | Portfolio Adjusted | 1-in-10 | Size: Under 20 kW | All | 2021 | May Monthly Peak | 5 | 0.98041 | 0.9511 | 0.92947 | 0.91917 | 0.91521 | 0.91473 | 0.8199 | 0.91908 | 1.2031 | 1.5078 | 1.7375 | 1.8757 | 1.9425 | 2.0095 | 2.054 | 2.0503 | 1.964 | 1.7175 | 1.4482 | 1.3607 | 1.3822 | 1.2248 | 1.109 | 1.0373 | 0 | 0 | 0 | 0 | 0 | 0 | 0 | 0 | 0 | 0 | 0 | 0 | 0 | 0 | 0.04108 | 0.041006 | 0.039279 | 0.03435 | 0 | 0 | 0 | 0 | 0 | 0 | 70.9896 | 69.5115 | 68.0979 | 66.9588 | 65.8823 | 64.9969 | 64.5707 | 64.96 | 68.4687 | 74.1794 | 79.8924 | 84.0667 | 87.1401 | 89.181 | 90.6951 | 91.416 | 91.3072 | 90.4507 | 88.6711 | 86.1691 | 82.5512 | 78.5453 | 75.5919 | 72.9911 | 0.012995 | 0.012205 | 0.011996 | 0.011462 | 0.011573 | 0.012265 | 0.021306 | 0.020622 | 0.026418 | 0.030349 | 0.03248 | 0.034097 | 0.036133 | 0.039808 | 0.043445 | 0.045815 | 0.047564 | 0.040482 | 0.034655 | 0.023065 | 0.018215 | 0.015312 | 0.0129 | 0.012067
Portfolio Adjusted1-in-10Size: Under 20 kWAll2021June Monthly Peak | Portfolio Adjusted | 1-in-10 | Size: Under 20 kW | All | 2021 | June Monthly Peak | 6 | 1.0288 | 0.99359 | 0.97003 | 0.95751 | 0.94985 | 0.93637 | 0.8632 | 0.99421 | 1.313 | 1.6431 | 1.9015 | 2.0597 | 2.1412 | 2.217 | 2.2657 | 2.2502 | 2.1477 | 1.8709 | 1.563 | 1.4238 | 1.4375 | 1.2983 | 1.1709 | 1.0932 | 0 | 0 | 0 | 0 | 0 | 0 | 0 | 0 | 0 | 0 | 0 | 0 | 0 | 0 | 0.045315 | 0.045003 | 0.042954 | 0.037418 | 0 | 0 | 0 | 0 | 0 | 0 | 72.7439 | 71.3987 | 70.3384 | 69.1822 | 68.2128 | 66.9525 | 66.3661 | 67.2767 | 70.9956 | 76.121 | 81.188 | 84.9771 | 87.5265 | 89.2543 | 90.6229 | 91.2719 | 91.7604 | 91.2483 | 90.1096 | 88.0552 | 84.5898 | 80.6931 | 78.1035 | 76.2285 | 0.013088 | 0.012292 | 0.012081 | 0.011544 | 0.011655 | 0.012346 | 0.021453 | 0.020761 | 0.026601 | 0.030549 | 0.032688 | 0.034315 | 0.036373 | 0.040077 | 0.043745 | 0.046135 | 0.047896 | 0.040758 | 0.034888 | 0.023221 | 0.018337 | 0.01542 | 0.01299 | 0.012152
Portfolio Adjusted1-in-10Size: Under 20 kWAll2021July Monthly Peak | Portfolio Adjusted | 1-in-10 | Size: Under 20 kW | All | 2021 | July Monthly Peak | 7 | 1.0685 | 1.0285 | 1.0024 | 0.98819 | 0.98021 | 0.99092 | 0.93285 | 1.0686 | 1.4281 | 1.8005 | 2.0762 | 2.2309 | 2.2988 | 2.3604 | 2.3952 | 2.3728 | 2.265 | 1.9662 | 1.6462 | 1.4891 | 1.4991 | 1.3499 | 1.2162 | 1.1323 | 0 | 0 | 0 | 0 | 0 | 0 | 0 | 0 | 0 | 0 | 0 | 0 | 0 | 0 | 0.047905 | 0.047456 | 0.045299 | 0.039324 | 0 | 0 | 0 | 0 | 0 | 0 | 74.8381 | 73.8159 | 72.8282 | 71.9562 | 71.1985 | 70.4577 | 69.9337 | 70.23 | 73.3997 | 78.246 | 82.9281 | 86.4901 | 88.9027 | 90.6307 | 91.8458 | 92.2396 | 92.5361 | 91.7192 | 90.0623 | 87.7919 | 84.8571 | 81.8232 | 79.6744 | 78.2001 | 0.012949 | 0.012163 | 0.011954 | 0.011422 | 0.011532 | 0.012223 | 0.021231 | 0.020551 | 0.026326 | 0.030244 | 0.032369 | 0.03398 | 0.036008 | 0.03967 | 0.043294 | 0.045655 | 0.047398 | 0.040341 | 0.034535 | 0.022985 | 0.018152 | 0.015258 | 0.012855 | 0.012024
Portfolio Adjusted1-in-10Size: Under 20 kWAll2021August Monthly Peak | Portfolio Adjusted | 1-in-10 | Size: Under 20 kW | All | 2021 | August Monthly Peak | 8 | 1.0707 | 1.0322 | 1.0083 | 0.99408 | 0.98788 | 1.0093 | 0.9733 | 1.0715 | 1.432 | 1.8298 | 2.1259 | 2.3019 | 2.3793 | 2.4443 | 2.4811 | 2.4518 | 2.3296 | 2.0107 | 1.6701 | 1.5566 | 1.5396 | 1.3555 | 1.2183 | 1.1362 | 0 | 0 | 0 | 0 | 0 | 0 | 0 | 0 | 0 | 0 | 0 | 0 | 0 | 0 | 0.049621 | 0.049036 | 0.046593 | 0.040214 | 0 | 0 | 0 | 0 | 0 | 0 | 75.9598 | 74.9928 | 73.9132 | 73.0829 | 72.3004 | 71.6545 | 71.1224 | 71.1115 | 73.8087 | 78.5501 | 82.9963 | 87.2174 | 90.4242 | 92.6072 | 93.817 | 94.2494 | 93.9728 | 93.1347 | 91.9625 | 89.4649 | 85.6369 | 82.537 | 80.5259 | 78.7893 | 0.013125 | 0.012329 | 0.012117 | 0.011579 | 0.011693 | 0.012395 | 0.021526 | 0.020837 | 0.026691 | 0.030659 | 0.032814 | 0.034449 | 0.036505 | 0.040215 | 0.043892 | 0.046289 | 0.048057 | 0.040904 | 0.035007 | 0.023298 | 0.018399 | 0.015463 | 0.013028 | 0.012187
Portfolio Adjusted1-in-10Size: Under 20 kWAll2021September Monthly Peak | Portfolio Adjusted | 1-in-10 | Size: Under 20 kW | All | 2021 | September Monthly Peak | 9 | 1.0643 | 1.028 | 1.0026 | 0.98637 | 0.98221 | 1.01 | 1.027 | 1.0738 | 1.4365 | 1.8391 | 2.1438 | 2.3212 | 2.4025 | 2.4755 | 2.5157 | 2.4891 | 2.3665 | 2.0342 | 1.6921 | 1.6647 | 1.5273 | 1.3439 | 1.2124 | 1.1312 | 0 | 0 | 0 | 0 | 0 | 0 | 0 | 0 | 0 | 0 | 0 | 0 | 0 | 0 | 0.050314 | 0.049782 | 0.047329 | 0.040684 | 0 | 0 | 0 | 0 | 0 | 0 | 77.1623 | 75.9414 | 74.7363 | 73.9508 | 72.9504 | 72.0022 | 71.4139 | 71.3241 | 73.5628 | 78.3888 | 83.7039 | 88.7322 | 92.6351 | 95.1707 | 95.8907 | 96.3041 | 96.1356 | 95.1997 | 93.5229 | 90.5909 | 86.494 | 83.0789 | 80.707 | 78.8816 | 0.013126 | 0.01233 | 0.012118 | 0.011579 | 0.011693 | 0.012395 | 0.021526 | 0.020837 | 0.026691 | 0.030663 | 0.032819 | 0.034453 | 0.036508 | 0.040219 | 0.043894 | 0.046289 | 0.048057 | 0.040904 | 0.035012 | 0.023301 | 0.018402 | 0.015466 | 0.01303 | 0.012188
Portfolio Adjusted1-in-10Size: Under 20 kWAll2021October Monthly Peak | Portfolio Adjusted | 1-in-10 | Size: Under 20 kW | All | 2021 | October Monthly Peak | 10 | 0.97963 | 0.95007 | 0.92942 | 0.91887 | 0.91686 | 0.93922 | 0.98573 | 0.97329 | 1.2099 | 1.5049 | 1.75 | 1.9062 | 1.9943 | 2.0717 | 2.1236 | 2.1136 | 1.999 | 1.7227 | 1.5763 | 1.5093 | 1.3699 | 1.2213 | 1.1131 | 1.0421 | 0 | 0 | 0 | 0 | 0 | 0 | 0 | 0 | 0 | 0 | 0 | 0 | 0 | 0 | 0.042472 | 0.042272 | 0.03998 | 0.034454 | 0 | 0 | 0 | 0 | 0 | 0 | 72.875 | 71.9272 | 70.9504 | 69.6366 | 68.6416 | 67.7948 | 67.4016 | 67.0578 | 67.9434 | 72.1531 | 77.3297 | 82.1113 | 85.524 | 87.9117 | 89.0777 | 89.4427 | 88.7832 | 87.1027 | 84.475 | 81.3665 | 78.2795 | 76.0547 | 74.3406 | 72.8927 | 0.013014 | 0.012224 | 0.012014 | 0.01148 | 0.011591 | 0.012285 | 0.021339 | 0.020655 | 0.026459 | 0.030396 | 0.032531 | 0.03415 | 0.036189 | 0.039869 | 0.043512 | 0.045886 | 0.047638 | 0.040546 | 0.034708 | 0.0231 | 0.018242 | 0.015334 | 0.012919 | 0.012084
Portfolio Adjusted1-in-10Size: Under 20 kWAll2021November Monthly Peak | Portfolio Adjusted | 1-in-10 | Size: Under 20 kW | All | 2021 | November Monthly Peak | 11 | 0.90352 | 0.88437 | 0.87635 | 0.87131 | 0.87532 | 0.89759 | 0.85537 | 0.86215 | 1.0592 | 1.2483 | 1.3847 | 1.4542 | 1.4816 | 1.5113 | 1.5331 | 1.5155 | 1.4894 | 1.5349 | 1.3825 | 1.2719 | 1.176 | 1.0673 | 0.99373 | 0.94053 | 0 | 0 | 0 | 0 | 0 | 0 | 0 | 0 | 0 | 0 | 0 | 0 | 0 | 0 | 0.030662 | 0.030311 | 0.029788 | 0.030697 | 0 | 0 | 0 | 0 | 0 | 0 | 60.6851 | 59.349 | 58.3212 | 57.0477 | 56.1695 | 55.5649 | 55.0996 | 55.0795 | 57.414 | 61.9284 | 67.3039 | 71.5426 | 74.2415 | 75.9196 | 76.9776 | 77.1306 | 76.1132 | 73.8386 | 71.1654 | 68.18 | 65.9979 | 64.411 | 62.8122 | 61.7368 | 0.012937 | 0.012152 | 0.011943 | 0.011412 | 0.011522 | 0.012215 | 0.021215 | 0.020537 | 0.026304 | 0.030228 | 0.032356 | 0.033965 | 0.035987 | 0.039644 | 0.04326 | 0.045616 | 0.047358 | 0.040311 | 0.034514 | 0.022971 | 0.01814 | 0.015245 | 0.012844 | 0.012014
Portfolio Adjusted1-in-10Size: Under 20 kWAll2021December Monthly Peak | Portfolio Adjusted | 1-in-10 | Size: Under 20 kW | All | 2021 | December Monthly Peak | 12 | 0.97564 | 0.95564 | 0.94641 | 0.94206 | 0.95449 | 0.99225 | 1.0617 | 1.045 | 1.2659 | 1.4597 | 1.5324 | 1.5155 | 1.4455 | 1.3895 | 1.3393 | 1.3078 | 1.3665 | 1.4984 | 1.3656 | 1.3039 | 1.2205 | 1.1388 | 1.0712 | 1.0232 | 0 | 0 | 0 | 0 | 0 | 0 | 0 | 0 | 0 | 0 | 0 | 0 | 0 | 0 | 0.026787 | 0.026156 | 0.027329 | 0.029967 | 0 | 0 | 0 | 0 | 0 | 0 | 42.061 | 41.3982 | 40.9514 | 40.5114 | 40.0333 | 39.3315 | 39.3143 | 39.2562 | 39.9927 | 42.4798 | 45.1058 | 47.4517 | 48.9348 | 49.5467 | 49.9026 | 49.925 | 49.2809 | 47.8045 | 46.1231 | 44.9922 | 44.0573 | 43.1223 | 42.621 | 42.1744 | 0.013455 | 0.012632 | 0.012415 | 0.011863 | 0.011965 | 0.012664 | 0.022028 | 0.021311 | 0.027312 | 0.031379 | 0.033563 | 0.035229 | 0.037351 | 0.041166 | 0.044925 | 0.047369 | 0.049177 | 0.041835 | 0.035845 | 0.023867 | 0.018842 | 0.015861 | 0.01336 | 0.012498
Portfolio Adjusted1-in-10Size: Under 20 kWAll2021Typical Event Day | Portfolio Adjusted | 1-in-10 | Size: Under 20 kW | All | 2021 | Typical Event Day | 8 | 1.0636 | 1.0257 | 1.0022 | 0.98826 | 0.98212 | 1.0032 | 0.96681 | 1.0596 | 1.4109 | 1.7979 | 2.0856 | 2.257 | 2.3338 | 2.3983 | 2.4355 | 2.4079 | 2.2891 | 1.9753 | 1.6447 | 1.5353 | 1.5223 | 1.3425 | 1.2077 | 1.127 | 0 | 0 | 0 | 0 | 0 | 0 | 0 | 0 | 0 | 0 | 0 | 0 | 0 | 0 | 0.048709 | 0.048158 | 0.045782 | 0.039506 | 0 | 0 | 0 | 0 | 0 | 0 | 75.176 | 74.0372 | 72.954 | 72.043 | 71.1655 | 70.2667 | 69.709 | 69.9856 | 72.9417 | 77.8265 | 82.7041 | 86.8542 | 89.8721 | 91.9157 | 93.0441 | 93.5162 | 93.6012 | 92.8255 | 91.4143 | 88.9757 | 85.3944 | 82.0331 | 79.7527 | 78.0249 | 0.013063 | 0.012269 | 0.012058 | 0.011523 | 0.011634 | 0.012329 | 0.021417 | 0.02073 | 0.026557 | 0.030504 | 0.032645 | 0.03427 | 0.036319 | 0.040014 | 0.043672 | 0.046057 | 0.047815 | 0.040694 | 0.034833 | 0.023183 | 0.018308 | 0.015391 | 0.012966 | 0.012129
Portfolio Adjusted1-in-10Size: Under 20 kWAll2022January Monthly Peak | Portfolio Adjusted | 1-in-10 | Size: Under 20 kW | All | 2022 | January Monthly Peak | 1 | 1.0108 | 0.99158 | 0.97705 | 0.97421 | 0.98776 | 1.0332 | 1.1339 | 1.1287 | 1.3857 | 1.5869 | 1.6574 | 1.6237 | 1.5313 | 1.4625 | 1.3972 | 1.3535 | 1.3663 | 1.5243 | 1.4178 | 1.3545 | 1.2655 | 1.1745 | 1.1005 | 1.0619 | 0 | 0 | 0 | 0 | 0 | 0 | 0 | 0 | 0 | 0 | 0 | 0 | 0 | 0 | 0.027944 | 0.02707 | 0.027326 | 0.030486 | 0 | 0 | 0 | 0 | 0 | 0 | 39.2574 | 38.7435 | 38.1378 | 37.3687 | 36.8838 | 36.4367 | 35.9111 | 35.6304 | 36.2545 | 39.1378 | 42.0648 | 44.4019 | 46.0878 | 47.2703 | 48.2721 | 48.484 | 48.1785 | 47.1441 | 45.3533 | 44.1687 | 43.1535 | 42.6385 | 42.014 | 41.3405 | 0.014483 | 0.01359 | 0.013354 | 0.012765 | 0.012871 | 0.013578 | 0.023666 | 0.022867 | 0.029349 | 0.033617 | 0.035901 | 0.03769 | 0.040038 | 0.044167 | 0.048259 | 0.050923 | 0.052867 | 0.044916 | 0.038446 | 0.025601 | 0.020209 | 0.017058 | 0.014362 | 0.013445
Portfolio Adjusted1-in-10Size: Under 20 kWAll2022February Monthly Peak | Portfolio Adjusted | 1-in-10 | Size: Under 20 kW | All | 2022 | February Monthly Peak | 2 | 0.93068 | 0.91313 | 0.90472 | 0.9044 | 0.91168 | 0.94033 | 0.98128 | 0.96155 | 1.1716 | 1.3431 | 1.4271 | 1.4324 | 1.4061 | 1.3834 | 1.3713 | 1.3494 | 1.3259 | 1.363 | 1.3708 | 1.283 | 1.1909 | 1.0925 | 1.0163 | 0.97126 | 0 | 0 | 0 | 0 | 0 | 0 | 0 | 0 | 0 | 0 | 0 | 0 | 0 | 0 | 0.027425 | 0.026987 | 0.026518 | 0.02726 | 0 | 0 | 0 | 0 | 0 | 0 | 46.7459 | 46.3369 | 46.0135 | 45.5191 | 45.2635 | 44.6951 | 44.1407 | 44.2947 | 45.4874 | 48.8825 | 52.0602 | 54.804 | 56.5493 | 57.5703 | 58.2188 | 58.4731 | 57.8227 | 56.8283 | 54.7691 | 52.6584 | 51.1439 | 49.8004 | 48.7052 | 47.4375 | 0.01301 | 0.01222 | 0.01201 | 0.011476 | 0.011585 | 0.012277 | 0.021329 | 0.020644 | 0.026446 | 0.030384 | 0.032517 | 0.034135 | 0.036174 | 0.039854 | 0.043493 | 0.045864 | 0.047616 | 0.040525 | 0.034696 | 0.023093 | 0.018236 | 0.015331 | 0.012916 | 0.012082
Portfolio Adjusted1-in-10Size: Under 20 kWAll2022March Monthly Peak | Portfolio Adjusted | 1-in-10 | Size: Under 20 kW | All | 2022 | March Monthly Peak | 3 | 0.91181 | 0.88691 | 0.87256 | 0.86718 | 0.87081 | 0.89182 | 0.92291 | 0.89083 | 1.0617 | 1.2503 | 1.386 | 1.4432 | 1.4668 | 1.4976 | 1.5248 | 1.5241 | 1.4659 | 1.3317 | 1.2439 | 1.2868 | 1.2046 | 1.0896 | 1.0047 | 0.95051 | 0 | 0 | 0 | 0 | 0 | 0 | 0 | 0 | 0 | 0 | 0 | 0 | 0 | 0 | 0.030497 | 0.030481 | 0.029318 | 0.026634 | 0 | 0 | 0 | 0 | 0 | 0 | 57.7044 | 56.3995 | 55.5709 | 54.8199 | 53.9635 | 52.9964 | 52.3898 | 52.9501 | 56.4881 | 61.6545 | 66.8386 | 71.2047 | 74.1476 | 75.7154 | 76.4766 | 76.912 | 76.5346 | 75.2607 | 72.7913 | 69.203 | 65.9726 | 63.0691 | 60.7915 | 59.067 | 0.012892 | 0.01211 | 0.011902 | 0.011372 | 0.011482 | 0.012174 | 0.021142 | 0.020467 | 0.026215 | 0.030128 | 0.032249 | 0.033854 | 0.035867 | 0.03951 | 0.043113 | 0.04546 | 0.047196 | 0.040175 | 0.034398 | 0.022894 | 0.018079 | 0.015193 | 0.0128 | 0.011973
Portfolio Adjusted1-in-10Size: Under 20 kWAll2022April Monthly Peak | Portfolio Adjusted | 1-in-10 | Size: Under 20 kW | All | 2022 | April Monthly Peak | 4 | 0.94396 | 0.91617 | 0.89793 | 0.88978 | 0.88941 | 0.90802 | 0.86752 | 0.88018 | 1.1239 | 1.3844 | 1.5835 | 1.7011 | 1.765 | 1.8326 | 1.8862 | 1.8851 | 1.8027 | 1.5788 | 1.3514 | 1.3546 | 1.3193 | 1.1725 | 1.0673 | 0.99748 | 0 | 0 | 0 | 0 | 0 | 0 | 0 | 0 | 0 | 0 | 0 | 0 | 0 | 0 | 0.037723 | 0.037702 | 0.036055 | 0.031577 | 0 | 0 | 0 | 0 | 0 | 0 | 68.3398 | 66.8685 | 65.2142 | 63.8642 | 62.7214 | 61.7387 | 61.1567 | 61.1643 | 64.428 | 70.4808 | 76.5749 | 81.8566 | 85.1295 | 87.0331 | 87.8864 | 88.433 | 88.3323 | 87.7054 | 85.8464 | 82.5109 | 78.1126 | 74.2293 | 71.5515 | 69.8686 | 0.012989 | 0.0122 | 0.011991 | 0.011457 | 0.011568 | 0.012264 | 0.021299 | 0.020619 | 0.026409 | 0.030349 | 0.032485 | 0.034101 | 0.036131 | 0.039802 | 0.043433 | 0.045799 | 0.047547 | 0.040473 | 0.034651 | 0.023062 | 0.018212 | 0.015306 | 0.012895 | 0.012062
Portfolio Adjusted1-in-10Size: Under 20 kWAll2022May Monthly Peak | Portfolio Adjusted | 1-in-10 | Size: Under 20 kW | All | 2022 | May Monthly Peak | 5 | 0.98041 | 0.9511 | 0.92947 | 0.91917 | 0.91521 | 0.91473 | 0.8199 | 0.91908 | 1.2031 | 1.5078 | 1.7375 | 1.8757 | 1.9425 | 2.0095 | 2.054 | 2.0503 | 1.964 | 1.7175 | 1.4482 | 1.3607 | 1.3822 | 1.2248 | 1.109 | 1.0373 | 0 | 0 | 0 | 0 | 0 | 0 | 0 | 0 | 0 | 0 | 0 | 0 | 0 | 0 | 0.04108 | 0.041006 | 0.039279 | 0.03435 | 0 | 0 | 0 | 0 | 0 | 0 | 70.9896 | 69.5115 | 68.0979 | 66.9588 | 65.8823 | 64.9969 | 64.5707 | 64.96 | 68.4687 | 74.1794 | 79.8924 | 84.0667 | 87.1401 | 89.181 | 90.6951 | 91.416 | 91.3072 | 90.4507 | 88.6711 | 86.1691 | 82.5512 | 78.5453 | 75.5919 | 72.9911 | 0.012995 | 0.012205 | 0.011996 | 0.011462 | 0.011573 | 0.012265 | 0.021306 | 0.020622 | 0.026418 | 0.030349 | 0.03248 | 0.034097 | 0.036133 | 0.039808 | 0.043445 | 0.045815 | 0.047564 | 0.040482 | 0.034655 | 0.023065 | 0.018215 | 0.015312 | 0.0129 | 0.012067
Portfolio Adjusted1-in-10Size: Under 20 kWAll2022June Monthly Peak | Portfolio Adjusted | 1-in-10 | Size: Under 20 kW | All | 2022 | June Monthly Peak | 6 | 1.0288 | 0.99359 | 0.97003 | 0.95751 | 0.94985 | 0.93637 | 0.8632 | 0.99421 | 1.313 | 1.6431 | 1.9015 | 2.0597 | 2.1412 | 2.217 | 2.2657 | 2.2502 | 2.1477 | 1.8709 | 1.563 | 1.4238 | 1.4375 | 1.2983 | 1.1709 | 1.0932 | 0 | 0 | 0 | 0 | 0 | 0 | 0 | 0 | 0 | 0 | 0 | 0 | 0 | 0 | 0.045315 | 0.045003 | 0.042954 | 0.037418 | 0 | 0 | 0 | 0 | 0 | 0 | 72.7439 | 71.3987 | 70.3384 | 69.1822 | 68.2128 | 66.9525 | 66.3661 | 67.2767 | 70.9956 | 76.121 | 81.188 | 84.9771 | 87.5265 | 89.2543 | 90.6229 | 91.2719 | 91.7604 | 91.2483 | 90.1096 | 88.0552 | 84.5898 | 80.6931 | 78.1035 | 76.2285 | 0.013088 | 0.012292 | 0.012081 | 0.011544 | 0.011655 | 0.012346 | 0.021453 | 0.020761 | 0.026601 | 0.030549 | 0.032688 | 0.034315 | 0.036373 | 0.040077 | 0.043745 | 0.046135 | 0.047896 | 0.040758 | 0.034888 | 0.023221 | 0.018337 | 0.01542 | 0.01299 | 0.012152
Portfolio Adjusted1-in-10Size: Under 20 kWAll2022July Monthly Peak | Portfolio Adjusted | 1-in-10 | Size: Under 20 kW | All | 2022 | July Monthly Peak | 7 | 1.0685 | 1.0285 | 1.0024 | 0.98819 | 0.98021 | 0.99092 | 0.93285 | 1.0686 | 1.4281 | 1.8005 | 2.0762 | 2.2309 | 2.2988 | 2.3604 | 2.3952 | 2.3728 | 2.265 | 1.9662 | 1.6462 | 1.4891 | 1.4991 | 1.3499 | 1.2162 | 1.1323 | 0 | 0 | 0 | 0 | 0 | 0 | 0 | 0 | 0 | 0 | 0 | 0 | 0 | 0 | 0.047905 | 0.047456 | 0.045299 | 0.039324 | 0 | 0 | 0 | 0 | 0 | 0 | 74.8381 | 73.8159 | 72.8282 | 71.9562 | 71.1985 | 70.4577 | 69.9337 | 70.23 | 73.3997 | 78.246 | 82.9281 | 86.4901 | 88.9027 | 90.6307 | 91.8458 | 92.2396 | 92.5361 | 91.7192 | 90.0623 | 87.7919 | 84.8571 | 81.8232 | 79.6744 | 78.2001 | 0.012949 | 0.012163 | 0.011954 | 0.011422 | 0.011532 | 0.012223 | 0.021231 | 0.020551 | 0.026326 | 0.030244 | 0.032369 | 0.03398 | 0.036008 | 0.03967 | 0.043294 | 0.045655 | 0.047398 | 0.040341 | 0.034535 | 0.022985 | 0.018152 | 0.015258 | 0.012855 | 0.012024
Portfolio Adjusted1-in-10Size: Under 20 kWAll2022August Monthly Peak | Portfolio Adjusted | 1-in-10 | Size: Under 20 kW | All | 2022 | August Monthly Peak | 8 | 1.0707 | 1.0322 | 1.0083 | 0.99408 | 0.98788 | 1.0093 | 0.9733 | 1.0715 | 1.432 | 1.8298 | 2.1259 | 2.3019 | 2.3793 | 2.4443 | 2.4811 | 2.4518 | 2.3296 | 2.0107 | 1.6701 | 1.5566 | 1.5396 | 1.3555 | 1.2183 | 1.1362 | 0 | 0 | 0 | 0 | 0 | 0 | 0 | 0 | 0 | 0 | 0 | 0 | 0 | 0 | 0.049621 | 0.049036 | 0.046593 | 0.040214 | 0 | 0 | 0 | 0 | 0 | 0 | 75.9598 | 74.9928 | 73.9132 | 73.0829 | 72.3004 | 71.6545 | 71.1224 | 71.1115 | 73.8087 | 78.5501 | 82.9963 | 87.2174 | 90.4242 | 92.6072 | 93.817 | 94.2494 | 93.9728 | 93.1347 | 91.9625 | 89.4649 | 85.6369 | 82.537 | 80.5259 | 78.7893 | 0.013125 | 0.012329 | 0.012117 | 0.011579 | 0.011693 | 0.012395 | 0.021526 | 0.020837 | 0.026691 | 0.030659 | 0.032814 | 0.034449 | 0.036505 | 0.040215 | 0.043892 | 0.046289 | 0.048057 | 0.040904 | 0.035007 | 0.023298 | 0.018399 | 0.015463 | 0.013028 | 0.012187
Portfolio Adjusted1-in-10Size: Under 20 kWAll2022September Monthly Peak | Portfolio Adjusted | 1-in-10 | Size: Under 20 kW | All | 2022 | September Monthly Peak | 9 | 1.0643 | 1.028 | 1.0026 | 0.98636 | 0.98221 | 1.01 | 1.027 | 1.0738 | 1.4365 | 1.8391 | 2.1438 | 2.3212 | 2.4025 | 2.4755 | 2.5157 | 2.4891 | 2.3665 | 2.0342 | 1.6921 | 1.6647 | 1.5273 | 1.3439 | 1.2124 | 1.1312 | 0 | 0 | 0 | 0 | 0 | 0 | 0 | 0 | 0 | 0 | 0 | 0 | 0 | 0 | 0.050314 | 0.049782 | 0.047329 | 0.040684 | 0 | 0 | 0 | 0 | 0 | 0 | 77.1623 | 75.9414 | 74.7363 | 73.9508 | 72.9504 | 72.0022 | 71.4139 | 71.3241 | 73.5628 | 78.3888 | 83.7039 | 88.7322 | 92.6351 | 95.1707 | 95.8907 | 96.3041 | 96.1356 | 95.1997 | 93.523 | 90.5909 | 86.494 | 83.0789 | 80.707 | 78.8816 | 0.013126 | 0.01233 | 0.012118 | 0.011579 | 0.011693 | 0.012395 | 0.021526 | 0.020837 | 0.026691 | 0.030663 | 0.032819 | 0.034453 | 0.036508 | 0.040219 | 0.043894 | 0.046289 | 0.048057 | 0.040904 | 0.035012 | 0.023301 | 0.018402 | 0.015466 | 0.01303 | 0.012188
Portfolio Adjusted1-in-10Size: Under 20 kWAll2022October Monthly Peak | Portfolio Adjusted | 1-in-10 | Size: Under 20 kW | All | 2022 | October Monthly Peak | 10 | 0.97963 | 0.95007 | 0.92942 | 0.91887 | 0.91686 | 0.93922 | 0.98573 | 0.97329 | 1.2099 | 1.5049 | 1.75 | 1.9062 | 1.9943 | 2.0717 | 2.1236 | 2.1136 | 1.999 | 1.7227 | 1.5763 | 1.5093 | 1.3699 | 1.2213 | 1.1131 | 1.0421 | 0 | 0 | 0 | 0 | 0 | 0 | 0 | 0 | 0 | 0 | 0 | 0 | 0 | 0 | 0.042472 | 0.042272 | 0.03998 | 0.034454 | 0 | 0 | 0 | 0 | 0 | 0 | 72.875 | 71.9272 | 70.9504 | 69.6366 | 68.6416 | 67.7948 | 67.4016 | 67.0578 | 67.9434 | 72.1531 | 77.3297 | 82.1113 | 85.524 | 87.9117 | 89.0777 | 89.4427 | 88.7832 | 87.1027 | 84.475 | 81.3665 | 78.2795 | 76.0547 | 74.3406 | 72.8927 | 0.013014 | 0.012224 | 0.012014 | 0.01148 | 0.011591 | 0.012285 | 0.021339 | 0.020655 | 0.026459 | 0.030396 | 0.032531 | 0.03415 | 0.036189 | 0.039869 | 0.043512 | 0.045886 | 0.047638 | 0.040546 | 0.034708 | 0.0231 | 0.018242 | 0.015334 | 0.012919 | 0.012084
Portfolio Adjusted1-in-10Size: Under 20 kWAll2022November Monthly Peak | Portfolio Adjusted | 1-in-10 | Size: Under 20 kW | All | 2022 | November Monthly Peak | 11 | 0.90352 | 0.88437 | 0.87635 | 0.87131 | 0.87532 | 0.89759 | 0.85537 | 0.86215 | 1.0592 | 1.2483 | 1.3847 | 1.4542 | 1.4816 | 1.5113 | 1.5331 | 1.5155 | 1.4894 | 1.5349 | 1.3825 | 1.2719 | 1.176 | 1.0673 | 0.99373 | 0.94053 | 0 | 0 | 0 | 0 | 0 | 0 | 0 | 0 | 0 | 0 | 0 | 0 | 0 | 0 | 0.030662 | 0.030311 | 0.029788 | 0.030697 | 0 | 0 | 0 | 0 | 0 | 0 | 60.6851 | 59.349 | 58.3212 | 57.0477 | 56.1695 | 55.5649 | 55.0996 | 55.0795 | 57.414 | 61.9284 | 67.3039 | 71.5426 | 74.2415 | 75.9196 | 76.9776 | 77.1306 | 76.1132 | 73.8386 | 71.1654 | 68.18 | 65.9979 | 64.411 | 62.8122 | 61.7368 | 0.012937 | 0.012152 | 0.011943 | 0.011412 | 0.011522 | 0.012215 | 0.021215 | 0.020537 | 0.026304 | 0.030228 | 0.032356 | 0.033965 | 0.035987 | 0.039644 | 0.04326 | 0.045616 | 0.047358 | 0.040311 | 0.034514 | 0.022971 | 0.01814 | 0.015245 | 0.012844 | 0.012014
Portfolio Adjusted1-in-10Size: Under 20 kWAll2022December Monthly Peak | Portfolio Adjusted | 1-in-10 | Size: Under 20 kW | All | 2022 | December Monthly Peak | 12 | 0.97564 | 0.95564 | 0.94641 | 0.94206 | 0.95449 | 0.99225 | 1.0617 | 1.045 | 1.2659 | 1.4597 | 1.5324 | 1.5155 | 1.4455 | 1.3895 | 1.3393 | 1.3078 | 1.3665 | 1.4984 | 1.3656 | 1.3039 | 1.2205 | 1.1388 | 1.0712 | 1.0232 | 0 | 0 | 0 | 0 | 0 | 0 | 0 | 0 | 0 | 0 | 0 | 0 | 0 | 0 | 0.026787 | 0.026156 | 0.027329 | 0.029967 | 0 | 0 | 0 | 0 | 0 | 0 | 42.061 | 41.3982 | 40.9514 | 40.5114 | 40.0333 | 39.3315 | 39.3143 | 39.2562 | 39.9927 | 42.4798 | 45.1058 | 47.4517 | 48.9348 | 49.5467 | 49.9026 | 49.925 | 49.2809 | 47.8045 | 46.1231 | 44.9922 | 44.0573 | 43.1222 | 42.621 | 42.1744 | 0.013455 | 0.012632 | 0.012415 | 0.011863 | 0.011965 | 0.012664 | 0.022028 | 0.021311 | 0.027312 | 0.031379 | 0.033563 | 0.035229 | 0.037351 | 0.041166 | 0.044925 | 0.047369 | 0.049177 | 0.041835 | 0.035845 | 0.023867 | 0.018842 | 0.015861 | 0.01336 | 0.012498
Portfolio Adjusted1-in-10Size: Under 20 kWAll2022Typical Event Day | Portfolio Adjusted | 1-in-10 | Size: Under 20 kW | All | 2022 | Typical Event Day | 8 | 1.0636 | 1.0257 | 1.0022 | 0.98826 | 0.98212 | 1.0032 | 0.96681 | 1.0596 | 1.4109 | 1.7979 | 2.0856 | 2.257 | 2.3338 | 2.3983 | 2.4355 | 2.4079 | 2.2891 | 1.9753 | 1.6447 | 1.5353 | 1.5223 | 1.3425 | 1.2077 | 1.127 | 0 | 0 | 0 | 0 | 0 | 0 | 0 | 0 | 0 | 0 | 0 | 0 | 0 | 0 | 0.048709 | 0.048158 | 0.045782 | 0.039506 | 0 | 0 | 0 | 0 | 0 | 0 | 75.176 | 74.0372 | 72.954 | 72.043 | 71.1655 | 70.2667 | 69.709 | 69.9856 | 72.9417 | 77.8265 | 82.7041 | 86.8542 | 89.8721 | 91.9157 | 93.0441 | 93.5162 | 93.6012 | 92.8255 | 91.4143 | 88.9757 | 85.3944 | 82.0331 | 79.7527 | 78.0249 | 0.013063 | 0.012269 | 0.012058 | 0.011523 | 0.011634 | 0.012329 | 0.021417 | 0.02073 | 0.026557 | 0.030504 | 0.032645 | 0.03427 | 0.036319 | 0.040014 | 0.043672 | 0.046057 | 0.047815 | 0.040694 | 0.034833 | 0.023183 | 0.018308 | 0.015391 | 0.012966 | 0.012129
Portfolio Adjusted1-in-10Size: Under 20 kWAll2023January Monthly Peak | Portfolio Adjusted | 1-in-10 | Size: Under 20 kW | All | 2023 | January Monthly Peak | 1 | 1.0108 | 0.99158 | 0.97705 | 0.97421 | 0.98776 | 1.0332 | 1.1339 | 1.1287 | 1.3857 | 1.5869 | 1.6574 | 1.6237 | 1.5313 | 1.4625 | 1.3972 | 1.3535 | 1.3663 | 1.5243 | 1.4178 | 1.3545 | 1.2655 | 1.1745 | 1.1005 | 1.0619 | 0 | 0 | 0 | 0 | 0 | 0 | 0 | 0 | 0 | 0 | 0 | 0 | 0 | 0 | 0.027944 | 0.02707 | 0.027326 | 0.030486 | 0 | 0 | 0 | 0 | 0 | 0 | 39.2574 | 38.7435 | 38.1378 | 37.3687 | 36.8838 | 36.4367 | 35.9111 | 35.6304 | 36.2545 | 39.1378 | 42.0648 | 44.4019 | 46.0878 | 47.2703 | 48.2721 | 48.484 | 48.1785 | 47.1441 | 45.3533 | 44.1687 | 43.1535 | 42.6385 | 42.014 | 41.3405 | 0.014483 | 0.01359 | 0.013354 | 0.012765 | 0.012871 | 0.013578 | 0.023666 | 0.022867 | 0.029349 | 0.033617 | 0.035901 | 0.03769 | 0.040038 | 0.044167 | 0.048259 | 0.050923 | 0.052867 | 0.044916 | 0.038446 | 0.025601 | 0.020209 | 0.017058 | 0.014362 | 0.013445
Portfolio Adjusted1-in-10Size: Under 20 kWAll2023February Monthly Peak | Portfolio Adjusted | 1-in-10 | Size: Under 20 kW | All | 2023 | February Monthly Peak | 2 | 0.93068 | 0.91313 | 0.90472 | 0.9044 | 0.91168 | 0.94033 | 0.98128 | 0.96155 | 1.1716 | 1.3431 | 1.4271 | 1.4324 | 1.4061 | 1.3834 | 1.3713 | 1.3494 | 1.3259 | 1.363 | 1.3708 | 1.283 | 1.1909 | 1.0925 | 1.0163 | 0.97126 | 0 | 0 | 0 | 0 | 0 | 0 | 0 | 0 | 0 | 0 | 0 | 0 | 0 | 0 | 0.027425 | 0.026987 | 0.026518 | 0.02726 | 0 | 0 | 0 | 0 | 0 | 0 | 46.7459 | 46.3369 | 46.0135 | 45.5191 | 45.2635 | 44.6951 | 44.1407 | 44.2947 | 45.4874 | 48.8825 | 52.0602 | 54.804 | 56.5493 | 57.5703 | 58.2188 | 58.4731 | 57.8227 | 56.8283 | 54.7691 | 52.6584 | 51.1439 | 49.8004 | 48.7052 | 47.4375 | 0.01301 | 0.01222 | 0.01201 | 0.011476 | 0.011585 | 0.012277 | 0.021329 | 0.020644 | 0.026446 | 0.030384 | 0.032517 | 0.034135 | 0.036174 | 0.039854 | 0.043493 | 0.045864 | 0.047616 | 0.040525 | 0.034696 | 0.023093 | 0.018236 | 0.015331 | 0.012916 | 0.012082
Portfolio Adjusted1-in-10Size: Under 20 kWAll2023March Monthly Peak | Portfolio Adjusted | 1-in-10 | Size: Under 20 kW | All | 2023 | March Monthly Peak | 3 | 0.91181 | 0.88691 | 0.87256 | 0.86718 | 0.87081 | 0.89182 | 0.92291 | 0.89083 | 1.0617 | 1.2503 | 1.386 | 1.4432 | 1.4668 | 1.4976 | 1.5248 | 1.5241 | 1.4659 | 1.3317 | 1.2439 | 1.2868 | 1.2046 | 1.0896 | 1.0047 | 0.95051 | 0 | 0 | 0 | 0 | 0 | 0 | 0 | 0 | 0 | 0 | 0 | 0 | 0 | 0 | 0.030497 | 0.030481 | 0.029318 | 0.026634 | 0 | 0 | 0 | 0 | 0 | 0 | 57.7044 | 56.3995 | 55.5709 | 54.8199 | 53.9635 | 52.9964 | 52.3898 | 52.9501 | 56.4881 | 61.6545 | 66.8386 | 71.2047 | 74.1476 | 75.7154 | 76.4766 | 76.912 | 76.5346 | 75.2607 | 72.7913 | 69.203 | 65.9726 | 63.0691 | 60.7915 | 59.067 | 0.012892 | 0.01211 | 0.011902 | 0.011372 | 0.011482 | 0.012174 | 0.021142 | 0.020467 | 0.026215 | 0.030128 | 0.032249 | 0.033854 | 0.035867 | 0.03951 | 0.043113 | 0.04546 | 0.047196 | 0.040175 | 0.034398 | 0.022894 | 0.018079 | 0.015193 | 0.0128 | 0.011973
Portfolio Adjusted1-in-10Size: Under 20 kWAll2023April Monthly Peak | Portfolio Adjusted | 1-in-10 | Size: Under 20 kW | All | 2023 | April Monthly Peak | 4 | 0.94396 | 0.91617 | 0.89793 | 0.88978 | 0.88941 | 0.90802 | 0.86752 | 0.88018 | 1.1239 | 1.3844 | 1.5835 | 1.7011 | 1.765 | 1.8326 | 1.8862 | 1.8851 | 1.8027 | 1.5788 | 1.3514 | 1.3546 | 1.3193 | 1.1725 | 1.0673 | 0.99748 | 0 | 0 | 0 | 0 | 0 | 0 | 0 | 0 | 0 | 0 | 0 | 0 | 0 | 0 | 0.037723 | 0.037702 | 0.036055 | 0.031577 | 0 | 0 | 0 | 0 | 0 | 0 | 68.3398 | 66.8685 | 65.2142 | 63.8642 | 62.7214 | 61.7387 | 61.1567 | 61.1643 | 64.428 | 70.4808 | 76.5749 | 81.8566 | 85.1295 | 87.0331 | 87.8864 | 88.433 | 88.3323 | 87.7054 | 85.8464 | 82.5109 | 78.1126 | 74.2293 | 71.5515 | 69.8686 | 0.012989 | 0.0122 | 0.011991 | 0.011457 | 0.011568 | 0.012264 | 0.021299 | 0.020619 | 0.026409 | 0.030349 | 0.032485 | 0.034101 | 0.036131 | 0.039802 | 0.043433 | 0.045799 | 0.047547 | 0.040473 | 0.034651 | 0.023062 | 0.018212 | 0.015306 | 0.012895 | 0.012062
Portfolio Adjusted1-in-10Size: Under 20 kWAll2023May Monthly Peak | Portfolio Adjusted | 1-in-10 | Size: Under 20 kW | All | 2023 | May Monthly Peak | 5 | 0.98041 | 0.9511 | 0.92947 | 0.91917 | 0.91521 | 0.91473 | 0.8199 | 0.91908 | 1.2031 | 1.5078 | 1.7375 | 1.8757 | 1.9425 | 2.0095 | 2.054 | 2.0503 | 1.964 | 1.7175 | 1.4482 | 1.3607 | 1.3822 | 1.2248 | 1.109 | 1.0373 | 0 | 0 | 0 | 0 | 0 | 0 | 0 | 0 | 0 | 0 | 0 | 0 | 0 | 0 | 0.04108 | 0.041006 | 0.039279 | 0.03435 | 0 | 0 | 0 | 0 | 0 | 0 | 70.9896 | 69.5115 | 68.0979 | 66.9588 | 65.8823 | 64.9969 | 64.5707 | 64.96 | 68.4687 | 74.1794 | 79.8924 | 84.0667 | 87.1401 | 89.181 | 90.6951 | 91.416 | 91.3072 | 90.4507 | 88.6711 | 86.1691 | 82.5512 | 78.5453 | 75.5919 | 72.9911 | 0.012995 | 0.012205 | 0.011996 | 0.011462 | 0.011573 | 0.012265 | 0.021306 | 0.020622 | 0.026418 | 0.030349 | 0.03248 | 0.034097 | 0.036133 | 0.039808 | 0.043445 | 0.045815 | 0.047564 | 0.040482 | 0.034655 | 0.023065 | 0.018215 | 0.015312 | 0.0129 | 0.012067
Portfolio Adjusted1-in-10Size: Under 20 kWAll2023June Monthly Peak | Portfolio Adjusted | 1-in-10 | Size: Under 20 kW | All | 2023 | June Monthly Peak | 6 | 1.0288 | 0.99359 | 0.97003 | 0.95751 | 0.94985 | 0.93637 | 0.8632 | 0.99421 | 1.313 | 1.6431 | 1.9015 | 2.0597 | 2.1412 | 2.217 | 2.2657 | 2.2502 | 2.1477 | 1.8709 | 1.563 | 1.4238 | 1.4375 | 1.2983 | 1.1709 | 1.0932 | 0 | 0 | 0 | 0 | 0 | 0 | 0 | 0 | 0 | 0 | 0 | 0 | 0 | 0 | 0.045315 | 0.045003 | 0.042954 | 0.037418 | 0 | 0 | 0 | 0 | 0 | 0 | 72.7439 | 71.3987 | 70.3384 | 69.1822 | 68.2128 | 66.9525 | 66.3661 | 67.2767 | 70.9956 | 76.121 | 81.188 | 84.9771 | 87.5265 | 89.2543 | 90.6229 | 91.2719 | 91.7604 | 91.2483 | 90.1096 | 88.0552 | 84.5898 | 80.6931 | 78.1035 | 76.2285 | 0.013088 | 0.012292 | 0.012081 | 0.011544 | 0.011655 | 0.012346 | 0.021453 | 0.020761 | 0.026601 | 0.030549 | 0.032688 | 0.034315 | 0.036373 | 0.040077 | 0.043745 | 0.046135 | 0.047896 | 0.040758 | 0.034888 | 0.023221 | 0.018337 | 0.01542 | 0.01299 | 0.012152
Portfolio Adjusted1-in-10Size: Under 20 kWAll2023July Monthly Peak | Portfolio Adjusted | 1-in-10 | Size: Under 20 kW | All | 2023 | July Monthly Peak | 7 | 1.0685 | 1.0285 | 1.0024 | 0.98819 | 0.98021 | 0.99092 | 0.93285 | 1.0686 | 1.4281 | 1.8005 | 2.0762 | 2.2309 | 2.2988 | 2.3604 | 2.3952 | 2.3728 | 2.265 | 1.9662 | 1.6462 | 1.4891 | 1.4991 | 1.3499 | 1.2162 | 1.1323 | 0 | 0 | 0 | 0 | 0 | 0 | 0 | 0 | 0 | 0 | 0 | 0 | 0 | 0 | 0.047905 | 0.047456 | 0.045299 | 0.039324 | 0 | 0 | 0 | 0 | 0 | 0 | 74.8381 | 73.8159 | 72.8282 | 71.9562 | 71.1985 | 70.4577 | 69.9337 | 70.23 | 73.3997 | 78.246 | 82.9281 | 86.4901 | 88.9027 | 90.6307 | 91.8458 | 92.2396 | 92.5361 | 91.7192 | 90.0623 | 87.7919 | 84.8571 | 81.8232 | 79.6744 | 78.2001 | 0.012949 | 0.012163 | 0.011954 | 0.011422 | 0.011532 | 0.012223 | 0.021231 | 0.020551 | 0.026326 | 0.030244 | 0.032369 | 0.03398 | 0.036008 | 0.03967 | 0.043294 | 0.045655 | 0.047398 | 0.040341 | 0.034535 | 0.022985 | 0.018152 | 0.015258 | 0.012855 | 0.012024
Portfolio Adjusted1-in-10Size: Under 20 kWAll2023August Monthly Peak | Portfolio Adjusted | 1-in-10 | Size: Under 20 kW | All | 2023 | August Monthly Peak | 8 | 1.0707 | 1.0322 | 1.0083 | 0.99408 | 0.98788 | 1.0093 | 0.9733 | 1.0715 | 1.432 | 1.8298 | 2.1259 | 2.3019 | 2.3793 | 2.4443 | 2.4811 | 2.4518 | 2.3296 | 2.0107 | 1.6701 | 1.5566 | 1.5396 | 1.3555 | 1.2183 | 1.1362 | 0 | 0 | 0 | 0 | 0 | 0 | 0 | 0 | 0 | 0 | 0 | 0 | 0 | 0 | 0.049621 | 0.049036 | 0.046593 | 0.040214 | 0 | 0 | 0 | 0 | 0 | 0 | 75.9598 | 74.9928 | 73.9132 | 73.0829 | 72.3004 | 71.6545 | 71.1224 | 71.1115 | 73.8087 | 78.5501 | 82.9963 | 87.2174 | 90.4242 | 92.6072 | 93.817 | 94.2494 | 93.9728 | 93.1347 | 91.9625 | 89.4649 | 85.6369 | 82.537 | 80.5259 | 78.7893 | 0.013125 | 0.012329 | 0.012117 | 0.011579 | 0.011693 | 0.012395 | 0.021526 | 0.020837 | 0.026691 | 0.030659 | 0.032814 | 0.034449 | 0.036505 | 0.040215 | 0.043892 | 0.046289 | 0.048057 | 0.040904 | 0.035007 | 0.023298 | 0.018399 | 0.015463 | 0.013028 | 0.012187
Portfolio Adjusted1-in-10Size: Under 20 kWAll2023September Monthly Peak | Portfolio Adjusted | 1-in-10 | Size: Under 20 kW | All | 2023 | September Monthly Peak | 9 | 1.0643 | 1.028 | 1.0026 | 0.98636 | 0.98221 | 1.01 | 1.027 | 1.0738 | 1.4365 | 1.8391 | 2.1438 | 2.3212 | 2.4025 | 2.4755 | 2.5157 | 2.4891 | 2.3665 | 2.0342 | 1.6921 | 1.6647 | 1.5273 | 1.3439 | 1.2124 | 1.1312 | 0 | 0 | 0 | 0 | 0 | 0 | 0 | 0 | 0 | 0 | 0 | 0 | 0 | 0 | 0.050314 | 0.049782 | 0.047329 | 0.040684 | 0 | 0 | 0 | 0 | 0 | 0 | 77.1623 | 75.9414 | 74.7363 | 73.9508 | 72.9504 | 72.0022 | 71.4139 | 71.3241 | 73.5628 | 78.3888 | 83.7039 | 88.7322 | 92.6351 | 95.1707 | 95.8907 | 96.3041 | 96.1356 | 95.1997 | 93.5229 | 90.5909 | 86.494 | 83.0789 | 80.707 | 78.8816 | 0.013126 | 0.01233 | 0.012118 | 0.011579 | 0.011693 | 0.012395 | 0.021526 | 0.020837 | 0.026691 | 0.030663 | 0.032819 | 0.034453 | 0.036508 | 0.040219 | 0.043894 | 0.046289 | 0.048057 | 0.040904 | 0.035012 | 0.023301 | 0.018402 | 0.015466 | 0.01303 | 0.012188
Portfolio Adjusted1-in-10Size: Under 20 kWAll2023October Monthly Peak | Portfolio Adjusted | 1-in-10 | Size: Under 20 kW | All | 2023 | October Monthly Peak | 10 | 0.97963 | 0.95007 | 0.92942 | 0.91887 | 0.91686 | 0.93922 | 0.98573 | 0.97329 | 1.2099 | 1.5049 | 1.75 | 1.9062 | 1.9943 | 2.0717 | 2.1236 | 2.1136 | 1.999 | 1.7227 | 1.5763 | 1.5093 | 1.3699 | 1.2213 | 1.1131 | 1.0421 | 0 | 0 | 0 | 0 | 0 | 0 | 0 | 0 | 0 | 0 | 0 | 0 | 0 | 0 | 0.042472 | 0.042272 | 0.03998 | 0.034454 | 0 | 0 | 0 | 0 | 0 | 0 | 72.875 | 71.9272 | 70.9504 | 69.6366 | 68.6416 | 67.7947 | 67.4016 | 67.0578 | 67.9434 | 72.1531 | 77.3297 | 82.1113 | 85.524 | 87.9117 | 89.0777 | 89.4427 | 88.7832 | 87.1027 | 84.475 | 81.3665 | 78.2795 | 76.0547 | 74.3406 | 72.8927 | 0.013014 | 0.012224 | 0.012014 | 0.01148 | 0.011591 | 0.012285 | 0.021339 | 0.020655 | 0.026459 | 0.030396 | 0.032531 | 0.03415 | 0.036189 | 0.039869 | 0.043512 | 0.045886 | 0.047638 | 0.040546 | 0.034708 | 0.0231 | 0.018242 | 0.015334 | 0.012919 | 0.012084
Portfolio Adjusted1-in-10Size: Under 20 kWAll2023November Monthly Peak | Portfolio Adjusted | 1-in-10 | Size: Under 20 kW | All | 2023 | November Monthly Peak | 11 | 0.90352 | 0.88437 | 0.87635 | 0.87131 | 0.87532 | 0.89759 | 0.85537 | 0.86215 | 1.0592 | 1.2483 | 1.3847 | 1.4542 | 1.4816 | 1.5113 | 1.5331 | 1.5155 | 1.4894 | 1.5349 | 1.3825 | 1.2719 | 1.176 | 1.0673 | 0.99373 | 0.94053 | 0 | 0 | 0 | 0 | 0 | 0 | 0 | 0 | 0 | 0 | 0 | 0 | 0 | 0 | 0.030662 | 0.030311 | 0.029788 | 0.030697 | 0 | 0 | 0 | 0 | 0 | 0 | 60.6851 | 59.349 | 58.3212 | 57.0477 | 56.1695 | 55.5649 | 55.0996 | 55.0795 | 57.414 | 61.9284 | 67.3039 | 71.5426 | 74.2415 | 75.9196 | 76.9776 | 77.1306 | 76.1132 | 73.8386 | 71.1654 | 68.18 | 65.9979 | 64.411 | 62.8122 | 61.7368 | 0.012937 | 0.012152 | 0.011943 | 0.011412 | 0.011522 | 0.012215 | 0.021215 | 0.020537 | 0.026304 | 0.030228 | 0.032356 | 0.033965 | 0.035987 | 0.039644 | 0.04326 | 0.045616 | 0.047358 | 0.040311 | 0.034514 | 0.022971 | 0.01814 | 0.015245 | 0.012844 | 0.012014
Portfolio Adjusted1-in-10Size: Under 20 kWAll2023December Monthly Peak | Portfolio Adjusted | 1-in-10 | Size: Under 20 kW | All | 2023 | December Monthly Peak | 12 | 0.97564 | 0.95564 | 0.94641 | 0.94206 | 0.95449 | 0.99225 | 1.0617 | 1.045 | 1.2659 | 1.4597 | 1.5324 | 1.5155 | 1.4455 | 1.3895 | 1.3393 | 1.3078 | 1.3665 | 1.4984 | 1.3656 | 1.3039 | 1.2205 | 1.1388 | 1.0712 | 1.0232 | 0 | 0 | 0 | 0 | 0 | 0 | 0 | 0 | 0 | 0 | 0 | 0 | 0 | 0 | 0.026787 | 0.026156 | 0.027329 | 0.029967 | 0 | 0 | 0 | 0 | 0 | 0 | 42.061 | 41.3982 | 40.9514 | 40.5114 | 40.0333 | 39.3315 | 39.3143 | 39.2562 | 39.9927 | 42.4798 | 45.1058 | 47.4517 | 48.9348 | 49.5467 | 49.9026 | 49.925 | 49.2809 | 47.8045 | 46.1231 | 44.9922 | 44.0573 | 43.1222 | 42.621 | 42.1744 | 0.013455 | 0.012632 | 0.012415 | 0.011863 | 0.011965 | 0.012664 | 0.022028 | 0.021311 | 0.027312 | 0.031379 | 0.033563 | 0.035229 | 0.037351 | 0.041166 | 0.044925 | 0.047369 | 0.049177 | 0.041835 | 0.035845 | 0.023867 | 0.018842 | 0.015861 | 0.01336 | 0.012498
Portfolio Adjusted1-in-10Size: Under 20 kWAll2023Typical Event Day | Portfolio Adjusted | 1-in-10 | Size: Under 20 kW | All | 2023 | Typical Event Day | 8 | 1.0636 | 1.0257 | 1.0022 | 0.98826 | 0.98212 | 1.0032 | 0.96681 | 1.0596 | 1.4109 | 1.7979 | 2.0856 | 2.257 | 2.3338 | 2.3983 | 2.4355 | 2.4079 | 2.2891 | 1.9753 | 1.6447 | 1.5353 | 1.5223 | 1.3425 | 1.2077 | 1.127 | 0 | 0 | 0 | 0 | 0 | 0 | 0 | 0 | 0 | 0 | 0 | 0 | 0 | 0 | 0.048709 | 0.048158 | 0.045782 | 0.039506 | 0 | 0 | 0 | 0 | 0 | 0 | 75.176 | 74.0372 | 72.954 | 72.043 | 71.1655 | 70.2667 | 69.709 | 69.9856 | 72.9417 | 77.8265 | 82.7041 | 86.8542 | 89.8721 | 91.9157 | 93.0441 | 93.5162 | 93.6012 | 92.8255 | 91.4143 | 88.9757 | 85.3944 | 82.0331 | 79.7527 | 78.0249 | 0.013063 | 0.012269 | 0.012058 | 0.011523 | 0.011634 | 0.012329 | 0.021417 | 0.02073 | 0.026557 | 0.030504 | 0.032645 | 0.03427 | 0.036319 | 0.040014 | 0.043672 | 0.046057 | 0.047815 | 0.040694 | 0.034833 | 0.023183 | 0.018308 | 0.015391 | 0.012966 | 0.012129
Portfolio Adjusted1-in-10Size: Under 20 kWAll2024January Monthly Peak | Portfolio Adjusted | 1-in-10 | Size: Under 20 kW | All | 2024 | January Monthly Peak | 1 | 1.0108 | 0.99158 | 0.97705 | 0.97421 | 0.98776 | 1.0332 | 1.1339 | 1.1287 | 1.3857 | 1.5869 | 1.6574 | 1.6237 | 1.5313 | 1.4625 | 1.3972 | 1.3535 | 1.3663 | 1.5243 | 1.4178 | 1.3545 | 1.2655 | 1.1745 | 1.1005 | 1.0619 | 0 | 0 | 0 | 0 | 0 | 0 | 0 | 0 | 0 | 0 | 0 | 0 | 0 | 0 | 0.027944 | 0.02707 | 0.027326 | 0.030486 | 0 | 0 | 0 | 0 | 0 | 0 | 39.2574 | 38.7435 | 38.1378 | 37.3687 | 36.8838 | 36.4367 | 35.9111 | 35.6304 | 36.2545 | 39.1378 | 42.0648 | 44.4019 | 46.0878 | 47.2703 | 48.2721 | 48.484 | 48.1785 | 47.1441 | 45.3533 | 44.1687 | 43.1535 | 42.6385 | 42.014 | 41.3405 | 0.014483 | 0.01359 | 0.013354 | 0.012765 | 0.012871 | 0.013578 | 0.023666 | 0.022867 | 0.029349 | 0.033617 | 0.035901 | 0.03769 | 0.040038 | 0.044167 | 0.048259 | 0.050923 | 0.052867 | 0.044916 | 0.038446 | 0.025601 | 0.020209 | 0.017058 | 0.014362 | 0.013445
Portfolio Adjusted1-in-10Size: Under 20 kWAll2024February Monthly Peak | Portfolio Adjusted | 1-in-10 | Size: Under 20 kW | All | 2024 | February Monthly Peak | 2 | 0.93068 | 0.91313 | 0.90472 | 0.9044 | 0.91168 | 0.94033 | 0.98128 | 0.96155 | 1.1716 | 1.3431 | 1.4271 | 1.4324 | 1.4061 | 1.3834 | 1.3713 | 1.3494 | 1.3259 | 1.363 | 1.3708 | 1.283 | 1.1909 | 1.0925 | 1.0163 | 0.97126 | 0 | 0 | 0 | 0 | 0 | 0 | 0 | 0 | 0 | 0 | 0 | 0 | 0 | 0 | 0.027425 | 0.026987 | 0.026518 | 0.02726 | 0 | 0 | 0 | 0 | 0 | 0 | 46.7459 | 46.3369 | 46.0135 | 45.5191 | 45.2635 | 44.6951 | 44.1407 | 44.2947 | 45.4874 | 48.8825 | 52.0602 | 54.804 | 56.5493 | 57.5703 | 58.2188 | 58.4731 | 57.8227 | 56.8283 | 54.7691 | 52.6584 | 51.1439 | 49.8004 | 48.7052 | 47.4375 | 0.01301 | 0.01222 | 0.01201 | 0.011476 | 0.011585 | 0.012277 | 0.021329 | 0.020644 | 0.026446 | 0.030384 | 0.032517 | 0.034135 | 0.036174 | 0.039854 | 0.043493 | 0.045864 | 0.047616 | 0.040525 | 0.034696 | 0.023093 | 0.018236 | 0.015331 | 0.012916 | 0.012082
Portfolio Adjusted1-in-10Size: Under 20 kWAll2024March Monthly Peak | Portfolio Adjusted | 1-in-10 | Size: Under 20 kW | All | 2024 | March Monthly Peak | 3 | 0.91181 | 0.88691 | 0.87256 | 0.86718 | 0.87081 | 0.89182 | 0.92291 | 0.89083 | 1.0617 | 1.2503 | 1.386 | 1.4432 | 1.4668 | 1.4976 | 1.5248 | 1.5241 | 1.4659 | 1.3317 | 1.2439 | 1.2868 | 1.2046 | 1.0896 | 1.0047 | 0.95051 | 0 | 0 | 0 | 0 | 0 | 0 | 0 | 0 | 0 | 0 | 0 | 0 | 0 | 0 | 0.030497 | 0.030481 | 0.029318 | 0.026634 | 0 | 0 | 0 | 0 | 0 | 0 | 57.7044 | 56.3995 | 55.5709 | 54.8199 | 53.9635 | 52.9964 | 52.3898 | 52.9501 | 56.4881 | 61.6545 | 66.8386 | 71.2047 | 74.1476 | 75.7154 | 76.4766 | 76.912 | 76.5346 | 75.2607 | 72.7913 | 69.203 | 65.9726 | 63.0691 | 60.7915 | 59.067 | 0.012892 | 0.01211 | 0.011902 | 0.011372 | 0.011482 | 0.012174 | 0.021142 | 0.020467 | 0.026215 | 0.030128 | 0.032249 | 0.033854 | 0.035867 | 0.03951 | 0.043113 | 0.04546 | 0.047196 | 0.040175 | 0.034398 | 0.022894 | 0.018079 | 0.015193 | 0.0128 | 0.011973
Portfolio Adjusted1-in-10Size: Under 20 kWAll2024April Monthly Peak | Portfolio Adjusted | 1-in-10 | Size: Under 20 kW | All | 2024 | April Monthly Peak | 4 | 0.94396 | 0.91617 | 0.89793 | 0.88978 | 0.88941 | 0.90802 | 0.86752 | 0.88018 | 1.1239 | 1.3844 | 1.5835 | 1.7011 | 1.765 | 1.8326 | 1.8862 | 1.8851 | 1.8027 | 1.5788 | 1.3514 | 1.3546 | 1.3193 | 1.1725 | 1.0673 | 0.99748 | 0 | 0 | 0 | 0 | 0 | 0 | 0 | 0 | 0 | 0 | 0 | 0 | 0 | 0 | 0.037723 | 0.037702 | 0.036055 | 0.031577 | 0 | 0 | 0 | 0 | 0 | 0 | 68.3398 | 66.8685 | 65.2142 | 63.8642 | 62.7214 | 61.7387 | 61.1567 | 61.1643 | 64.428 | 70.4808 | 76.5749 | 81.8566 | 85.1295 | 87.0331 | 87.8864 | 88.433 | 88.3323 | 87.7054 | 85.8464 | 82.5109 | 78.1126 | 74.2293 | 71.5515 | 69.8686 | 0.012989 | 0.0122 | 0.011991 | 0.011457 | 0.011568 | 0.012264 | 0.021299 | 0.020619 | 0.026409 | 0.030349 | 0.032485 | 0.034101 | 0.036131 | 0.039802 | 0.043433 | 0.045799 | 0.047547 | 0.040473 | 0.034651 | 0.023062 | 0.018212 | 0.015306 | 0.012895 | 0.012062
Portfolio Adjusted1-in-10Size: Under 20 kWAll2024May Monthly Peak | Portfolio Adjusted | 1-in-10 | Size: Under 20 kW | All | 2024 | May Monthly Peak | 5 | 0.98041 | 0.9511 | 0.92947 | 0.91917 | 0.91521 | 0.91473 | 0.8199 | 0.91908 | 1.2031 | 1.5078 | 1.7375 | 1.8757 | 1.9425 | 2.0095 | 2.054 | 2.0503 | 1.964 | 1.7175 | 1.4482 | 1.3607 | 1.3822 | 1.2248 | 1.109 | 1.0373 | 0 | 0 | 0 | 0 | 0 | 0 | 0 | 0 | 0 | 0 | 0 | 0 | 0 | 0 | 0.04108 | 0.041006 | 0.039279 | 0.03435 | 0 | 0 | 0 | 0 | 0 | 0 | 70.9896 | 69.5115 | 68.0979 | 66.9588 | 65.8823 | 64.9969 | 64.5707 | 64.96 | 68.4687 | 74.1794 | 79.8924 | 84.0667 | 87.1401 | 89.181 | 90.6951 | 91.416 | 91.3072 | 90.4507 | 88.6711 | 86.1691 | 82.5512 | 78.5453 | 75.5919 | 72.9911 | 0.012995 | 0.012205 | 0.011996 | 0.011462 | 0.011573 | 0.012265 | 0.021306 | 0.020622 | 0.026418 | 0.030349 | 0.03248 | 0.034097 | 0.036133 | 0.039808 | 0.043445 | 0.045815 | 0.047564 | 0.040482 | 0.034655 | 0.023065 | 0.018215 | 0.015312 | 0.0129 | 0.012067
Portfolio Adjusted1-in-10Size: Under 20 kWAll2024June Monthly Peak | Portfolio Adjusted | 1-in-10 | Size: Under 20 kW | All | 2024 | June Monthly Peak | 6 | 1.0288 | 0.99359 | 0.97003 | 0.95751 | 0.94985 | 0.93637 | 0.8632 | 0.99421 | 1.313 | 1.6431 | 1.9015 | 2.0597 | 2.1412 | 2.217 | 2.2657 | 2.2502 | 2.1477 | 1.8709 | 1.563 | 1.4238 | 1.4375 | 1.2983 | 1.1709 | 1.0932 | 0 | 0 | 0 | 0 | 0 | 0 | 0 | 0 | 0 | 0 | 0 | 0 | 0 | 0 | 0.045315 | 0.045003 | 0.042954 | 0.037418 | 0 | 0 | 0 | 0 | 0 | 0 | 72.7439 | 71.3987 | 70.3384 | 69.1822 | 68.2128 | 66.9525 | 66.3661 | 67.2767 | 70.9956 | 76.121 | 81.188 | 84.9771 | 87.5265 | 89.2543 | 90.6229 | 91.2719 | 91.7604 | 91.2483 | 90.1096 | 88.0552 | 84.5898 | 80.6931 | 78.1035 | 76.2285 | 0.013088 | 0.012292 | 0.012081 | 0.011544 | 0.011655 | 0.012346 | 0.021453 | 0.020761 | 0.026601 | 0.030549 | 0.032688 | 0.034315 | 0.036373 | 0.040077 | 0.043745 | 0.046135 | 0.047896 | 0.040758 | 0.034888 | 0.023221 | 0.018337 | 0.01542 | 0.01299 | 0.012152
Portfolio Adjusted1-in-10Size: Under 20 kWAll2024July Monthly Peak | Portfolio Adjusted | 1-in-10 | Size: Under 20 kW | All | 2024 | July Monthly Peak | 7 | 1.0685 | 1.0285 | 1.0024 | 0.98819 | 0.98021 | 0.99092 | 0.93285 | 1.0686 | 1.4281 | 1.8005 | 2.0762 | 2.2309 | 2.2988 | 2.3604 | 2.3952 | 2.3728 | 2.265 | 1.9662 | 1.6462 | 1.4891 | 1.4991 | 1.3499 | 1.2162 | 1.1323 | 0 | 0 | 0 | 0 | 0 | 0 | 0 | 0 | 0 | 0 | 0 | 0 | 0 | 0 | 0.047905 | 0.047456 | 0.045299 | 0.039324 | 0 | 0 | 0 | 0 | 0 | 0 | 74.8381 | 73.8159 | 72.8282 | 71.9562 | 71.1985 | 70.4577 | 69.9337 | 70.23 | 73.3997 | 78.246 | 82.9281 | 86.4901 | 88.9027 | 90.6307 | 91.8458 | 92.2396 | 92.5361 | 91.7192 | 90.0623 | 87.7919 | 84.8571 | 81.8232 | 79.6744 | 78.2001 | 0.012949 | 0.012163 | 0.011954 | 0.011422 | 0.011532 | 0.012223 | 0.021231 | 0.020551 | 0.026326 | 0.030244 | 0.032369 | 0.03398 | 0.036008 | 0.03967 | 0.043294 | 0.045655 | 0.047398 | 0.040341 | 0.034535 | 0.022985 | 0.018152 | 0.015258 | 0.012855 | 0.012024
Portfolio Adjusted1-in-10Size: Under 20 kWAll2024August Monthly Peak | Portfolio Adjusted | 1-in-10 | Size: Under 20 kW | All | 2024 | August Monthly Peak | 8 | 1.0707 | 1.0322 | 1.0083 | 0.99408 | 0.98788 | 1.0093 | 0.9733 | 1.0715 | 1.432 | 1.8298 | 2.1259 | 2.3019 | 2.3793 | 2.4443 | 2.4811 | 2.4518 | 2.3296 | 2.0107 | 1.6701 | 1.5566 | 1.5396 | 1.3555 | 1.2183 | 1.1362 | 0 | 0 | 0 | 0 | 0 | 0 | 0 | 0 | 0 | 0 | 0 | 0 | 0 | 0 | 0.049621 | 0.049036 | 0.046593 | 0.040214 | 0 | 0 | 0 | 0 | 0 | 0 | 75.9598 | 74.9928 | 73.9132 | 73.0829 | 72.3004 | 71.6545 | 71.1224 | 71.1115 | 73.8087 | 78.5501 | 82.9963 | 87.2174 | 90.4242 | 92.6072 | 93.817 | 94.2494 | 93.9728 | 93.1347 | 91.9625 | 89.4649 | 85.6369 | 82.537 | 80.5259 | 78.7893 | 0.013125 | 0.012329 | 0.012117 | 0.011579 | 0.011693 | 0.012395 | 0.021526 | 0.020837 | 0.026691 | 0.030659 | 0.032814 | 0.034449 | 0.036505 | 0.040215 | 0.043892 | 0.046289 | 0.048057 | 0.040904 | 0.035007 | 0.023298 | 0.018399 | 0.015463 | 0.013028 | 0.012187
Portfolio Adjusted1-in-10Size: Under 20 kWAll2024September Monthly Peak | Portfolio Adjusted | 1-in-10 | Size: Under 20 kW | All | 2024 | September Monthly Peak | 9 | 1.0643 | 1.028 | 1.0026 | 0.98636 | 0.98221 | 1.01 | 1.027 | 1.0738 | 1.4365 | 1.8391 | 2.1438 | 2.3212 | 2.4025 | 2.4755 | 2.5157 | 2.4891 | 2.3665 | 2.0342 | 1.6921 | 1.6647 | 1.5273 | 1.3439 | 1.2124 | 1.1312 | 0 | 0 | 0 | 0 | 0 | 0 | 0 | 0 | 0 | 0 | 0 | 0 | 0 | 0 | 0.050314 | 0.049782 | 0.047329 | 0.040684 | 0 | 0 | 0 | 0 | 0 | 0 | 77.1623 | 75.9414 | 74.7363 | 73.9508 | 72.9504 | 72.0022 | 71.4139 | 71.3241 | 73.5628 | 78.3888 | 83.7039 | 88.7322 | 92.635 | 95.1707 | 95.8907 | 96.3041 | 96.1356 | 95.1997 | 93.5229 | 90.5909 | 86.494 | 83.0789 | 80.707 | 78.8816 | 0.013126 | 0.01233 | 0.012118 | 0.011579 | 0.011693 | 0.012395 | 0.021526 | 0.020837 | 0.026691 | 0.030663 | 0.032819 | 0.034453 | 0.036508 | 0.040219 | 0.043894 | 0.046289 | 0.048057 | 0.040904 | 0.035012 | 0.023301 | 0.018402 | 0.015466 | 0.01303 | 0.012188
Portfolio Adjusted1-in-10Size: Under 20 kWAll2024October Monthly Peak | Portfolio Adjusted | 1-in-10 | Size: Under 20 kW | All | 2024 | October Monthly Peak | 10 | 0.97963 | 0.95007 | 0.92942 | 0.91887 | 0.91686 | 0.93922 | 0.98573 | 0.97329 | 1.2099 | 1.5049 | 1.75 | 1.9062 | 1.9943 | 2.0717 | 2.1236 | 2.1136 | 1.999 | 1.7227 | 1.5763 | 1.5093 | 1.3699 | 1.2213 | 1.1131 | 1.0421 | 0 | 0 | 0 | 0 | 0 | 0 | 0 | 0 | 0 | 0 | 0 | 0 | 0 | 0 | 0.042472 | 0.042272 | 0.03998 | 0.034454 | 0 | 0 | 0 | 0 | 0 | 0 | 72.875 | 71.9272 | 70.9504 | 69.6366 | 68.6416 | 67.7948 | 67.4016 | 67.0578 | 67.9434 | 72.1531 | 77.3297 | 82.1113 | 85.524 | 87.9117 | 89.0777 | 89.4427 | 88.7832 | 87.1027 | 84.475 | 81.3665 | 78.2795 | 76.0547 | 74.3406 | 72.8927 | 0.013014 | 0.012224 | 0.012014 | 0.01148 | 0.011591 | 0.012285 | 0.021339 | 0.020655 | 0.026459 | 0.030396 | 0.032531 | 0.03415 | 0.036189 | 0.039869 | 0.043512 | 0.045886 | 0.047638 | 0.040546 | 0.034708 | 0.0231 | 0.018242 | 0.015334 | 0.012919 | 0.012084
Portfolio Adjusted1-in-10Size: Under 20 kWAll2024November Monthly Peak | Portfolio Adjusted | 1-in-10 | Size: Under 20 kW | All | 2024 | November Monthly Peak | 11 | 0.90352 | 0.88437 | 0.87635 | 0.87131 | 0.87532 | 0.89759 | 0.85537 | 0.86215 | 1.0592 | 1.2483 | 1.3847 | 1.4542 | 1.4816 | 1.5113 | 1.5331 | 1.5155 | 1.4894 | 1.5349 | 1.3825 | 1.2719 | 1.176 | 1.0673 | 0.99373 | 0.94053 | 0 | 0 | 0 | 0 | 0 | 0 | 0 | 0 | 0 | 0 | 0 | 0 | 0 | 0 | 0.030662 | 0.030311 | 0.029788 | 0.030697 | 0 | 0 | 0 | 0 | 0 | 0 | 60.6851 | 59.349 | 58.3212 | 57.0477 | 56.1695 | 55.5649 | 55.0996 | 55.0795 | 57.414 | 61.9284 | 67.3039 | 71.5426 | 74.2415 | 75.9196 | 76.9776 | 77.1306 | 76.1132 | 73.8386 | 71.1654 | 68.18 | 65.9979 | 64.411 | 62.8122 | 61.7368 | 0.012937 | 0.012152 | 0.011943 | 0.011412 | 0.011522 | 0.012215 | 0.021215 | 0.020537 | 0.026304 | 0.030228 | 0.032356 | 0.033965 | 0.035987 | 0.039644 | 0.04326 | 0.045616 | 0.047358 | 0.040311 | 0.034514 | 0.022971 | 0.01814 | 0.015245 | 0.012844 | 0.012014
Portfolio Adjusted1-in-10Size: Under 20 kWAll2024December Monthly Peak | Portfolio Adjusted | 1-in-10 | Size: Under 20 kW | All | 2024 | December Monthly Peak | 12 | 0.97564 | 0.95564 | 0.94641 | 0.94206 | 0.95449 | 0.99225 | 1.0617 | 1.045 | 1.2659 | 1.4597 | 1.5324 | 1.5155 | 1.4455 | 1.3895 | 1.3393 | 1.3078 | 1.3665 | 1.4984 | 1.3656 | 1.3039 | 1.2205 | 1.1388 | 1.0712 | 1.0232 | 0 | 0 | 0 | 0 | 0 | 0 | 0 | 0 | 0 | 0 | 0 | 0 | 0 | 0 | 0.026787 | 0.026156 | 0.027329 | 0.029967 | 0 | 0 | 0 | 0 | 0 | 0 | 42.061 | 41.3982 | 40.9514 | 40.5114 | 40.0333 | 39.3315 | 39.3143 | 39.2562 | 39.9927 | 42.4798 | 45.1058 | 47.4517 | 48.9348 | 49.5467 | 49.9026 | 49.925 | 49.2809 | 47.8045 | 46.1231 | 44.9922 | 44.0573 | 43.1222 | 42.621 | 42.1744 | 0.013455 | 0.012632 | 0.012415 | 0.011863 | 0.011965 | 0.012664 | 0.022028 | 0.021311 | 0.027312 | 0.031379 | 0.033563 | 0.035229 | 0.037351 | 0.041166 | 0.044925 | 0.047369 | 0.049177 | 0.041835 | 0.035845 | 0.023867 | 0.018842 | 0.015861 | 0.01336 | 0.012498
Portfolio Adjusted1-in-10Size: Under 20 kWAll2024Typical Event Day | Portfolio Adjusted | 1-in-10 | Size: Under 20 kW | All | 2024 | Typical Event Day | 8 | 1.0636 | 1.0257 | 1.0022 | 0.98826 | 0.98212 | 1.0032 | 0.96681 | 1.0596 | 1.4109 | 1.7979 | 2.0856 | 2.257 | 2.3338 | 2.3983 | 2.4355 | 2.4079 | 2.2891 | 1.9753 | 1.6447 | 1.5353 | 1.5223 | 1.3425 | 1.2077 | 1.127 | 0 | 0 | 0 | 0 | 0 | 0 | 0 | 0 | 0 | 0 | 0 | 0 | 0 | 0 | 0.048709 | 0.048158 | 0.045782 | 0.039506 | 0 | 0 | 0 | 0 | 0 | 0 | 75.176 | 74.0372 | 72.954 | 72.043 | 71.1655 | 70.2667 | 69.709 | 69.9856 | 72.9417 | 77.8265 | 82.7041 | 86.8542 | 89.8721 | 91.9157 | 93.0441 | 93.5162 | 93.6012 | 92.8255 | 91.4143 | 88.9757 | 85.3944 | 82.0331 | 79.7527 | 78.0249 | 0.013063 | 0.012269 | 0.012058 | 0.011523 | 0.011634 | 0.012329 | 0.021417 | 0.02073 | 0.026557 | 0.030504 | 0.032645 | 0.03427 | 0.036319 | 0.040014 | 0.043672 | 0.046057 | 0.047815 | 0.040694 | 0.034833 | 0.023183 | 0.018308 | 0.015391 | 0.012966 | 0.012129
Portfolio Adjusted1-in-10Size: Under 20 kWAll2025January Monthly Peak | Portfolio Adjusted | 1-in-10 | Size: Under 20 kW | All | 2025 | January Monthly Peak | 1 | 1.0108 | 0.99158 | 0.97705 | 0.97421 | 0.98776 | 1.0332 | 1.1339 | 1.1287 | 1.3857 | 1.5869 | 1.6574 | 1.6237 | 1.5313 | 1.4625 | 1.3972 | 1.3535 | 1.3663 | 1.5243 | 1.4178 | 1.3545 | 1.2655 | 1.1745 | 1.1005 | 1.0619 | 0 | 0 | 0 | 0 | 0 | 0 | 0 | 0 | 0 | 0 | 0 | 0 | 0 | 0 | 0.027944 | 0.02707 | 0.027326 | 0.030486 | 0 | 0 | 0 | 0 | 0 | 0 | 39.2574 | 38.7435 | 38.1378 | 37.3687 | 36.8838 | 36.4367 | 35.9111 | 35.6304 | 36.2545 | 39.1378 | 42.0648 | 44.4019 | 46.0878 | 47.2703 | 48.2721 | 48.484 | 48.1785 | 47.1441 | 45.3533 | 44.1687 | 43.1535 | 42.6385 | 42.014 | 41.3405 | 0.014483 | 0.01359 | 0.013354 | 0.012765 | 0.012871 | 0.013578 | 0.023666 | 0.022867 | 0.029349 | 0.033617 | 0.035901 | 0.03769 | 0.040038 | 0.044167 | 0.048259 | 0.050923 | 0.052867 | 0.044916 | 0.038446 | 0.025601 | 0.020209 | 0.017058 | 0.014362 | 0.013445
Portfolio Adjusted1-in-10Size: Under 20 kWAll2025February Monthly Peak | Portfolio Adjusted | 1-in-10 | Size: Under 20 kW | All | 2025 | February Monthly Peak | 2 | 0.93068 | 0.91313 | 0.90472 | 0.9044 | 0.91168 | 0.94033 | 0.98128 | 0.96155 | 1.1716 | 1.3431 | 1.4271 | 1.4324 | 1.4061 | 1.3834 | 1.3713 | 1.3494 | 1.3259 | 1.363 | 1.3708 | 1.283 | 1.1909 | 1.0925 | 1.0163 | 0.97126 | 0 | 0 | 0 | 0 | 0 | 0 | 0 | 0 | 0 | 0 | 0 | 0 | 0 | 0 | 0.027425 | 0.026987 | 0.026518 | 0.02726 | 0 | 0 | 0 | 0 | 0 | 0 | 46.7459 | 46.3369 | 46.0135 | 45.5191 | 45.2635 | 44.6951 | 44.1407 | 44.2947 | 45.4874 | 48.8825 | 52.0602 | 54.804 | 56.5493 | 57.5703 | 58.2188 | 58.4731 | 57.8227 | 56.8283 | 54.7691 | 52.6584 | 51.1439 | 49.8004 | 48.7052 | 47.4375 | 0.01301 | 0.01222 | 0.01201 | 0.011476 | 0.011585 | 0.012277 | 0.021329 | 0.020644 | 0.026446 | 0.030384 | 0.032517 | 0.034135 | 0.036174 | 0.039854 | 0.043493 | 0.045864 | 0.047616 | 0.040525 | 0.034696 | 0.023093 | 0.018236 | 0.015331 | 0.012916 | 0.012082
Portfolio Adjusted1-in-10Size: Under 20 kWAll2025March Monthly Peak | Portfolio Adjusted | 1-in-10 | Size: Under 20 kW | All | 2025 | March Monthly Peak | 3 | 0.91181 | 0.88691 | 0.87256 | 0.86718 | 0.87081 | 0.89182 | 0.92291 | 0.89083 | 1.0617 | 1.2503 | 1.386 | 1.4432 | 1.4668 | 1.4976 | 1.5248 | 1.5241 | 1.4659 | 1.3317 | 1.2439 | 1.2868 | 1.2046 | 1.0896 | 1.0047 | 0.95051 | 0 | 0 | 0 | 0 | 0 | 0 | 0 | 0 | 0 | 0 | 0 | 0 | 0 | 0 | 0.030497 | 0.030481 | 0.029318 | 0.026634 | 0 | 0 | 0 | 0 | 0 | 0 | 57.7044 | 56.3995 | 55.5709 | 54.8199 | 53.9635 | 52.9964 | 52.3898 | 52.9501 | 56.4881 | 61.6545 | 66.8386 | 71.2047 | 74.1476 | 75.7154 | 76.4766 | 76.912 | 76.5346 | 75.2607 | 72.7913 | 69.203 | 65.9726 | 63.0691 | 60.7915 | 59.067 | 0.012892 | 0.01211 | 0.011902 | 0.011372 | 0.011482 | 0.012174 | 0.021142 | 0.020467 | 0.026215 | 0.030128 | 0.032249 | 0.033854 | 0.035867 | 0.03951 | 0.043113 | 0.04546 | 0.047196 | 0.040175 | 0.034398 | 0.022894 | 0.018079 | 0.015193 | 0.0128 | 0.011973
Portfolio Adjusted1-in-10Size: Under 20 kWAll2025April Monthly Peak | Portfolio Adjusted | 1-in-10 | Size: Under 20 kW | All | 2025 | April Monthly Peak | 4 | 0.94396 | 0.91617 | 0.89793 | 0.88978 | 0.88941 | 0.90802 | 0.86752 | 0.88018 | 1.1239 | 1.3844 | 1.5835 | 1.7011 | 1.765 | 1.8326 | 1.8862 | 1.8851 | 1.8027 | 1.5788 | 1.3514 | 1.3546 | 1.3193 | 1.1725 | 1.0673 | 0.99748 | 0 | 0 | 0 | 0 | 0 | 0 | 0 | 0 | 0 | 0 | 0 | 0 | 0 | 0 | 0.037723 | 0.037702 | 0.036055 | 0.031577 | 0 | 0 | 0 | 0 | 0 | 0 | 68.3398 | 66.8685 | 65.2142 | 63.8642 | 62.7214 | 61.7387 | 61.1567 | 61.1643 | 64.428 | 70.4808 | 76.5749 | 81.8566 | 85.1295 | 87.0331 | 87.8864 | 88.433 | 88.3323 | 87.7053 | 85.8464 | 82.5109 | 78.1126 | 74.2293 | 71.5515 | 69.8686 | 0.012989 | 0.0122 | 0.011991 | 0.011457 | 0.011568 | 0.012264 | 0.021299 | 0.020619 | 0.026409 | 0.030349 | 0.032485 | 0.034101 | 0.036131 | 0.039802 | 0.043433 | 0.045799 | 0.047547 | 0.040473 | 0.034651 | 0.023062 | 0.018212 | 0.015306 | 0.012895 | 0.012062
Portfolio Adjusted1-in-10Size: Under 20 kWAll2025May Monthly Peak | Portfolio Adjusted | 1-in-10 | Size: Under 20 kW | All | 2025 | May Monthly Peak | 5 | 0.98041 | 0.9511 | 0.92947 | 0.91917 | 0.91521 | 0.91473 | 0.8199 | 0.91908 | 1.2031 | 1.5078 | 1.7375 | 1.8757 | 1.9425 | 2.0095 | 2.054 | 2.0503 | 1.964 | 1.7175 | 1.4482 | 1.3607 | 1.3822 | 1.2248 | 1.109 | 1.0373 | 0 | 0 | 0 | 0 | 0 | 0 | 0 | 0 | 0 | 0 | 0 | 0 | 0 | 0 | 0.04108 | 0.041006 | 0.039279 | 0.03435 | 0 | 0 | 0 | 0 | 0 | 0 | 70.9896 | 69.5115 | 68.0979 | 66.9588 | 65.8823 | 64.9969 | 64.5707 | 64.96 | 68.4687 | 74.1794 | 79.8924 | 84.0667 | 87.1401 | 89.181 | 90.6951 | 91.416 | 91.3072 | 90.4507 | 88.6711 | 86.1691 | 82.5512 | 78.5453 | 75.5919 | 72.9911 | 0.012995 | 0.012205 | 0.011996 | 0.011462 | 0.011573 | 0.012265 | 0.021306 | 0.020622 | 0.026418 | 0.030349 | 0.03248 | 0.034097 | 0.036133 | 0.039808 | 0.043445 | 0.045815 | 0.047564 | 0.040482 | 0.034655 | 0.023065 | 0.018215 | 0.015312 | 0.0129 | 0.012067
Portfolio Adjusted1-in-10Size: Under 20 kWAll2025June Monthly Peak | Portfolio Adjusted | 1-in-10 | Size: Under 20 kW | All | 2025 | June Monthly Peak | 6 | 1.0288 | 0.99359 | 0.97003 | 0.95751 | 0.94985 | 0.93637 | 0.8632 | 0.99421 | 1.313 | 1.6431 | 1.9015 | 2.0597 | 2.1412 | 2.217 | 2.2657 | 2.2502 | 2.1477 | 1.8709 | 1.563 | 1.4238 | 1.4375 | 1.2983 | 1.1709 | 1.0932 | 0 | 0 | 0 | 0 | 0 | 0 | 0 | 0 | 0 | 0 | 0 | 0 | 0 | 0 | 0.045315 | 0.045003 | 0.042954 | 0.037418 | 0 | 0 | 0 | 0 | 0 | 0 | 72.7439 | 71.3987 | 70.3384 | 69.1822 | 68.2128 | 66.9525 | 66.3661 | 67.2767 | 70.9956 | 76.121 | 81.188 | 84.9771 | 87.5265 | 89.2543 | 90.6229 | 91.2719 | 91.7604 | 91.2483 | 90.1096 | 88.0552 | 84.5898 | 80.6931 | 78.1035 | 76.2285 | 0.013088 | 0.012292 | 0.012081 | 0.011544 | 0.011655 | 0.012346 | 0.021453 | 0.020761 | 0.026601 | 0.030549 | 0.032688 | 0.034315 | 0.036373 | 0.040077 | 0.043745 | 0.046135 | 0.047896 | 0.040758 | 0.034888 | 0.023221 | 0.018337 | 0.01542 | 0.01299 | 0.012152
Portfolio Adjusted1-in-10Size: Under 20 kWAll2025July Monthly Peak | Portfolio Adjusted | 1-in-10 | Size: Under 20 kW | All | 2025 | July Monthly Peak | 7 | 1.0685 | 1.0285 | 1.0024 | 0.98819 | 0.98021 | 0.99092 | 0.93285 | 1.0686 | 1.4281 | 1.8005 | 2.0762 | 2.2309 | 2.2988 | 2.3604 | 2.3952 | 2.3728 | 2.265 | 1.9662 | 1.6462 | 1.4891 | 1.4991 | 1.3499 | 1.2162 | 1.1323 | 0 | 0 | 0 | 0 | 0 | 0 | 0 | 0 | 0 | 0 | 0 | 0 | 0 | 0 | 0.047905 | 0.047456 | 0.045299 | 0.039324 | 0 | 0 | 0 | 0 | 0 | 0 | 74.8381 | 73.8159 | 72.8282 | 71.9562 | 71.1985 | 70.4577 | 69.9337 | 70.23 | 73.3997 | 78.246 | 82.9281 | 86.4901 | 88.9027 | 90.6307 | 91.8458 | 92.2396 | 92.5361 | 91.7192 | 90.0623 | 87.7919 | 84.8571 | 81.8232 | 79.6744 | 78.2001 | 0.012949 | 0.012163 | 0.011954 | 0.011422 | 0.011532 | 0.012223 | 0.021231 | 0.020551 | 0.026326 | 0.030244 | 0.032369 | 0.03398 | 0.036008 | 0.03967 | 0.043294 | 0.045655 | 0.047398 | 0.040341 | 0.034535 | 0.022985 | 0.018152 | 0.015258 | 0.012855 | 0.012024
Portfolio Adjusted1-in-10Size: Under 20 kWAll2025August Monthly Peak | Portfolio Adjusted | 1-in-10 | Size: Under 20 kW | All | 2025 | August Monthly Peak | 8 | 1.0707 | 1.0322 | 1.0083 | 0.99408 | 0.98788 | 1.0093 | 0.9733 | 1.0715 | 1.432 | 1.8298 | 2.1259 | 2.3019 | 2.3793 | 2.4443 | 2.4811 | 2.4518 | 2.3296 | 2.0107 | 1.6701 | 1.5566 | 1.5396 | 1.3555 | 1.2183 | 1.1362 | 0 | 0 | 0 | 0 | 0 | 0 | 0 | 0 | 0 | 0 | 0 | 0 | 0 | 0 | 0.049621 | 0.049036 | 0.046593 | 0.040214 | 0 | 0 | 0 | 0 | 0 | 0 | 75.9598 | 74.9928 | 73.9132 | 73.0829 | 72.3004 | 71.6545 | 71.1224 | 71.1115 | 73.8087 | 78.5501 | 82.9963 | 87.2174 | 90.4242 | 92.6072 | 93.817 | 94.2493 | 93.9728 | 93.1347 | 91.9625 | 89.4649 | 85.6369 | 82.537 | 80.5259 | 78.7893 | 0.013125 | 0.012329 | 0.012117 | 0.011579 | 0.011693 | 0.012395 | 0.021526 | 0.020837 | 0.026691 | 0.030659 | 0.032814 | 0.034449 | 0.036505 | 0.040215 | 0.043892 | 0.046289 | 0.048057 | 0.040904 | 0.035007 | 0.023298 | 0.018399 | 0.015463 | 0.013028 | 0.012187
Portfolio Adjusted1-in-10Size: Under 20 kWAll2025September Monthly Peak | Portfolio Adjusted | 1-in-10 | Size: Under 20 kW | All | 2025 | September Monthly Peak | 9 | 1.0643 | 1.028 | 1.0026 | 0.98637 | 0.98221 | 1.01 | 1.027 | 1.0738 | 1.4365 | 1.8391 | 2.1438 | 2.3212 | 2.4025 | 2.4755 | 2.5157 | 2.4891 | 2.3665 | 2.0342 | 1.6921 | 1.6647 | 1.5273 | 1.3439 | 1.2124 | 1.1312 | 0 | 0 | 0 | 0 | 0 | 0 | 0 | 0 | 0 | 0 | 0 | 0 | 0 | 0 | 0.050314 | 0.049782 | 0.047329 | 0.040684 | 0 | 0 | 0 | 0 | 0 | 0 | 77.1623 | 75.9414 | 74.7363 | 73.9508 | 72.9504 | 72.0022 | 71.4139 | 71.3241 | 73.5628 | 78.3888 | 83.7039 | 88.7322 | 92.6351 | 95.1707 | 95.8907 | 96.3041 | 96.1356 | 95.1997 | 93.523 | 90.5909 | 86.494 | 83.0789 | 80.707 | 78.8816 | 0.013126 | 0.01233 | 0.012118 | 0.011579 | 0.011693 | 0.012395 | 0.021526 | 0.020837 | 0.026691 | 0.030663 | 0.032819 | 0.034453 | 0.036508 | 0.040219 | 0.043894 | 0.046289 | 0.048057 | 0.040904 | 0.035012 | 0.023301 | 0.018402 | 0.015466 | 0.01303 | 0.012188
Portfolio Adjusted1-in-10Size: Under 20 kWAll2025October Monthly Peak | Portfolio Adjusted | 1-in-10 | Size: Under 20 kW | All | 2025 | October Monthly Peak | 10 | 0.97963 | 0.95007 | 0.92942 | 0.91887 | 0.91686 | 0.93922 | 0.98573 | 0.97329 | 1.2099 | 1.5049 | 1.75 | 1.9062 | 1.9943 | 2.0717 | 2.1236 | 2.1136 | 1.999 | 1.7227 | 1.5763 | 1.5093 | 1.3699 | 1.2213 | 1.1131 | 1.0421 | 0 | 0 | 0 | 0 | 0 | 0 | 0 | 0 | 0 | 0 | 0 | 0 | 0 | 0 | 0.042472 | 0.042272 | 0.03998 | 0.034454 | 0 | 0 | 0 | 0 | 0 | 0 | 72.875 | 71.9272 | 70.9504 | 69.6366 | 68.6416 | 67.7947 | 67.4016 | 67.0578 | 67.9434 | 72.1531 | 77.3297 | 82.1113 | 85.524 | 87.9117 | 89.0777 | 89.4427 | 88.7832 | 87.1027 | 84.475 | 81.3665 | 78.2795 | 76.0547 | 74.3406 | 72.8927 | 0.013014 | 0.012224 | 0.012014 | 0.01148 | 0.011591 | 0.012285 | 0.021339 | 0.020655 | 0.026459 | 0.030396 | 0.032531 | 0.03415 | 0.036189 | 0.039869 | 0.043512 | 0.045886 | 0.047638 | 0.040546 | 0.034708 | 0.0231 | 0.018242 | 0.015334 | 0.012919 | 0.012084
Portfolio Adjusted1-in-10Size: Under 20 kWAll2025November Monthly Peak | Portfolio Adjusted | 1-in-10 | Size: Under 20 kW | All | 2025 | November Monthly Peak | 11 | 0.90352 | 0.88437 | 0.87635 | 0.87131 | 0.87532 | 0.89759 | 0.85537 | 0.86215 | 1.0592 | 1.2483 | 1.3847 | 1.4542 | 1.4816 | 1.5113 | 1.5331 | 1.5155 | 1.4894 | 1.5349 | 1.3825 | 1.2719 | 1.176 | 1.0673 | 0.99373 | 0.94053 | 0 | 0 | 0 | 0 | 0 | 0 | 0 | 0 | 0 | 0 | 0 | 0 | 0 | 0 | 0.030662 | 0.030311 | 0.029788 | 0.030697 | 0 | 0 | 0 | 0 | 0 | 0 | 60.6851 | 59.349 | 58.3212 | 57.0477 | 56.1695 | 55.5649 | 55.0996 | 55.0795 | 57.414 | 61.9284 | 67.3039 | 71.5426 | 74.2415 | 75.9196 | 76.9776 | 77.1306 | 76.1132 | 73.8386 | 71.1654 | 68.18 | 65.9979 | 64.411 | 62.8122 | 61.7368 | 0.012937 | 0.012152 | 0.011943 | 0.011412 | 0.011522 | 0.012215 | 0.021215 | 0.020537 | 0.026304 | 0.030228 | 0.032356 | 0.033965 | 0.035987 | 0.039644 | 0.04326 | 0.045616 | 0.047358 | 0.040311 | 0.034514 | 0.022971 | 0.01814 | 0.015245 | 0.012844 | 0.012014
Portfolio Adjusted1-in-10Size: Under 20 kWAll2025December Monthly Peak | Portfolio Adjusted | 1-in-10 | Size: Under 20 kW | All | 2025 | December Monthly Peak | 12 | 0.97564 | 0.95564 | 0.94641 | 0.94206 | 0.95449 | 0.99225 | 1.0617 | 1.045 | 1.2659 | 1.4597 | 1.5324 | 1.5155 | 1.4455 | 1.3895 | 1.3393 | 1.3078 | 1.3665 | 1.4984 | 1.3656 | 1.3039 | 1.2205 | 1.1388 | 1.0712 | 1.0232 | 0 | 0 | 0 | 0 | 0 | 0 | 0 | 0 | 0 | 0 | 0 | 0 | 0 | 0 | 0.026787 | 0.026156 | 0.027329 | 0.029967 | 0 | 0 | 0 | 0 | 0 | 0 | 42.061 | 41.3982 | 40.9514 | 40.5114 | 40.0333 | 39.3315 | 39.3143 | 39.2562 | 39.9927 | 42.4798 | 45.1058 | 47.4517 | 48.9348 | 49.5467 | 49.9026 | 49.925 | 49.2809 | 47.8045 | 46.1231 | 44.9922 | 44.0573 | 43.1222 | 42.621 | 42.1744 | 0.013455 | 0.012632 | 0.012415 | 0.011863 | 0.011965 | 0.012664 | 0.022028 | 0.021311 | 0.027312 | 0.031379 | 0.033563 | 0.035229 | 0.037351 | 0.041166 | 0.044925 | 0.047369 | 0.049177 | 0.041835 | 0.035845 | 0.023867 | 0.018842 | 0.015861 | 0.01336 | 0.012498
Portfolio Adjusted1-in-10Size: Under 20 kWAll2025Typical Event Day | Portfolio Adjusted | 1-in-10 | Size: Under 20 kW | All | 2025 | Typical Event Day | 8 | 1.0636 | 1.0257 | 1.0022 | 0.98826 | 0.98212 | 1.0032 | 0.96681 | 1.0596 | 1.4109 | 1.7979 | 2.0856 | 2.257 | 2.3338 | 2.3983 | 2.4355 | 2.4079 | 2.2891 | 1.9753 | 1.6447 | 1.5353 | 1.5223 | 1.3425 | 1.2077 | 1.127 | 0 | 0 | 0 | 0 | 0 | 0 | 0 | 0 | 0 | 0 | 0 | 0 | 0 | 0 | 0.048709 | 0.048158 | 0.045782 | 0.039506 | 0 | 0 | 0 | 0 | 0 | 0 | 75.176 | 74.0372 | 72.954 | 72.043 | 71.1655 | 70.2667 | 69.709 | 69.9856 | 72.9417 | 77.8265 | 82.7041 | 86.8542 | 89.8721 | 91.9157 | 93.0441 | 93.5162 | 93.6012 | 92.8255 | 91.4143 | 88.9757 | 85.3944 | 82.0331 | 79.7527 | 78.0249 | 0.013063 | 0.012269 | 0.012058 | 0.011523 | 0.011634 | 0.012329 | 0.021417 | 0.02073 | 0.026557 | 0.030504 | 0.032645 | 0.03427 | 0.036319 | 0.040014 | 0.043672 | 0.046057 | 0.047815 | 0.040694 | 0.034833 | 0.023183 | 0.018308 | 0.015391 | 0.012966 | 0.012129
Portfolio Adjusted1-in-2Size: Under 20 kWAll2015January Monthly Peak | Portfolio Adjusted | 1-in-2 | Size: Under 20 kW | All | 2015 | January Monthly Peak | 1
Portfolio Adjusted1-in-2Size: Under 20 kWAll2015February Monthly Peak | Portfolio Adjusted | 1-in-2 | Size: Under 20 kW | All | 2015 | February Monthly Peak | 2
Portfolio Adjusted1-in-2Size: Under 20 kWAll2015March Monthly Peak | Portfolio Adjusted | 1-in-2 | Size: Under 20 kW | All | 2015 | March Monthly Peak | 3
Portfolio Adjusted1-in-2Size: Under 20 kWAll2015April Monthly Peak | Portfolio Adjusted | 1-in-2 | Size: Under 20 kW | All | 2015 | April Monthly Peak | 4
Portfolio Adjusted1-in-2Size: Under 20 kWAll2015May Monthly Peak | Portfolio Adjusted | 1-in-2 | Size: Under 20 kW | All | 2015 | May Monthly Peak | 5
Portfolio Adjusted1-in-2Size: Under 20 kWAll2015June Monthly Peak | Portfolio Adjusted | 1-in-2 | Size: Under 20 kW | All | 2015 | June Monthly Peak | 6
Portfolio Adjusted1-in-2Size: Under 20 kWAll2015July Monthly Peak | Portfolio Adjusted | 1-in-2 | Size: Under 20 kW | All | 2015 | July Monthly Peak | 7
Portfolio Adjusted1-in-2Size: Under 20 kWAll2015August Monthly Peak | Portfolio Adjusted | 1-in-2 | Size: Under 20 kW | All | 2015 | August Monthly Peak | 8
Portfolio Adjusted1-in-2Size: Under 20 kWAll2015September Monthly Peak | Portfolio Adjusted | 1-in-2 | Size: Under 20 kW | All | 2015 | September Monthly Peak | 9
Portfolio Adjusted1-in-2Size: Under 20 kWAll2015October Monthly Peak | Portfolio Adjusted | 1-in-2 | Size: Under 20 kW | All | 2015 | October Monthly Peak | 10
Portfolio Adjusted1-in-2Size: Under 20 kWAll2015November Monthly Peak | Portfolio Adjusted | 1-in-2 | Size: Under 20 kW | All | 2015 | November Monthly Peak | 11
Portfolio Adjusted1-in-2Size: Under 20 kWAll2015December Monthly Peak | Portfolio Adjusted | 1-in-2 | Size: Under 20 kW | All | 2015 | December Monthly Peak | 12
Portfolio Adjusted1-in-2Size: Under 20 kWAll2015Typical Event Day | Portfolio Adjusted | 1-in-2 | Size: Under 20 kW | All | 2015 | Typical Event Day | 8
Portfolio Adjusted1-in-2Size: Under 20 kWAll2016January Monthly Peak | Portfolio Adjusted | 1-in-2 | Size: Under 20 kW | All | 2016 | January Monthly Peak | 1
Portfolio Adjusted1-in-2Size: Under 20 kWAll2016February Monthly Peak | Portfolio Adjusted | 1-in-2 | Size: Under 20 kW | All | 2016 | February Monthly Peak | 2
Portfolio Adjusted1-in-2Size: Under 20 kWAll2016March Monthly Peak | Portfolio Adjusted | 1-in-2 | Size: Under 20 kW | All | 2016 | March Monthly Peak | 3
Portfolio Adjusted1-in-2Size: Under 20 kWAll2016April Monthly Peak | Portfolio Adjusted | 1-in-2 | Size: Under 20 kW | All | 2016 | April Monthly Peak | 4
Portfolio Adjusted1-in-2Size: Under 20 kWAll2016May Monthly Peak | Portfolio Adjusted | 1-in-2 | Size: Under 20 kW | All | 2016 | May Monthly Peak | 5
Portfolio Adjusted1-in-2Size: Under 20 kWAll2016June Monthly Peak | Portfolio Adjusted | 1-in-2 | Size: Under 20 kW | All | 2016 | June Monthly Peak | 6
Portfolio Adjusted1-in-2Size: Under 20 kWAll2016July Monthly Peak | Portfolio Adjusted | 1-in-2 | Size: Under 20 kW | All | 2016 | July Monthly Peak | 7
Portfolio Adjusted1-in-2Size: Under 20 kWAll2016August Monthly Peak | Portfolio Adjusted | 1-in-2 | Size: Under 20 kW | All | 2016 | August Monthly Peak | 8
Portfolio Adjusted1-in-2Size: Under 20 kWAll2016September Monthly Peak | Portfolio Adjusted | 1-in-2 | Size: Under 20 kW | All | 2016 | September Monthly Peak | 9
Portfolio Adjusted1-in-2Size: Under 20 kWAll2016October Monthly Peak | Portfolio Adjusted | 1-in-2 | Size: Under 20 kW | All | 2016 | October Monthly Peak | 10
Portfolio Adjusted1-in-2Size: Under 20 kWAll2016November Monthly Peak | Portfolio Adjusted | 1-in-2 | Size: Under 20 kW | All | 2016 | November Monthly Peak | 11
Portfolio Adjusted1-in-2Size: Under 20 kWAll2016December Monthly Peak | Portfolio Adjusted | 1-in-2 | Size: Under 20 kW | All | 2016 | December Monthly Peak | 12
Portfolio Adjusted1-in-2Size: Under 20 kWAll2016Typical Event Day | Portfolio Adjusted | 1-in-2 | Size: Under 20 kW | All | 2016 | Typical Event Day | 8
Portfolio Adjusted1-in-2Size: Under 20 kWAll2017January Monthly Peak | Portfolio Adjusted | 1-in-2 | Size: Under 20 kW | All | 2017 | January Monthly Peak | 1
Portfolio Adjusted1-in-2Size: Under 20 kWAll2017February Monthly Peak | Portfolio Adjusted | 1-in-2 | Size: Under 20 kW | All | 2017 | February Monthly Peak | 2
Portfolio Adjusted1-in-2Size: Under 20 kWAll2017March Monthly Peak | Portfolio Adjusted | 1-in-2 | Size: Under 20 kW | All | 2017 | March Monthly Peak | 3
Portfolio Adjusted1-in-2Size: Under 20 kWAll2017April Monthly Peak | Portfolio Adjusted | 1-in-2 | Size: Under 20 kW | All | 2017 | April Monthly Peak | 4 | 0.91769 | 0.89238 | 0.87667 | 0.86984 | 0.87108 | 0.88982 | 0.85541 | 0.84631 | 1.0489 | 1.2583 | 1.4108 | 1.4951 | 1.5421 | 1.5968 | 1.6435 | 1.6476 | 1.5836 | 1.399 | 1.2228 | 1.2529 | 1.2397 | 1.1157 | 1.0237 | 0.96096 | 0 | 0 | 0 | 0 | 0 | 0 | 0 | 0 | 0 | 0 | 0 | 0 | 0 | 0 | 0.03287 | 0.032951 | 0.031673 | 0.027979 | 0 | 0 | 0 | 0 | 0 | 0 | 62.1592 | 61.0656 | 59.7113 | 58.543 | 57.6381 | 56.9423 | 56.4451 | 56.4376 | 58.9085 | 62.8938 | 67.7339 | 71.9961 | 75.2571 | 77.6438 | 78.8624 | 79.4772 | 79.568 | 79.0018 | 77.6225 | 75.1857 | 71.3991 | 68.4984 | 66.3528 | 64.0676 | 0.012864 | 0.012083 | 0.011876 | 0.011347 | 0.011457 | 0.012145 | 0.021094 | 0.020419 | 0.026155 | 0.030056 | 0.03217 | 0.03377 | 0.035782 | 0.039418 | 0.043014 | 0.045357 | 0.047089 | 0.040082 | 0.034317 | 0.022841 | 0.018037 | 0.01516 | 0.012772 | 0.011946
Portfolio Adjusted1-in-2Size: Under 20 kWAll2017May Monthly Peak | Portfolio Adjusted | 1-in-2 | Size: Under 20 kW | All | 2017 | May Monthly Peak | 5 | 0.94331 | 0.91718 | 0.89859 | 0.8899 | 0.88762 | 0.88651 | 0.79588 | 0.86755 | 1.0995 | 1.3419 | 1.5173 | 1.6193 | 1.6705 | 1.726 | 1.7658 | 1.77 | 1.7042 | 1.5004 | 1.292 | 1.2343 | 1.2814 | 1.1507 | 1.0505 | 0.98715 | 0 | 0 | 0 | 0 | 0 | 0 | 0 | 0 | 0 | 0 | 0 | 0 | 0 | 0 | 0.035316 | 0.035401 | 0.034084 | 0.030009 | 0 | 0 | 0 | 0 | 0 | 0 | 64.4201 | 63.5205 | 62.7519 | 61.8407 | 61.0288 | 60.4203 | 59.9062 | 60.3335 | 62.4495 | 66.0353 | 69.8953 | 73.6589 | 76.9484 | 79.4596 | 80.5049 | 81.1153 | 80.9975 | 80.0918 | 78.4544 | 75.9232 | 72.4597 | 69.5359 | 67.4162 | 65.9334 | 0.012868 | 0.012087 | 0.01188 | 0.011351 | 0.01146 | 0.012149 | 0.021101 | 0.020427 | 0.026163 | 0.03007 | 0.032186 | 0.033787 | 0.035797 | 0.039434 | 0.043029 | 0.045371 | 0.047103 | 0.040095 | 0.034332 | 0.022851 | 0.018045 | 0.015165 | 0.012777 | 0.01195
Portfolio Adjusted1-in-2Size: Under 20 kWAll2017June Monthly Peak | Portfolio Adjusted | 1-in-2 | Size: Under 20 kW | All | 2017 | June Monthly Peak | 6 | 1.0011 | 0.96817 | 0.9465 | 0.93509 | 0.92843 | 0.91394 | 0.84111 | 0.95381 | 1.2374 | 1.5276 | 1.7537 | 1.892 | 1.9665 | 2.0377 | 2.0861 | 2.0763 | 1.9851 | 1.7325 | 1.4626 | 1.3401 | 1.3694 | 1.2464 | 1.1291 | 1.0563 | 0 | 0 | 0 | 0 | 0 | 0 | 0 | 0 | 0 | 0 | 0 | 0 | 0 | 0 | 0.041721 | 0.041525 | 0.039703 | 0.034649 | 0 | 0 | 0 | 0 | 0 | 0 | 68.6655 | 67.5025 | 66.4631 | 65.4599 | 64.5195 | 63.5921 | 62.7861 | 63.5814 | 66.8931 | 71.6493 | 76.4231 | 80.7492 | 83.5175 | 85.0071 | 86.1053 | 86.574 | 86.9263 | 86.5272 | 85.5486 | 83.1505 | 79.723 | 75.6545 | 73.1849 | 71.3084 | 0.012897 | 0.012114 | 0.011906 | 0.011377 | 0.011486 | 0.012175 | 0.021148 | 0.020471 | 0.026222 | 0.030129 | 0.032248 | 0.033852 | 0.03587 | 0.039517 | 0.043123 | 0.045474 | 0.04721 | 0.040183 | 0.034402 | 0.022897 | 0.018082 | 0.015198 | 0.012804 | 0.011977
Portfolio Adjusted1-in-2Size: Under 20 kWAll2017July Monthly Peak | Portfolio Adjusted | 1-in-2 | Size: Under 20 kW | All | 2017 | July Monthly Peak | 7 | 1.0637 | 1.0241 | 0.99837 | 0.98429 | 0.97647 | 0.98697 | 0.92869 | 1.0618 | 1.4154 | 1.7819 | 2.0531 | 2.2053 | 2.2723 | 2.3336 | 2.3689 | 2.3475 | 2.2408 | 1.9453 | 1.6309 | 1.4759 | 1.4884 | 1.3414 | 1.2093 | 1.126 | 0 | 0 | 0 | 0 | 0 | 0 | 0 | 0 | 0 | 0 | 0 | 0 | 0 | 0 | 0.047377 | 0.046949 | 0.044815 | 0.038906 | 0 | 0 | 0 | 0 | 0 | 0 | 75.0151 | 73.816 | 72.9645 | 72.1516 | 71.2613 | 70.3716 | 69.7671 | 70.3858 | 73.4334 | 77.4874 | 81.6414 | 85.1641 | 87.9319 | 89.4634 | 90.5163 | 90.9817 | 90.8534 | 89.9103 | 88.942 | 87.4553 | 84.7362 | 81.1997 | 78.7867 | 77.1245 | 0.01292 | 0.012136 | 0.011927 | 0.011397 | 0.011507 | 0.012198 | 0.021186 | 0.020508 | 0.026269 | 0.030183 | 0.032306 | 0.033914 | 0.035935 | 0.039587 | 0.043201 | 0.045556 | 0.047296 | 0.040257 | 0.034463 | 0.022937 | 0.018114 | 0.015224 | 0.012826 | 0.011997
Portfolio Adjusted1-in-2Size: Under 20 kWAll2017August Monthly Peak | Portfolio Adjusted | 1-in-2 | Size: Under 20 kW | All | 2017 | August Monthly Peak | 8 | 1.0485 | 1.0117 | 0.9891 | 0.97576 | 0.97013 | 0.99046 | 0.95318 | 1.0371 | 1.3709 | 1.7392 | 2.0128 | 2.1761 | 2.2509 | 2.3144 | 2.3525 | 2.3279 | 2.2134 | 1.9097 | 1.5967 | 1.4942 | 1.4882 | 1.3156 | 1.1855 | 1.107 | 0 | 0 | 0 | 0 | 0 | 0 | 0 | 0 | 0 | 0 | 0 | 0 | 0 | 0 | 0.047049 | 0.046557 | 0.044269 | 0.038195 | 0 | 0 | 0 | 0 | 0 | 0 | 73.9688 | 72.75 | 71.4503 | 70.521 | 69.7258 | 68.8371 | 68.3369 | 67.9296 | 70.1318 | 75.1855 | 80.6048 | 85.1472 | 88.3968 | 90.2951 | 91.4914 | 92.0638 | 92.1826 | 91.7101 | 90.174 | 87.0349 | 82.8974 | 79.7855 | 77.6841 | 76.032 | 0.012946 | 0.012161 | 0.011952 | 0.011421 | 0.011533 | 0.012228 | 0.021234 | 0.020556 | 0.026328 | 0.030254 | 0.032385 | 0.033996 | 0.036019 | 0.039677 | 0.043298 | 0.045658 | 0.047401 | 0.04035 | 0.034541 | 0.022988 | 0.018154 | 0.015255 | 0.012853 | 0.012022
Portfolio Adjusted1-in-2Size: Under 20 kWAll2017September Monthly Peak | Portfolio Adjusted | 1-in-2 | Size: Under 20 kW | All | 2017 | September Monthly Peak | 9 | 1.0268 | 0.99357 | 0.97037 | 0.95563 | 0.95222 | 0.9782 | 0.99365 | 1.0145 | 1.328 | 1.6769 | 1.9401 | 2.0942 | 2.1705 | 2.2406 | 2.2835 | 2.2652 | 2.1568 | 1.8521 | 1.5604 | 1.5535 | 1.4377 | 1.2752 | 1.1566 | 1.0817 | 0 | 0 | 0 | 0 | 0 | 0 | 0 | 0 | 0 | 0 | 0 | 0 | 0 | 0 | 0.045669 | 0.045304 | 0.043136 | 0.037041 | 0 | 0 | 0 | 0 | 0 | 0 | 72.4805 | 71.3775 | 70.2407 | 69.2157 | 68.2916 | 67.4811 | 67.0806 | 66.8822 | 69.0898 | 73.9783 | 79.2171 | 84.0051 | 87.908 | 90.1932 | 91.5051 | 92.0377 | 91.9995 | 91.106 | 89.714 | 86.8421 | 82.8329 | 79.7819 | 77.5987 | 76.1641 | 0.012882 | 0.0121 | 0.011892 | 0.011363 | 0.011473 | 0.012162 | 0.021124 | 0.020448 | 0.026192 | 0.030097 | 0.032215 | 0.033818 | 0.035832 | 0.039473 | 0.043075 | 0.045422 | 0.047156 | 0.040139 | 0.034365 | 0.022872 | 0.018062 | 0.01518 | 0.012789 | 0.011963
Portfolio Adjusted1-in-2Size: Under 20 kWAll2017October Monthly Peak | Portfolio Adjusted | 1-in-2 | Size: Under 20 kW | All | 2017 | October Monthly Peak | 10 | 0.94356 | 0.91712 | 0.89918 | 0.89026 | 0.88977 | 0.91118 | 0.96026 | 0.92147 | 1.1081 | 1.345 | 1.5413 | 1.6659 | 1.7412 | 1.8091 | 1.8583 | 1.8554 | 1.7588 | 1.5205 | 1.4307 | 1.39 | 1.2746 | 1.1502 | 1.0568 | 0.99316 | 0 | 0 | 0 | 0 | 0 | 0 | 0 | 0 | 0 | 0 | 0 | 0 | 0 | 0 | 0.037165 | 0.037107 | 0.035177 | 0.03041 | 0 | 0 | 0 | 0 | 0 | 0 | 64.372 | 63.4428 | 62.5836 | 61.5955 | 60.7352 | 60.0387 | 59.3599 | 58.9738 | 59.9161 | 64.0247 | 69.8556 | 76.0224 | 81.2942 | 84.3213 | 85.1788 | 85.8661 | 86.0399 | 85.1573 | 82.7701 | 78.2229 | 74.4811 | 71.5723 | 69.1995 | 67.3039 | 0.012834 | 0.012055 | 0.011848 | 0.011321 | 0.01143 | 0.012117 | 0.021046 | 0.020373 | 0.026095 | 0.029987 | 0.032097 | 0.033694 | 0.0357 | 0.039328 | 0.042915 | 0.045253 | 0.046981 | 0.03999 | 0.034239 | 0.022788 | 0.017996 | 0.015124 | 0.012742 | 0.011918
Portfolio Adjusted1-in-2Size: Under 20 kWAll2017November Monthly Peak | Portfolio Adjusted | 1-in-2 | Size: Under 20 kW | All | 2017 | November Monthly Peak | 11 | 0.90114 | 0.88241 | 0.87524 | 0.87051 | 0.87543 | 0.89869 | 0.86157 | 0.86408 | 1.0531 | 1.2288 | 1.3495 | 1.4051 | 1.4225 | 1.444 | 1.4599 | 1.4426 | 1.4233 | 1.4853 | 1.3477 | 1.2474 | 1.1581 | 1.0565 | 0.98682 | 0.93594 | 0 | 0 | 0 | 0 | 0 | 0 | 0 | 0 | 0 | 0 | 0 | 0 | 0 | 0 | 0.029199 | 0.028852 | 0.028466 | 0.029707 | 0 | 0 | 0 | 0 | 0 | 0 | 56.6771 | 55.751 | 55.0612 | 54.2489 | 53.1918 | 52.4464 | 52.2924 | 52.2582 | 54.8058 | 59.3111 | 64.1431 | 68.5584 | 71.4099 | 72.9546 | 73.7421 | 73.5776 | 71.9833 | 69.0434 | 65.7338 | 63.5795 | 61.8908 | 60.7778 | 59.7792 | 59.0068 | 0.012924 | 0.01214 | 0.011931 | 0.0114 | 0.01151 | 0.012202 | 0.021193 | 0.020516 | 0.026277 | 0.030198 | 0.032323 | 0.033931 | 0.035951 | 0.039604 | 0.043216 | 0.045569 | 0.047309 | 0.04027 | 0.034479 | 0.022948 | 0.018122 | 0.01523 | 0.012832 | 0.012002
Portfolio Adjusted1-in-2Size: Under 20 kWAll2017December Monthly Peak | Portfolio Adjusted | 1-in-2 | Size: Under 20 kW | All | 2017 | December Monthly Peak | 12 | 0.93265 | 0.91488 | 0.90535 | 0.90172 | 0.91143 | 0.9429 | 0.98903 | 0.95391 | 1.1383 | 1.3108 | 1.3883 | 1.3959 | 1.3613 | 1.3364 | 1.3159 | 1.2977 | 1.3469 | 1.4489 | 1.3253 | 1.2492 | 1.1701 | 1.0875 | 1.0217 | 0.97278 | 0 | 0 | 0 | 0 | 0 | 0 | 0 | 0 | 0 | 0 | 0 | 0 | 0 | 0 | 0.026317 | 0.025954 | 0.026937 | 0.028978 | 0 | 0 | 0 | 0 | 0 | 0 | 47.8598 | 47.1387 | 46.5971 | 46.019 | 45.5112 | 44.9522 | 44.7248 | 44.652 | 45.326 | 48.6112 | 52.3418 | 55.4489 | 57.5154 | 58.5394 | 59.1884 | 59.4717 | 58.8285 | 56.5471 | 53.7434 | 51.7028 | 50.1198 | 48.2536 | 46.5628 | 45.2981 | 0.012896 | 0.012112 | 0.011904 | 0.011375 | 0.011483 | 0.012171 | 0.021143 | 0.020465 | 0.026215 | 0.030125 | 0.032242 | 0.033846 | 0.035863 | 0.03951 | 0.043114 | 0.045461 | 0.047197 | 0.040171 | 0.034398 | 0.022895 | 0.01808 | 0.015198 | 0.012804 | 0.011976
Portfolio Adjusted1-in-2Size: Under 20 kWAll2017Typical Event Day | Portfolio Adjusted | 1-in-2 | Size: Under 20 kW | All | 2017 | Typical Event Day | 8 | 1.0401 | 1.004 | 0.98194 | 0.96896 | 0.96345 | 0.98344 | 0.94626 | 1.0235 | 1.3451 | 1.6994 | 1.9617 | 2.1184 | 2.1915 | 2.2538 | 2.2921 | 2.2696 | 2.1594 | 1.8632 | 1.5634 | 1.4667 | 1.4665 | 1.2995 | 1.1727 | 1.0959 | 0 | 0 | 0 | 0 | 0 | 0 | 0 | 0 | 0 | 0 | 0 | 0 | 0 | 0 | 0.045842 | 0.045392 | 0.043189 | 0.037264 | 0 | 0 | 0 | 0 | 0 | 0 | 72.5325 | 71.3615 | 70.2796 | 69.337 | 68.4495 | 67.5705 | 66.9927 | 67.1948 | 69.887 | 74.5751 | 79.4716 | 83.7664 | 86.9385 | 88.7397 | 89.9045 | 90.4143 | 90.4904 | 89.8134 | 88.5947 | 86.1207 | 82.5474 | 79.1054 | 76.8136 | 75.1572 | 0.012906 | 0.012123 | 0.011914 | 0.011384 | 0.011495 | 0.012185 | 0.021163 | 0.020486 | 0.026241 | 0.030152 | 0.032273 | 0.033879 | 0.035897 | 0.039545 | 0.043155 | 0.045506 | 0.047244 | 0.040213 | 0.034427 | 0.022913 | 0.018095 | 0.015208 | 0.012813 | 0.011984
Portfolio Adjusted1-in-2Size: Under 20 kWAll2018January Monthly Peak | Portfolio Adjusted | 1-in-2 | Size: Under 20 kW | All | 2018 | January Monthly Peak | 1 | 0.96963 | 0.95258 | 0.93835 | 0.93616 | 0.94787 | 0.98802 | 1.07 | 1.0479 | 1.2702 | 1.4482 | 1.5172 | 1.4995 | 1.4339 | 1.3892 | 1.3475 | 1.3163 | 1.3229 | 1.4613 | 1.3677 | 1.2957 | 1.2115 | 1.1225 | 1.0515 | 1.0132 | 0 | 0 | 0 | 0 | 0 | 0 | 0 | 0 | 0 | 0 | 0 | 0 | 0 | 0 | 0.026949 | 0.026326 | 0.026459 | 0.029227 | 0 | 0 | 0 | 0 | 0 | 0 | 43.8371 | 43.2195 | 42.5502 | 42.0291 | 41.487 | 41.1962 | 40.9704 | 40.7488 | 41.0655 | 43.2516 | 46.6984 | 49.3759 | 51.2615 | 52.5971 | 53.4044 | 53.7749 | 53.5212 | 52.1483 | 50.3314 | 48.9566 | 47.8417 | 46.9035 | 46.0617 | 45.3319 | 0.01346 | 0.012638 | 0.01242 | 0.011869 | 0.011977 | 0.012675 | 0.022042 | 0.021323 | 0.027332 | 0.031375 | 0.033555 | 0.035225 | 0.037356 | 0.041173 | 0.044949 | 0.047407 | 0.049217 | 0.041866 | 0.035844 | 0.023861 | 0.01884 | 0.015859 | 0.013358 | 0.012498
Portfolio Adjusted1-in-2Size: Under 20 kWAll2018February Monthly Peak | Portfolio Adjusted | 1-in-2 | Size: Under 20 kW | All | 2018 | February Monthly Peak | 2 | 0.93502 | 0.91722 | 0.90898 | 0.90853 | 0.91623 | 0.94567 | 0.98973 | 0.97239 | 1.1866 | 1.3602 | 1.4429 | 1.4444 | 1.413 | 1.3862 | 1.3701 | 1.3468 | 1.3246 | 1.3662 | 1.3735 | 1.2879 | 1.1953 | 1.0974 | 1.0211 | 0.97636 | 0 | 0 | 0 | 0 | 0 | 0 | 0 | 0 | 0 | 0 | 0 | 0 | 0 | 0 | 0.027401 | 0.026936 | 0.026492 | 0.027325 | 0 | 0 | 0 | 0 | 0 | 0 | 47.8664 | 47.4818 | 47.1367 | 46.7731 | 46.4458 | 46.2818 | 46.233 | 46.1979 | 46.5568 | 48.3481 | 50.3783 | 52.235 | 53.0297 | 53.0816 | 53.1314 | 52.6834 | 52.1932 | 51.2848 | 49.8653 | 48.4967 | 47.2338 | 46.4695 | 45.3218 | 44.2869 | 0.013057 | 0.012263 | 0.012053 | 0.011516 | 0.011626 | 0.012323 | 0.021406 | 0.020721 | 0.026542 | 0.030499 | 0.032643 | 0.034267 | 0.036309 | 0.040001 | 0.043651 | 0.046029 | 0.047787 | 0.040673 | 0.034825 | 0.023179 | 0.018304 | 0.015386 | 0.012963 | 0.012125
Portfolio Adjusted1-in-2Size: Under 20 kWAll2018March Monthly Peak | Portfolio Adjusted | 1-in-2 | Size: Under 20 kW | All | 2018 | March Monthly Peak | 3 | 0.93997 | 0.91453 | 0.90251 | 0.89738 | 0.90545 | 0.93362 | 0.99608 | 0.96832 | 1.1489 | 1.3227 | 1.4175 | 1.4211 | 1.3907 | 1.3755 | 1.3634 | 1.3507 | 1.3174 | 1.2478 | 1.1895 | 1.2695 | 1.1993 | 1.103 | 1.0263 | 0.97879 | 0 | 0 | 0 | 0 | 0 | 0 | 0 | 0 | 0 | 0 | 0 | 0 | 0 | 0 | 0.027269 | 0.027014 | 0.026347 | 0.024956 | 0 | 0 | 0 | 0 | 0 | 0 | 47.5938 | 46.8947 | 46.2506 | 45.8503 | 45.4986 | 45.0367 | 44.6604 | 44.5743 | 46.4529 | 48.7795 | 51.0665 | 53.082 | 54.4908 | 55.5101 | 55.9376 | 56.3675 | 56.1799 | 55.4862 | 53.9219 | 51.7933 | 50.3884 | 49.2209 | 48.316 | 47.4011 | 0.013143 | 0.012343 | 0.012131 | 0.011592 | 0.011701 | 0.012398 | 0.021542 | 0.020849 | 0.02671 | 0.030689 | 0.032841 | 0.034475 | 0.036535 | 0.040254 | 0.043928 | 0.046322 | 0.04809 | 0.040927 | 0.035045 | 0.023327 | 0.01842 | 0.015488 | 0.013048 | 0.012205
Portfolio Adjusted1-in-2Size: Under 20 kWAll2018April Monthly Peak | Portfolio Adjusted | 1-in-2 | Size: Under 20 kW | All | 2018 | April Monthly Peak | 4 | 0.91769 | 0.89238 | 0.87667 | 0.86984 | 0.87108 | 0.88982 | 0.85541 | 0.84631 | 1.0489 | 1.2583 | 1.4108 | 1.4951 | 1.5421 | 1.5968 | 1.6435 | 1.6476 | 1.5836 | 1.399 | 1.2228 | 1.2529 | 1.2397 | 1.1157 | 1.0237 | 0.96096 | 0 | 0 | 0 | 0 | 0 | 0 | 0 | 0 | 0 | 0 | 0 | 0 | 0 | 0 | 0.03287 | 0.032951 | 0.031673 | 0.027979 | 0 | 0 | 0 | 0 | 0 | 0 | 62.1592 | 61.0656 | 59.7113 | 58.543 | 57.6381 | 56.9423 | 56.4451 | 56.4376 | 58.9085 | 62.8938 | 67.7339 | 71.9961 | 75.2571 | 77.6438 | 78.8624 | 79.4772 | 79.568 | 79.0018 | 77.6225 | 75.1857 | 71.3991 | 68.4984 | 66.3528 | 64.0676 | 0.012864 | 0.012083 | 0.011876 | 0.011347 | 0.011457 | 0.012145 | 0.021094 | 0.020419 | 0.026155 | 0.030056 | 0.03217 | 0.03377 | 0.035782 | 0.039418 | 0.043014 | 0.045357 | 0.047089 | 0.040082 | 0.034317 | 0.022841 | 0.018037 | 0.01516 | 0.012772 | 0.011946
Portfolio Adjusted1-in-2Size: Under 20 kWAll2018May Monthly Peak | Portfolio Adjusted | 1-in-2 | Size: Under 20 kW | All | 2018 | May Monthly Peak | 5 | 0.94331 | 0.91718 | 0.89859 | 0.8899 | 0.88762 | 0.88651 | 0.79588 | 0.86755 | 1.0995 | 1.3419 | 1.5173 | 1.6193 | 1.6705 | 1.726 | 1.7658 | 1.77 | 1.7042 | 1.5004 | 1.292 | 1.2343 | 1.2814 | 1.1507 | 1.0505 | 0.98715 | 0 | 0 | 0 | 0 | 0 | 0 | 0 | 0 | 0 | 0 | 0 | 0 | 0 | 0 | 0.035316 | 0.035401 | 0.034084 | 0.030009 | 0 | 0 | 0 | 0 | 0 | 0 | 64.4201 | 63.5205 | 62.7519 | 61.8407 | 61.0288 | 60.4203 | 59.9062 | 60.3335 | 62.4495 | 66.0353 | 69.8953 | 73.6589 | 76.9484 | 79.4596 | 80.5049 | 81.1153 | 80.9974 | 80.0918 | 78.4544 | 75.9232 | 72.4597 | 69.5359 | 67.4162 | 65.9334 | 0.012868 | 0.012087 | 0.01188 | 0.011351 | 0.01146 | 0.012149 | 0.021101 | 0.020427 | 0.026163 | 0.03007 | 0.032186 | 0.033787 | 0.035797 | 0.039434 | 0.043029 | 0.045371 | 0.047103 | 0.040095 | 0.034332 | 0.022851 | 0.018045 | 0.015165 | 0.012777 | 0.01195
Portfolio Adjusted1-in-2Size: Under 20 kWAll2018June Monthly Peak | Portfolio Adjusted | 1-in-2 | Size: Under 20 kW | All | 2018 | June Monthly Peak | 6 | 1.0011 | 0.96817 | 0.9465 | 0.93509 | 0.92843 | 0.91394 | 0.84111 | 0.95381 | 1.2374 | 1.5276 | 1.7537 | 1.892 | 1.9665 | 2.0377 | 2.0861 | 2.0763 | 1.9851 | 1.7325 | 1.4626 | 1.3401 | 1.3694 | 1.2464 | 1.1291 | 1.0563 | 0 | 0 | 0 | 0 | 0 | 0 | 0 | 0 | 0 | 0 | 0 | 0 | 0 | 0 | 0.041721 | 0.041525 | 0.039703 | 0.034649 | 0 | 0 | 0 | 0 | 0 | 0 | 68.6655 | 67.5025 | 66.4631 | 65.4599 | 64.5195 | 63.5921 | 62.7861 | 63.5814 | 66.8931 | 71.6493 | 76.4231 | 80.7492 | 83.5175 | 85.0071 | 86.1053 | 86.574 | 86.9263 | 86.5272 | 85.5486 | 83.1505 | 79.723 | 75.6545 | 73.1849 | 71.3084 | 0.012897 | 0.012114 | 0.011906 | 0.011377 | 0.011486 | 0.012175 | 0.021148 | 0.020471 | 0.026222 | 0.030129 | 0.032248 | 0.033852 | 0.03587 | 0.039517 | 0.043123 | 0.045474 | 0.04721 | 0.040183 | 0.034402 | 0.022897 | 0.018082 | 0.015198 | 0.012804 | 0.011977
Portfolio Adjusted1-in-2Size: Under 20 kWAll2018July Monthly Peak | Portfolio Adjusted | 1-in-2 | Size: Under 20 kW | All | 2018 | July Monthly Peak | 7 | 1.0637 | 1.0241 | 0.99837 | 0.98429 | 0.97647 | 0.98697 | 0.92869 | 1.0618 | 1.4154 | 1.7819 | 2.0531 | 2.2053 | 2.2723 | 2.3336 | 2.3689 | 2.3475 | 2.2408 | 1.9453 | 1.6309 | 1.4759 | 1.4884 | 1.3414 | 1.2093 | 1.126 | 0 | 0 | 0 | 0 | 0 | 0 | 0 | 0 | 0 | 0 | 0 | 0 | 0 | 0 | 0.047377 | 0.046949 | 0.044815 | 0.038906 | 0 | 0 | 0 | 0 | 0 | 0 | 75.0151 | 73.816 | 72.9645 | 72.1516 | 71.2613 | 70.3716 | 69.7671 | 70.3858 | 73.4334 | 77.4874 | 81.6414 | 85.1641 | 87.9319 | 89.4634 | 90.5163 | 90.9817 | 90.8534 | 89.9103 | 88.942 | 87.4553 | 84.7362 | 81.1997 | 78.7867 | 77.1245 | 0.01292 | 0.012136 | 0.011927 | 0.011397 | 0.011507 | 0.012198 | 0.021186 | 0.020508 | 0.026269 | 0.030183 | 0.032306 | 0.033914 | 0.035935 | 0.039587 | 0.043201 | 0.045556 | 0.047296 | 0.040257 | 0.034463 | 0.022937 | 0.018114 | 0.015224 | 0.012826 | 0.011997
Portfolio Adjusted1-in-2Size: Under 20 kWAll2018August Monthly Peak | Portfolio Adjusted | 1-in-2 | Size: Under 20 kW | All | 2018 | August Monthly Peak | 8 | 1.0485 | 1.0117 | 0.9891 | 0.97576 | 0.97013 | 0.99046 | 0.95318 | 1.0371 | 1.3709 | 1.7392 | 2.0128 | 2.1761 | 2.2509 | 2.3144 | 2.3525 | 2.3279 | 2.2134 | 1.9097 | 1.5967 | 1.4942 | 1.4882 | 1.3156 | 1.1855 | 1.107 | 0 | 0 | 0 | 0 | 0 | 0 | 0 | 0 | 0 | 0 | 0 | 0 | 0 | 0 | 0.047049 | 0.046557 | 0.044269 | 0.038195 | 0 | 0 | 0 | 0 | 0 | 0 | 73.9688 | 72.75 | 71.4503 | 70.521 | 69.7258 | 68.8371 | 68.3369 | 67.9296 | 70.1318 | 75.1855 | 80.6048 | 85.1472 | 88.3968 | 90.2951 | 91.4914 | 92.0638 | 92.1826 | 91.7101 | 90.174 | 87.0349 | 82.8974 | 79.7855 | 77.6841 | 76.032 | 0.012946 | 0.012161 | 0.011952 | 0.011421 | 0.011533 | 0.012228 | 0.021234 | 0.020556 | 0.026328 | 0.030254 | 0.032385 | 0.033996 | 0.036019 | 0.039677 | 0.043298 | 0.045658 | 0.047401 | 0.04035 | 0.034541 | 0.022988 | 0.018154 | 0.015255 | 0.012853 | 0.012022
Portfolio Adjusted1-in-2Size: Under 20 kWAll2018September Monthly Peak | Portfolio Adjusted | 1-in-2 | Size: Under 20 kW | All | 2018 | September Monthly Peak | 9 | 1.0268 | 0.99357 | 0.97037 | 0.95563 | 0.95222 | 0.9782 | 0.99365 | 1.0145 | 1.328 | 1.6769 | 1.9401 | 2.0942 | 2.1705 | 2.2406 | 2.2835 | 2.2652 | 2.1568 | 1.8521 | 1.5604 | 1.5535 | 1.4377 | 1.2752 | 1.1566 | 1.0817 | 0 | 0 | 0 | 0 | 0 | 0 | 0 | 0 | 0 | 0 | 0 | 0 | 0 | 0 | 0.045669 | 0.045304 | 0.043136 | 0.037041 | 0 | 0 | 0 | 0 | 0 | 0 | 72.4805 | 71.3775 | 70.2407 | 69.2157 | 68.2916 | 67.4811 | 67.0806 | 66.8822 | 69.0898 | 73.9783 | 79.2171 | 84.0051 | 87.908 | 90.1932 | 91.5051 | 92.0377 | 91.9995 | 91.106 | 89.714 | 86.8421 | 82.8329 | 79.7819 | 77.5987 | 76.1641 | 0.012882 | 0.0121 | 0.011892 | 0.011363 | 0.011473 | 0.012162 | 0.021124 | 0.020448 | 0.026192 | 0.030097 | 0.032215 | 0.033818 | 0.035832 | 0.039473 | 0.043075 | 0.045422 | 0.047156 | 0.040139 | 0.034365 | 0.022872 | 0.018062 | 0.01518 | 0.012789 | 0.011963
Portfolio Adjusted1-in-2Size: Under 20 kWAll2018October Monthly Peak | Portfolio Adjusted | 1-in-2 | Size: Under 20 kW | All | 2018 | October Monthly Peak | 10 | 0.94356 | 0.91712 | 0.89918 | 0.89026 | 0.88977 | 0.91118 | 0.96026 | 0.92147 | 1.1081 | 1.345 | 1.5413 | 1.6659 | 1.7412 | 1.8091 | 1.8583 | 1.8554 | 1.7588 | 1.5205 | 1.4307 | 1.39 | 1.2746 | 1.1502 | 1.0568 | 0.99316 | 0 | 0 | 0 | 0 | 0 | 0 | 0 | 0 | 0 | 0 | 0 | 0 | 0 | 0 | 0.037165 | 0.037107 | 0.035177 | 0.03041 | 0 | 0 | 0 | 0 | 0 | 0 | 64.372 | 63.4428 | 62.5836 | 61.5955 | 60.7352 | 60.0387 | 59.3599 | 58.9738 | 59.9161 | 64.0247 | 69.8555 | 76.0224 | 81.2942 | 84.3213 | 85.1788 | 85.8661 | 86.0399 | 85.1573 | 82.7701 | 78.2229 | 74.4811 | 71.5723 | 69.1995 | 67.3039 | 0.012834 | 0.012055 | 0.011848 | 0.011321 | 0.01143 | 0.012117 | 0.021046 | 0.020373 | 0.026095 | 0.029987 | 0.032097 | 0.033694 | 0.0357 | 0.039328 | 0.042915 | 0.045253 | 0.046981 | 0.03999 | 0.034239 | 0.022788 | 0.017996 | 0.015124 | 0.012742 | 0.011918
Portfolio Adjusted1-in-2Size: Under 20 kWAll2018November Monthly Peak | Portfolio Adjusted | 1-in-2 | Size: Under 20 kW | All | 2018 | November Monthly Peak | 11 | 0.90114 | 0.88241 | 0.87524 | 0.87051 | 0.87543 | 0.89869 | 0.86157 | 0.86408 | 1.0531 | 1.2288 | 1.3495 | 1.4051 | 1.4225 | 1.444 | 1.4599 | 1.4426 | 1.4233 | 1.4853 | 1.3477 | 1.2474 | 1.1581 | 1.0565 | 0.98682 | 0.93594 | 0 | 0 | 0 | 0 | 0 | 0 | 0 | 0 | 0 | 0 | 0 | 0 | 0 | 0 | 0.029199 | 0.028852 | 0.028466 | 0.029707 | 0 | 0 | 0 | 0 | 0 | 0 | 56.6771 | 55.751 | 55.0612 | 54.2489 | 53.1918 | 52.4464 | 52.2924 | 52.2582 | 54.8058 | 59.3111 | 64.1431 | 68.5584 | 71.4099 | 72.9546 | 73.7421 | 73.5776 | 71.9833 | 69.0434 | 65.7338 | 63.5795 | 61.8908 | 60.7778 | 59.7792 | 59.0068 | 0.012924 | 0.01214 | 0.011931 | 0.0114 | 0.01151 | 0.012202 | 0.021193 | 0.020516 | 0.026277 | 0.030198 | 0.032323 | 0.033931 | 0.035951 | 0.039604 | 0.043216 | 0.045569 | 0.047309 | 0.04027 | 0.034479 | 0.022948 | 0.018122 | 0.01523 | 0.012832 | 0.012002
Portfolio Adjusted1-in-2Size: Under 20 kWAll2018December Monthly Peak | Portfolio Adjusted | 1-in-2 | Size: Under 20 kW | All | 2018 | December Monthly Peak | 12 | 0.93265 | 0.91488 | 0.90535 | 0.90172 | 0.91143 | 0.9429 | 0.98903 | 0.95391 | 1.1383 | 1.3108 | 1.3883 | 1.3959 | 1.3613 | 1.3364 | 1.3159 | 1.2977 | 1.3469 | 1.4489 | 1.3253 | 1.2492 | 1.1701 | 1.0875 | 1.0217 | 0.97278 | 0 | 0 | 0 | 0 | 0 | 0 | 0 | 0 | 0 | 0 | 0 | 0 | 0 | 0 | 0.026317 | 0.025954 | 0.026937 | 0.028979 | 0 | 0 | 0 | 0 | 0 | 0 | 47.8598 | 47.1387 | 46.5971 | 46.019 | 45.5112 | 44.9522 | 44.7248 | 44.652 | 45.326 | 48.6112 | 52.3418 | 55.4489 | 57.5154 | 58.5394 | 59.1884 | 59.4717 | 58.8285 | 56.5471 | 53.7434 | 51.7028 | 50.1198 | 48.2536 | 46.5628 | 45.2981 | 0.012896 | 0.012112 | 0.011904 | 0.011375 | 0.011483 | 0.012171 | 0.021143 | 0.020465 | 0.026215 | 0.030125 | 0.032242 | 0.033846 | 0.035863 | 0.03951 | 0.043114 | 0.045461 | 0.047197 | 0.040171 | 0.034398 | 0.022895 | 0.01808 | 0.015198 | 0.012804 | 0.011976
Portfolio Adjusted1-in-2Size: Under 20 kWAll2018Typical Event Day | Portfolio Adjusted | 1-in-2 | Size: Under 20 kW | All | 2018 | Typical Event Day | 8 | 1.0401 | 1.004 | 0.98194 | 0.96896 | 0.96345 | 0.98344 | 0.94626 | 1.0235 | 1.3451 | 1.6994 | 1.9617 | 2.1184 | 2.1915 | 2.2538 | 2.2921 | 2.2696 | 2.1594 | 1.8632 | 1.5634 | 1.4667 | 1.4665 | 1.2995 | 1.1727 | 1.0959 | 0 | 0 | 0 | 0 | 0 | 0 | 0 | 0 | 0 | 0 | 0 | 0 | 0 | 0 | 0.045842 | 0.045392 | 0.043189 | 0.037264 | 0 | 0 | 0 | 0 | 0 | 0 | 72.5325 | 71.3615 | 70.2796 | 69.337 | 68.4495 | 67.5705 | 66.9927 | 67.1948 | 69.887 | 74.5751 | 79.4716 | 83.7664 | 86.9386 | 88.7397 | 89.9045 | 90.4143 | 90.4904 | 89.8134 | 88.5947 | 86.1207 | 82.5474 | 79.1054 | 76.8136 | 75.1572 | 0.012906 | 0.012123 | 0.011914 | 0.011384 | 0.011495 | 0.012185 | 0.021163 | 0.020486 | 0.026241 | 0.030152 | 0.032273 | 0.033879 | 0.035897 | 0.039545 | 0.043155 | 0.045506 | 0.047244 | 0.040213 | 0.034427 | 0.022913 | 0.018095 | 0.015208 | 0.012813 | 0.011984
Portfolio Adjusted1-in-2Size: Under 20 kWAll2019January Monthly Peak | Portfolio Adjusted | 1-in-2 | Size: Under 20 kW | All | 2019 | January Monthly Peak | 1 | 0.96963 | 0.95258 | 0.93835 | 0.93616 | 0.94787 | 0.98802 | 1.07 | 1.0479 | 1.2702 | 1.4482 | 1.5172 | 1.4995 | 1.4339 | 1.3892 | 1.3475 | 1.3163 | 1.3229 | 1.4613 | 1.3677 | 1.2957 | 1.2115 | 1.1225 | 1.0515 | 1.0132 | 0 | 0 | 0 | 0 | 0 | 0 | 0 | 0 | 0 | 0 | 0 | 0 | 0 | 0 | 0.026949 | 0.026326 | 0.026459 | 0.029227 | 0 | 0 | 0 | 0 | 0 | 0 | 43.8371 | 43.2195 | 42.5502 | 42.0291 | 41.487 | 41.1962 | 40.9704 | 40.7488 | 41.0655 | 43.2516 | 46.6984 | 49.3759 | 51.2615 | 52.5971 | 53.4044 | 53.7749 | 53.5212 | 52.1483 | 50.3314 | 48.9566 | 47.8417 | 46.9035 | 46.0617 | 45.3319 | 0.01346 | 0.012638 | 0.01242 | 0.011869 | 0.011977 | 0.012675 | 0.022042 | 0.021323 | 0.027332 | 0.031375 | 0.033555 | 0.035225 | 0.037356 | 0.041173 | 0.044949 | 0.047407 | 0.049217 | 0.041866 | 0.035844 | 0.023861 | 0.01884 | 0.015859 | 0.013358 | 0.012498
Portfolio Adjusted1-in-2Size: Under 20 kWAll2019February Monthly Peak | Portfolio Adjusted | 1-in-2 | Size: Under 20 kW | All | 2019 | February Monthly Peak | 2 | 0.93502 | 0.91722 | 0.90898 | 0.90853 | 0.91623 | 0.94567 | 0.98973 | 0.97239 | 1.1866 | 1.3602 | 1.4429 | 1.4444 | 1.413 | 1.3862 | 1.3701 | 1.3468 | 1.3246 | 1.3662 | 1.3735 | 1.2879 | 1.1953 | 1.0974 | 1.0211 | 0.97636 | 0 | 0 | 0 | 0 | 0 | 0 | 0 | 0 | 0 | 0 | 0 | 0 | 0 | 0 | 0.027401 | 0.026936 | 0.026492 | 0.027325 | 0 | 0 | 0 | 0 | 0 | 0 | 47.8664 | 47.4818 | 47.1367 | 46.7731 | 46.4458 | 46.2818 | 46.233 | 46.1979 | 46.5568 | 48.3481 | 50.3783 | 52.235 | 53.0297 | 53.0816 | 53.1314 | 52.6834 | 52.1932 | 51.2848 | 49.8653 | 48.4967 | 47.2338 | 46.4695 | 45.3218 | 44.2869 | 0.013057 | 0.012263 | 0.012053 | 0.011516 | 0.011626 | 0.012323 | 0.021406 | 0.020721 | 0.026542 | 0.030499 | 0.032643 | 0.034267 | 0.036309 | 0.040001 | 0.043651 | 0.046029 | 0.047787 | 0.040673 | 0.034825 | 0.023179 | 0.018304 | 0.015386 | 0.012963 | 0.012125
Portfolio Adjusted1-in-2Size: Under 20 kWAll2019March Monthly Peak | Portfolio Adjusted | 1-in-2 | Size: Under 20 kW | All | 2019 | March Monthly Peak | 3 | 0.93997 | 0.91453 | 0.90251 | 0.89738 | 0.90545 | 0.93362 | 0.99608 | 0.96832 | 1.1489 | 1.3227 | 1.4175 | 1.4211 | 1.3907 | 1.3755 | 1.3634 | 1.3507 | 1.3174 | 1.2478 | 1.1895 | 1.2695 | 1.1993 | 1.103 | 1.0263 | 0.97879 | 0 | 0 | 0 | 0 | 0 | 0 | 0 | 0 | 0 | 0 | 0 | 0 | 0 | 0 | 0.027269 | 0.027014 | 0.026347 | 0.024956 | 0 | 0 | 0 | 0 | 0 | 0 | 47.5938 | 46.8947 | 46.2506 | 45.8503 | 45.4986 | 45.0367 | 44.6604 | 44.5743 | 46.4529 | 48.7795 | 51.0665 | 53.082 | 54.4908 | 55.5101 | 55.9376 | 56.3675 | 56.1799 | 55.4862 | 53.9219 | 51.7933 | 50.3884 | 49.2209 | 48.316 | 47.4011 | 0.013143 | 0.012343 | 0.012131 | 0.011592 | 0.011701 | 0.012398 | 0.021542 | 0.020849 | 0.02671 | 0.030689 | 0.032841 | 0.034475 | 0.036535 | 0.040254 | 0.043928 | 0.046322 | 0.04809 | 0.040927 | 0.035045 | 0.023327 | 0.01842 | 0.015488 | 0.013048 | 0.012205
Portfolio Adjusted1-in-2Size: Under 20 kWAll2019April Monthly Peak | Portfolio Adjusted | 1-in-2 | Size: Under 20 kW | All | 2019 | April Monthly Peak | 4 | 0.91769 | 0.89238 | 0.87667 | 0.86984 | 0.87108 | 0.88982 | 0.85541 | 0.84631 | 1.0489 | 1.2583 | 1.4108 | 1.4951 | 1.5421 | 1.5968 | 1.6435 | 1.6476 | 1.5836 | 1.399 | 1.2228 | 1.2529 | 1.2397 | 1.1157 | 1.0237 | 0.96096 | 0 | 0 | 0 | 0 | 0 | 0 | 0 | 0 | 0 | 0 | 0 | 0 | 0 | 0 | 0.03287 | 0.032951 | 0.031673 | 0.027979 | 0 | 0 | 0 | 0 | 0 | 0 | 62.1592 | 61.0656 | 59.7113 | 58.543 | 57.6381 | 56.9423 | 56.4451 | 56.4376 | 58.9085 | 62.8938 | 67.7339 | 71.9961 | 75.2571 | 77.6438 | 78.8624 | 79.4772 | 79.568 | 79.0018 | 77.6225 | 75.1857 | 71.3991 | 68.4984 | 66.3528 | 64.0676 | 0.012864 | 0.012083 | 0.011876 | 0.011347 | 0.011457 | 0.012145 | 0.021094 | 0.020419 | 0.026155 | 0.030056 | 0.03217 | 0.03377 | 0.035782 | 0.039418 | 0.043014 | 0.045357 | 0.047089 | 0.040082 | 0.034317 | 0.022841 | 0.018037 | 0.01516 | 0.012772 | 0.011946
Portfolio Adjusted1-in-2Size: Under 20 kWAll2019May Monthly Peak | Portfolio Adjusted | 1-in-2 | Size: Under 20 kW | All | 2019 | May Monthly Peak | 5 | 0.94331 | 0.91718 | 0.89859 | 0.8899 | 0.88762 | 0.88651 | 0.79588 | 0.86755 | 1.0995 | 1.3419 | 1.5173 | 1.6193 | 1.6705 | 1.726 | 1.7658 | 1.77 | 1.7042 | 1.5004 | 1.292 | 1.2343 | 1.2814 | 1.1507 | 1.0505 | 0.98715 | 0 | 0 | 0 | 0 | 0 | 0 | 0 | 0 | 0 | 0 | 0 | 0 | 0 | 0 | 0.035316 | 0.035401 | 0.034084 | 0.030009 | 0 | 0 | 0 | 0 | 0 | 0 | 64.4201 | 63.5205 | 62.7519 | 61.8407 | 61.0288 | 60.4203 | 59.9062 | 60.3335 | 62.4495 | 66.0353 | 69.8953 | 73.6589 | 76.9484 | 79.4596 | 80.5049 | 81.1153 | 80.9975 | 80.0918 | 78.4544 | 75.9232 | 72.4597 | 69.5359 | 67.4162 | 65.9334 | 0.012868 | 0.012087 | 0.01188 | 0.011351 | 0.01146 | 0.012149 | 0.021101 | 0.020427 | 0.026163 | 0.03007 | 0.032186 | 0.033787 | 0.035797 | 0.039434 | 0.043029 | 0.045371 | 0.047103 | 0.040095 | 0.034332 | 0.022851 | 0.018045 | 0.015165 | 0.012777 | 0.01195
Portfolio Adjusted1-in-2Size: Under 20 kWAll2019June Monthly Peak | Portfolio Adjusted | 1-in-2 | Size: Under 20 kW | All | 2019 | June Monthly Peak | 6 | 1.0011 | 0.96817 | 0.9465 | 0.93509 | 0.92843 | 0.91394 | 0.84111 | 0.95381 | 1.2374 | 1.5276 | 1.7537 | 1.892 | 1.9665 | 2.0377 | 2.0861 | 2.0763 | 1.9851 | 1.7325 | 1.4626 | 1.3401 | 1.3694 | 1.2464 | 1.1291 | 1.0563 | 0 | 0 | 0 | 0 | 0 | 0 | 0 | 0 | 0 | 0 | 0 | 0 | 0 | 0 | 0.041721 | 0.041525 | 0.039703 | 0.034649 | 0 | 0 | 0 | 0 | 0 | 0 | 68.6655 | 67.5025 | 66.4631 | 65.4599 | 64.5195 | 63.5921 | 62.7861 | 63.5814 | 66.8931 | 71.6493 | 76.4231 | 80.7492 | 83.5175 | 85.007 | 86.1053 | 86.574 | 86.9263 | 86.5272 | 85.5486 | 83.1505 | 79.723 | 75.6545 | 73.1849 | 71.3084 | 0.012897 | 0.012114 | 0.011906 | 0.011377 | 0.011486 | 0.012175 | 0.021148 | 0.020471 | 0.026222 | 0.030129 | 0.032248 | 0.033852 | 0.03587 | 0.039517 | 0.043123 | 0.045474 | 0.04721 | 0.040183 | 0.034402 | 0.022897 | 0.018082 | 0.015198 | 0.012804 | 0.011977
Portfolio Adjusted1-in-2Size: Under 20 kWAll2019July Monthly Peak | Portfolio Adjusted | 1-in-2 | Size: Under 20 kW | All | 2019 | July Monthly Peak | 7 | 1.0637 | 1.0241 | 0.99837 | 0.98429 | 0.97647 | 0.98697 | 0.92869 | 1.0618 | 1.4154 | 1.7819 | 2.0531 | 2.2053 | 2.2723 | 2.3336 | 2.3689 | 2.3475 | 2.2408 | 1.9453 | 1.6309 | 1.4759 | 1.4884 | 1.3414 | 1.2093 | 1.126 | 0 | 0 | 0 | 0 | 0 | 0 | 0 | 0 | 0 | 0 | 0 | 0 | 0 | 0 | 0.047377 | 0.046949 | 0.044815 | 0.038906 | 0 | 0 | 0 | 0 | 0 | 0 | 75.0151 | 73.816 | 72.9645 | 72.1516 | 71.2613 | 70.3716 | 69.7671 | 70.3858 | 73.4334 | 77.4874 | 81.6414 | 85.1641 | 87.9319 | 89.4634 | 90.5163 | 90.9817 | 90.8534 | 89.9103 | 88.942 | 87.4553 | 84.7362 | 81.1997 | 78.7867 | 77.1245 | 0.01292 | 0.012136 | 0.011927 | 0.011397 | 0.011507 | 0.012198 | 0.021186 | 0.020508 | 0.026269 | 0.030183 | 0.032306 | 0.033914 | 0.035935 | 0.039587 | 0.043201 | 0.045556 | 0.047296 | 0.040257 | 0.034463 | 0.022937 | 0.018114 | 0.015224 | 0.012826 | 0.011997
Portfolio Adjusted1-in-2Size: Under 20 kWAll2019August Monthly Peak | Portfolio Adjusted | 1-in-2 | Size: Under 20 kW | All | 2019 | August Monthly Peak | 8 | 1.0485 | 1.0117 | 0.9891 | 0.97576 | 0.97013 | 0.99046 | 0.95318 | 1.0371 | 1.3709 | 1.7392 | 2.0128 | 2.1761 | 2.2509 | 2.3144 | 2.3525 | 2.3279 | 2.2134 | 1.9097 | 1.5967 | 1.4942 | 1.4882 | 1.3156 | 1.1855 | 1.107 | 0 | 0 | 0 | 0 | 0 | 0 | 0 | 0 | 0 | 0 | 0 | 0 | 0 | 0 | 0.047049 | 0.046557 | 0.044269 | 0.038195 | 0 | 0 | 0 | 0 | 0 | 0 | 73.9688 | 72.75 | 71.4503 | 70.521 | 69.7258 | 68.8371 | 68.3369 | 67.9296 | 70.1318 | 75.1855 | 80.6048 | 85.1472 | 88.3968 | 90.2951 | 91.4914 | 92.0638 | 92.1826 | 91.7101 | 90.174 | 87.0349 | 82.8974 | 79.7855 | 77.6841 | 76.032 | 0.012946 | 0.012161 | 0.011952 | 0.011421 | 0.011533 | 0.012228 | 0.021234 | 0.020556 | 0.026328 | 0.030254 | 0.032385 | 0.033996 | 0.036019 | 0.039677 | 0.043298 | 0.045658 | 0.047401 | 0.04035 | 0.034541 | 0.022988 | 0.018154 | 0.015255 | 0.012853 | 0.012022
Portfolio Adjusted1-in-2Size: Under 20 kWAll2019September Monthly Peak | Portfolio Adjusted | 1-in-2 | Size: Under 20 kW | All | 2019 | September Monthly Peak | 9 | 1.0268 | 0.99357 | 0.97037 | 0.95563 | 0.95222 | 0.9782 | 0.99365 | 1.0145 | 1.328 | 1.6769 | 1.9401 | 2.0942 | 2.1705 | 2.2406 | 2.2835 | 2.2652 | 2.1568 | 1.8521 | 1.5604 | 1.5535 | 1.4377 | 1.2752 | 1.1566 | 1.0817 | 0 | 0 | 0 | 0 | 0 | 0 | 0 | 0 | 0 | 0 | 0 | 0 | 0 | 0 | 0.045669 | 0.045304 | 0.043136 | 0.037041 | 0 | 0 | 0 | 0 | 0 | 0 | 72.4805 | 71.3775 | 70.2407 | 69.2157 | 68.2916 | 67.4811 | 67.0806 | 66.8822 | 69.0898 | 73.9783 | 79.2171 | 84.0051 | 87.908 | 90.1932 | 91.5051 | 92.0377 | 91.9995 | 91.106 | 89.714 | 86.8421 | 82.8329 | 79.7819 | 77.5987 | 76.1641 | 0.012882 | 0.0121 | 0.011892 | 0.011363 | 0.011473 | 0.012162 | 0.021124 | 0.020448 | 0.026192 | 0.030097 | 0.032215 | 0.033818 | 0.035832 | 0.039473 | 0.043075 | 0.045422 | 0.047156 | 0.040139 | 0.034365 | 0.022872 | 0.018062 | 0.01518 | 0.012789 | 0.011963
Portfolio Adjusted1-in-2Size: Under 20 kWAll2019October Monthly Peak | Portfolio Adjusted | 1-in-2 | Size: Under 20 kW | All | 2019 | October Monthly Peak | 10 | 0.94356 | 0.91712 | 0.89918 | 0.89026 | 0.88977 | 0.91118 | 0.96026 | 0.92147 | 1.1081 | 1.345 | 1.5413 | 1.6659 | 1.7412 | 1.8091 | 1.8583 | 1.8554 | 1.7588 | 1.5205 | 1.4307 | 1.39 | 1.2746 | 1.1502 | 1.0568 | 0.99316 | 0 | 0 | 0 | 0 | 0 | 0 | 0 | 0 | 0 | 0 | 0 | 0 | 0 | 0 | 0.037165 | 0.037107 | 0.035177 | 0.03041 | 0 | 0 | 0 | 0 | 0 | 0 | 64.372 | 63.4428 | 62.5836 | 61.5955 | 60.7352 | 60.0387 | 59.3599 | 58.9738 | 59.9161 | 64.0247 | 69.8555 | 76.0224 | 81.2942 | 84.3213 | 85.1788 | 85.8661 | 86.0399 | 85.1573 | 82.7701 | 78.2229 | 74.4811 | 71.5723 | 69.1995 | 67.3039 | 0.012834 | 0.012055 | 0.011848 | 0.011321 | 0.01143 | 0.012117 | 0.021046 | 0.020373 | 0.026095 | 0.029987 | 0.032097 | 0.033694 | 0.0357 | 0.039328 | 0.042915 | 0.045253 | 0.046981 | 0.03999 | 0.034239 | 0.022788 | 0.017996 | 0.015124 | 0.012742 | 0.011918
Portfolio Adjusted1-in-2Size: Under 20 kWAll2019November Monthly Peak | Portfolio Adjusted | 1-in-2 | Size: Under 20 kW | All | 2019 | November Monthly Peak | 11 | 0.90114 | 0.88241 | 0.87524 | 0.87051 | 0.87543 | 0.89869 | 0.86157 | 0.86408 | 1.0531 | 1.2288 | 1.3495 | 1.4051 | 1.4225 | 1.444 | 1.4599 | 1.4426 | 1.4233 | 1.4853 | 1.3477 | 1.2474 | 1.1581 | 1.0565 | 0.98682 | 0.93594 | 0 | 0 | 0 | 0 | 0 | 0 | 0 | 0 | 0 | 0 | 0 | 0 | 0 | 0 | 0.029199 | 0.028852 | 0.028466 | 0.029707 | 0 | 0 | 0 | 0 | 0 | 0 | 56.6771 | 55.751 | 55.0612 | 54.2489 | 53.1918 | 52.4464 | 52.2924 | 52.2582 | 54.8058 | 59.3111 | 64.1431 | 68.5584 | 71.4099 | 72.9546 | 73.7421 | 73.5776 | 71.9833 | 69.0434 | 65.7338 | 63.5795 | 61.8908 | 60.7778 | 59.7792 | 59.0068 | 0.012924 | 0.01214 | 0.011931 | 0.0114 | 0.01151 | 0.012202 | 0.021193 | 0.020516 | 0.026277 | 0.030198 | 0.032323 | 0.033931 | 0.035951 | 0.039604 | 0.043216 | 0.045569 | 0.047309 | 0.04027 | 0.034479 | 0.022948 | 0.018122 | 0.01523 | 0.012832 | 0.012002
Portfolio Adjusted1-in-2Size: Under 20 kWAll2019December Monthly Peak | Portfolio Adjusted | 1-in-2 | Size: Under 20 kW | All | 2019 | December Monthly Peak | 12 | 0.93265 | 0.91488 | 0.90535 | 0.90172 | 0.91143 | 0.9429 | 0.98903 | 0.95391 | 1.1383 | 1.3108 | 1.3883 | 1.3959 | 1.3613 | 1.3364 | 1.3159 | 1.2977 | 1.3469 | 1.4489 | 1.3253 | 1.2492 | 1.1701 | 1.0875 | 1.0217 | 0.97278 | 0 | 0 | 0 | 0 | 0 | 0 | 0 | 0 | 0 | 0 | 0 | 0 | 0 | 0 | 0.026317 | 0.025954 | 0.026937 | 0.028978 | 0 | 0 | 0 | 0 | 0 | 0 | 47.8598 | 47.1387 | 46.5971 | 46.019 | 45.5112 | 44.9522 | 44.7248 | 44.652 | 45.326 | 48.6112 | 52.3418 | 55.4489 | 57.5154 | 58.5394 | 59.1884 | 59.4717 | 58.8285 | 56.5471 | 53.7434 | 51.7028 | 50.1198 | 48.2536 | 46.5628 | 45.2981 | 0.012896 | 0.012112 | 0.011904 | 0.011375 | 0.011483 | 0.012171 | 0.021143 | 0.020465 | 0.026215 | 0.030125 | 0.032242 | 0.033846 | 0.035863 | 0.03951 | 0.043114 | 0.045461 | 0.047197 | 0.040171 | 0.034398 | 0.022895 | 0.01808 | 0.015198 | 0.012804 | 0.011976
Portfolio Adjusted1-in-2Size: Under 20 kWAll2019Typical Event Day | Portfolio Adjusted | 1-in-2 | Size: Under 20 kW | All | 2019 | Typical Event Day | 8 | 1.0401 | 1.004 | 0.98194 | 0.96896 | 0.96345 | 0.98344 | 0.94626 | 1.0235 | 1.3451 | 1.6994 | 1.9617 | 2.1184 | 2.1915 | 2.2538 | 2.2921 | 2.2696 | 2.1594 | 1.8632 | 1.5634 | 1.4667 | 1.4665 | 1.2995 | 1.1727 | 1.0959 | 0 | 0 | 0 | 0 | 0 | 0 | 0 | 0 | 0 | 0 | 0 | 0 | 0 | 0 | 0.045842 | 0.045392 | 0.043189 | 0.037264 | 0 | 0 | 0 | 0 | 0 | 0 | 72.5325 | 71.3615 | 70.2796 | 69.337 | 68.4495 | 67.5705 | 66.9927 | 67.1948 | 69.887 | 74.5751 | 79.4716 | 83.7664 | 86.9385 | 88.7397 | 89.9045 | 90.4143 | 90.4904 | 89.8134 | 88.5947 | 86.1207 | 82.5474 | 79.1054 | 76.8136 | 75.1572 | 0.012906 | 0.012123 | 0.011914 | 0.011384 | 0.011495 | 0.012185 | 0.021163 | 0.020486 | 0.026241 | 0.030152 | 0.032273 | 0.033879 | 0.035897 | 0.039545 | 0.043155 | 0.045506 | 0.047244 | 0.040213 | 0.034427 | 0.022913 | 0.018095 | 0.015208 | 0.012813 | 0.011984
Portfolio Adjusted1-in-2Size: Under 20 kWAll2020January Monthly Peak | Portfolio Adjusted | 1-in-2 | Size: Under 20 kW | All | 2020 | January Monthly Peak | 1 | 0.96963 | 0.95258 | 0.93835 | 0.93616 | 0.94787 | 0.98802 | 1.07 | 1.0479 | 1.2702 | 1.4482 | 1.5172 | 1.4995 | 1.4339 | 1.3892 | 1.3475 | 1.3163 | 1.3229 | 1.4613 | 1.3677 | 1.2957 | 1.2115 | 1.1225 | 1.0515 | 1.0132 | 0 | 0 | 0 | 0 | 0 | 0 | 0 | 0 | 0 | 0 | 0 | 0 | 0 | 0 | 0.026949 | 0.026326 | 0.026459 | 0.029227 | 0 | 0 | 0 | 0 | 0 | 0 | 43.8371 | 43.2195 | 42.5502 | 42.0291 | 41.487 | 41.1962 | 40.9704 | 40.7488 | 41.0655 | 43.2516 | 46.6984 | 49.3759 | 51.2615 | 52.5971 | 53.4044 | 53.7749 | 53.5212 | 52.1483 | 50.3314 | 48.9566 | 47.8417 | 46.9035 | 46.0617 | 45.3319 | 0.01346 | 0.012638 | 0.01242 | 0.011869 | 0.011977 | 0.012675 | 0.022042 | 0.021323 | 0.027332 | 0.031375 | 0.033555 | 0.035225 | 0.037356 | 0.041173 | 0.044949 | 0.047407 | 0.049217 | 0.041866 | 0.035844 | 0.023861 | 0.01884 | 0.015859 | 0.013358 | 0.012498
Portfolio Adjusted1-in-2Size: Under 20 kWAll2020February Monthly Peak | Portfolio Adjusted | 1-in-2 | Size: Under 20 kW | All | 2020 | February Monthly Peak | 2 | 0.93502 | 0.91722 | 0.90898 | 0.90853 | 0.91623 | 0.94567 | 0.98973 | 0.97239 | 1.1866 | 1.3602 | 1.4429 | 1.4444 | 1.413 | 1.3862 | 1.3701 | 1.3468 | 1.3246 | 1.3662 | 1.3735 | 1.2879 | 1.1953 | 1.0974 | 1.0211 | 0.97636 | 0 | 0 | 0 | 0 | 0 | 0 | 0 | 0 | 0 | 0 | 0 | 0 | 0 | 0 | 0.027401 | 0.026936 | 0.026492 | 0.027325 | 0 | 0 | 0 | 0 | 0 | 0 | 47.8664 | 47.4818 | 47.1367 | 46.7731 | 46.4458 | 46.2818 | 46.233 | 46.1979 | 46.5568 | 48.3481 | 50.3783 | 52.235 | 53.0297 | 53.0816 | 53.1314 | 52.6834 | 52.1932 | 51.2848 | 49.8653 | 48.4967 | 47.2338 | 46.4695 | 45.3218 | 44.2869 | 0.013057 | 0.012263 | 0.012053 | 0.011516 | 0.011626 | 0.012323 | 0.021406 | 0.020721 | 0.026542 | 0.030499 | 0.032643 | 0.034267 | 0.036309 | 0.040001 | 0.043651 | 0.046029 | 0.047787 | 0.040673 | 0.034825 | 0.023179 | 0.018304 | 0.015386 | 0.012963 | 0.012125
Portfolio Adjusted1-in-2Size: Under 20 kWAll2020March Monthly Peak | Portfolio Adjusted | 1-in-2 | Size: Under 20 kW | All | 2020 | March Monthly Peak | 3 | 0.93997 | 0.91453 | 0.90251 | 0.89738 | 0.90545 | 0.93362 | 0.99608 | 0.96832 | 1.1489 | 1.3227 | 1.4175 | 1.4211 | 1.3907 | 1.3755 | 1.3634 | 1.3507 | 1.3174 | 1.2478 | 1.1895 | 1.2695 | 1.1993 | 1.103 | 1.0263 | 0.97879 | 0 | 0 | 0 | 0 | 0 | 0 | 0 | 0 | 0 | 0 | 0 | 0 | 0 | 0 | 0.027269 | 0.027014 | 0.026347 | 0.024956 | 0 | 0 | 0 | 0 | 0 | 0 | 47.5938 | 46.8946 | 46.2506 | 45.8503 | 45.4986 | 45.0367 | 44.6604 | 44.5743 | 46.4529 | 48.7795 | 51.0665 | 53.082 | 54.4908 | 55.5101 | 55.9376 | 56.3675 | 56.1799 | 55.4862 | 53.9219 | 51.7933 | 50.3884 | 49.2209 | 48.316 | 47.4011 | 0.013143 | 0.012343 | 0.012131 | 0.011592 | 0.011701 | 0.012398 | 0.021542 | 0.020849 | 0.02671 | 0.030689 | 0.032841 | 0.034475 | 0.036535 | 0.040254 | 0.043928 | 0.046322 | 0.04809 | 0.040927 | 0.035045 | 0.023327 | 0.01842 | 0.015488 | 0.013048 | 0.012205
Portfolio Adjusted1-in-2Size: Under 20 kWAll2020April Monthly Peak | Portfolio Adjusted | 1-in-2 | Size: Under 20 kW | All | 2020 | April Monthly Peak | 4 | 0.91769 | 0.89238 | 0.87667 | 0.86984 | 0.87108 | 0.88982 | 0.85541 | 0.84631 | 1.0489 | 1.2583 | 1.4108 | 1.4951 | 1.5421 | 1.5968 | 1.6435 | 1.6476 | 1.5836 | 1.399 | 1.2228 | 1.2529 | 1.2397 | 1.1157 | 1.0237 | 0.96096 | 0 | 0 | 0 | 0 | 0 | 0 | 0 | 0 | 0 | 0 | 0 | 0 | 0 | 0 | 0.03287 | 0.032951 | 0.031673 | 0.027979 | 0 | 0 | 0 | 0 | 0 | 0 | 62.1592 | 61.0656 | 59.7113 | 58.543 | 57.6381 | 56.9423 | 56.4451 | 56.4376 | 58.9085 | 62.8938 | 67.7339 | 71.9961 | 75.2571 | 77.6438 | 78.8624 | 79.4772 | 79.568 | 79.0018 | 77.6225 | 75.1857 | 71.3991 | 68.4984 | 66.3528 | 64.0676 | 0.012864 | 0.012083 | 0.011876 | 0.011347 | 0.011457 | 0.012145 | 0.021094 | 0.020419 | 0.026155 | 0.030056 | 0.03217 | 0.03377 | 0.035782 | 0.039418 | 0.043014 | 0.045357 | 0.047089 | 0.040082 | 0.034317 | 0.022841 | 0.018037 | 0.01516 | 0.012772 | 0.011946
Portfolio Adjusted1-in-2Size: Under 20 kWAll2020May Monthly Peak | Portfolio Adjusted | 1-in-2 | Size: Under 20 kW | All | 2020 | May Monthly Peak | 5 | 0.94331 | 0.91718 | 0.89859 | 0.8899 | 0.88762 | 0.88651 | 0.79588 | 0.86755 | 1.0995 | 1.3419 | 1.5173 | 1.6193 | 1.6705 | 1.726 | 1.7658 | 1.77 | 1.7042 | 1.5004 | 1.292 | 1.2343 | 1.2814 | 1.1507 | 1.0505 | 0.98715 | 0 | 0 | 0 | 0 | 0 | 0 | 0 | 0 | 0 | 0 | 0 | 0 | 0 | 0 | 0.035316 | 0.035401 | 0.034084 | 0.030009 | 0 | 0 | 0 | 0 | 0 | 0 | 64.4201 | 63.5205 | 62.7519 | 61.8407 | 61.0288 | 60.4203 | 59.9062 | 60.3335 | 62.4495 | 66.0353 | 69.8953 | 73.6589 | 76.9484 | 79.4596 | 80.5049 | 81.1153 | 80.9974 | 80.0918 | 78.4544 | 75.9232 | 72.4597 | 69.5359 | 67.4162 | 65.9334 | 0.012868 | 0.012087 | 0.01188 | 0.011351 | 0.01146 | 0.012149 | 0.021101 | 0.020427 | 0.026163 | 0.03007 | 0.032186 | 0.033787 | 0.035797 | 0.039434 | 0.043029 | 0.045371 | 0.047103 | 0.040095 | 0.034332 | 0.022851 | 0.018045 | 0.015165 | 0.012777 | 0.01195
Portfolio Adjusted1-in-2Size: Under 20 kWAll2020June Monthly Peak | Portfolio Adjusted | 1-in-2 | Size: Under 20 kW | All | 2020 | June Monthly Peak | 6 | 1.0011 | 0.96817 | 0.9465 | 0.93509 | 0.92843 | 0.91394 | 0.84111 | 0.95381 | 1.2374 | 1.5276 | 1.7537 | 1.892 | 1.9665 | 2.0377 | 2.0861 | 2.0763 | 1.9851 | 1.7325 | 1.4626 | 1.3401 | 1.3694 | 1.2464 | 1.1291 | 1.0563 | 0 | 0 | 0 | 0 | 0 | 0 | 0 | 0 | 0 | 0 | 0 | 0 | 0 | 0 | 0.041721 | 0.041525 | 0.039703 | 0.034649 | 0 | 0 | 0 | 0 | 0 | 0 | 68.6655 | 67.5025 | 66.4631 | 65.4599 | 64.5195 | 63.5921 | 62.7861 | 63.5814 | 66.8931 | 71.6493 | 76.4231 | 80.7492 | 83.5175 | 85.0071 | 86.1053 | 86.574 | 86.9263 | 86.5272 | 85.5486 | 83.1505 | 79.723 | 75.6545 | 73.1849 | 71.3084 | 0.012897 | 0.012114 | 0.011906 | 0.011377 | 0.011486 | 0.012175 | 0.021148 | 0.020471 | 0.026222 | 0.030129 | 0.032248 | 0.033852 | 0.03587 | 0.039517 | 0.043123 | 0.045474 | 0.04721 | 0.040183 | 0.034402 | 0.022897 | 0.018082 | 0.015198 | 0.012804 | 0.011977
Portfolio Adjusted1-in-2Size: Under 20 kWAll2020July Monthly Peak | Portfolio Adjusted | 1-in-2 | Size: Under 20 kW | All | 2020 | July Monthly Peak | 7 | 1.0637 | 1.0241 | 0.99837 | 0.98429 | 0.97647 | 0.98697 | 0.92869 | 1.0618 | 1.4154 | 1.7819 | 2.0531 | 2.2053 | 2.2723 | 2.3336 | 2.3689 | 2.3475 | 2.2408 | 1.9453 | 1.6309 | 1.4759 | 1.4884 | 1.3414 | 1.2093 | 1.126 | 0 | 0 | 0 | 0 | 0 | 0 | 0 | 0 | 0 | 0 | 0 | 0 | 0 | 0 | 0.047377 | 0.046949 | 0.044815 | 0.038906 | 0 | 0 | 0 | 0 | 0 | 0 | 75.0151 | 73.816 | 72.9645 | 72.1516 | 71.2613 | 70.3716 | 69.7671 | 70.3858 | 73.4334 | 77.4874 | 81.6414 | 85.1641 | 87.9319 | 89.4634 | 90.5163 | 90.9817 | 90.8534 | 89.9103 | 88.942 | 87.4553 | 84.7362 | 81.1997 | 78.7867 | 77.1245 | 0.01292 | 0.012136 | 0.011927 | 0.011397 | 0.011507 | 0.012198 | 0.021186 | 0.020508 | 0.026269 | 0.030183 | 0.032306 | 0.033914 | 0.035935 | 0.039587 | 0.043201 | 0.045556 | 0.047296 | 0.040257 | 0.034463 | 0.022937 | 0.018114 | 0.015224 | 0.012826 | 0.011997
Portfolio Adjusted1-in-2Size: Under 20 kWAll2020August Monthly Peak | Portfolio Adjusted | 1-in-2 | Size: Under 20 kW | All | 2020 | August Monthly Peak | 8 | 1.0485 | 1.0117 | 0.9891 | 0.97576 | 0.97013 | 0.99046 | 0.95318 | 1.0371 | 1.3709 | 1.7392 | 2.0128 | 2.1761 | 2.2509 | 2.3144 | 2.3525 | 2.3279 | 2.2134 | 1.9097 | 1.5967 | 1.4942 | 1.4882 | 1.3156 | 1.1855 | 1.107 | 0 | 0 | 0 | 0 | 0 | 0 | 0 | 0 | 0 | 0 | 0 | 0 | 0 | 0 | 0.047049 | 0.046557 | 0.044269 | 0.038195 | 0 | 0 | 0 | 0 | 0 | 0 | 73.9688 | 72.75 | 71.4503 | 70.521 | 69.7258 | 68.8371 | 68.3369 | 67.9296 | 70.1318 | 75.1855 | 80.6048 | 85.1472 | 88.3968 | 90.2951 | 91.4914 | 92.0638 | 92.1826 | 91.7101 | 90.174 | 87.0349 | 82.8974 | 79.7855 | 77.6841 | 76.032 | 0.012946 | 0.012161 | 0.011952 | 0.011421 | 0.011533 | 0.012228 | 0.021234 | 0.020556 | 0.026328 | 0.030254 | 0.032385 | 0.033996 | 0.036019 | 0.039677 | 0.043298 | 0.045658 | 0.047401 | 0.04035 | 0.034541 | 0.022988 | 0.018154 | 0.015255 | 0.012853 | 0.012022
Portfolio Adjusted1-in-2Size: Under 20 kWAll2020September Monthly Peak | Portfolio Adjusted | 1-in-2 | Size: Under 20 kW | All | 2020 | September Monthly Peak | 9 | 1.0268 | 0.99357 | 0.97037 | 0.95563 | 0.95222 | 0.9782 | 0.99365 | 1.0145 | 1.328 | 1.6769 | 1.9401 | 2.0942 | 2.1705 | 2.2406 | 2.2835 | 2.2652 | 2.1568 | 1.8521 | 1.5604 | 1.5535 | 1.4377 | 1.2752 | 1.1566 | 1.0817 | 0 | 0 | 0 | 0 | 0 | 0 | 0 | 0 | 0 | 0 | 0 | 0 | 0 | 0 | 0.045669 | 0.045304 | 0.043136 | 0.037041 | 0 | 0 | 0 | 0 | 0 | 0 | 72.4805 | 71.3775 | 70.2407 | 69.2157 | 68.2916 | 67.4811 | 67.0806 | 66.8822 | 69.0898 | 73.9783 | 79.2171 | 84.0051 | 87.908 | 90.1932 | 91.5051 | 92.0377 | 91.9995 | 91.106 | 89.714 | 86.8421 | 82.8329 | 79.7819 | 77.5987 | 76.1641 | 0.012882 | 0.0121 | 0.011892 | 0.011363 | 0.011473 | 0.012162 | 0.021124 | 0.020448 | 0.026192 | 0.030097 | 0.032215 | 0.033818 | 0.035832 | 0.039473 | 0.043075 | 0.045422 | 0.047156 | 0.040139 | 0.034365 | 0.022872 | 0.018062 | 0.01518 | 0.012789 | 0.011963
Portfolio Adjusted1-in-2Size: Under 20 kWAll2020October Monthly Peak | Portfolio Adjusted | 1-in-2 | Size: Under 20 kW | All | 2020 | October Monthly Peak | 10 | 0.94356 | 0.91712 | 0.89918 | 0.89026 | 0.88977 | 0.91118 | 0.96026 | 0.92147 | 1.1081 | 1.345 | 1.5413 | 1.6659 | 1.7412 | 1.8091 | 1.8583 | 1.8554 | 1.7588 | 1.5205 | 1.4307 | 1.39 | 1.2746 | 1.1502 | 1.0568 | 0.99316 | 0 | 0 | 0 | 0 | 0 | 0 | 0 | 0 | 0 | 0 | 0 | 0 | 0 | 0 | 0.037165 | 0.037107 | 0.035177 | 0.03041 | 0 | 0 | 0 | 0 | 0 | 0 | 64.372 | 63.4428 | 62.5836 | 61.5955 | 60.7352 | 60.0387 | 59.3599 | 58.9738 | 59.9161 | 64.0247 | 69.8555 | 76.0224 | 81.2942 | 84.3213 | 85.1789 | 85.8661 | 86.0399 | 85.1573 | 82.7701 | 78.2229 | 74.4811 | 71.5723 | 69.1995 | 67.3039 | 0.012834 | 0.012055 | 0.011848 | 0.011321 | 0.01143 | 0.012117 | 0.021046 | 0.020373 | 0.026095 | 0.029987 | 0.032097 | 0.033694 | 0.0357 | 0.039328 | 0.042915 | 0.045253 | 0.046981 | 0.03999 | 0.034239 | 0.022788 | 0.017996 | 0.015124 | 0.012742 | 0.011918
Portfolio Adjusted1-in-2Size: Under 20 kWAll2020November Monthly Peak | Portfolio Adjusted | 1-in-2 | Size: Under 20 kW | All | 2020 | November Monthly Peak | 11 | 0.90114 | 0.88241 | 0.87524 | 0.87051 | 0.87543 | 0.89869 | 0.86157 | 0.86408 | 1.0531 | 1.2288 | 1.3495 | 1.4051 | 1.4225 | 1.444 | 1.4599 | 1.4426 | 1.4233 | 1.4853 | 1.3477 | 1.2474 | 1.1581 | 1.0565 | 0.98682 | 0.93594 | 0 | 0 | 0 | 0 | 0 | 0 | 0 | 0 | 0 | 0 | 0 | 0 | 0 | 0 | 0.029199 | 0.028852 | 0.028466 | 0.029707 | 0 | 0 | 0 | 0 | 0 | 0 | 56.6771 | 55.751 | 55.0612 | 54.2489 | 53.1918 | 52.4464 | 52.2924 | 52.2582 | 54.8058 | 59.3111 | 64.1431 | 68.5584 | 71.4099 | 72.9546 | 73.7421 | 73.5776 | 71.9833 | 69.0434 | 65.7338 | 63.5795 | 61.8908 | 60.7778 | 59.7792 | 59.0068 | 0.012924 | 0.01214 | 0.011931 | 0.0114 | 0.01151 | 0.012202 | 0.021193 | 0.020516 | 0.026277 | 0.030198 | 0.032323 | 0.033931 | 0.035951 | 0.039604 | 0.043216 | 0.045569 | 0.047309 | 0.04027 | 0.034479 | 0.022948 | 0.018122 | 0.01523 | 0.012832 | 0.012002
Portfolio Adjusted1-in-2Size: Under 20 kWAll2020December Monthly Peak | Portfolio Adjusted | 1-in-2 | Size: Under 20 kW | All | 2020 | December Monthly Peak | 12 | 0.93265 | 0.91488 | 0.90535 | 0.90172 | 0.91143 | 0.9429 | 0.98903 | 0.95391 | 1.1383 | 1.3108 | 1.3883 | 1.3959 | 1.3613 | 1.3364 | 1.3159 | 1.2977 | 1.3469 | 1.4489 | 1.3253 | 1.2492 | 1.1701 | 1.0875 | 1.0217 | 0.97278 | 0 | 0 | 0 | 0 | 0 | 0 | 0 | 0 | 0 | 0 | 0 | 0 | 0 | 0 | 0.026317 | 0.025954 | 0.026937 | 0.028978 | 0 | 0 | 0 | 0 | 0 | 0 | 47.8598 | 47.1387 | 46.5971 | 46.019 | 45.5112 | 44.9522 | 44.7248 | 44.652 | 45.326 | 48.6112 | 52.3418 | 55.4489 | 57.5154 | 58.5394 | 59.1884 | 59.4717 | 58.8285 | 56.5471 | 53.7434 | 51.7028 | 50.1198 | 48.2536 | 46.5628 | 45.2981 | 0.012896 | 0.012112 | 0.011904 | 0.011375 | 0.011483 | 0.012171 | 0.021143 | 0.020465 | 0.026215 | 0.030125 | 0.032242 | 0.033846 | 0.035863 | 0.03951 | 0.043114 | 0.045461 | 0.047197 | 0.040171 | 0.034398 | 0.022895 | 0.01808 | 0.015198 | 0.012804 | 0.011976
Portfolio Adjusted1-in-2Size: Under 20 kWAll2020Typical Event Day | Portfolio Adjusted | 1-in-2 | Size: Under 20 kW | All | 2020 | Typical Event Day | 8 | 1.0401 | 1.004 | 0.98194 | 0.96896 | 0.96345 | 0.98344 | 0.94626 | 1.0235 | 1.3451 | 1.6994 | 1.9617 | 2.1184 | 2.1915 | 2.2538 | 2.2921 | 2.2696 | 2.1594 | 1.8632 | 1.5634 | 1.4667 | 1.4665 | 1.2995 | 1.1727 | 1.0959 | 0 | 0 | 0 | 0 | 0 | 0 | 0 | 0 | 0 | 0 | 0 | 0 | 0 | 0 | 0.045842 | 0.045392 | 0.043189 | 0.037264 | 0 | 0 | 0 | 0 | 0 | 0 | 72.5325 | 71.3615 | 70.2796 | 69.337 | 68.4495 | 67.5705 | 66.9927 | 67.1948 | 69.887 | 74.5751 | 79.4716 | 83.7664 | 86.9386 | 88.7397 | 89.9045 | 90.4143 | 90.4904 | 89.8134 | 88.5947 | 86.1207 | 82.5474 | 79.1054 | 76.8136 | 75.1572 | 0.012906 | 0.012123 | 0.011914 | 0.011384 | 0.011495 | 0.012185 | 0.021163 | 0.020486 | 0.026241 | 0.030152 | 0.032273 | 0.033879 | 0.035897 | 0.039545 | 0.043155 | 0.045506 | 0.047244 | 0.040213 | 0.034427 | 0.022913 | 0.018095 | 0.015208 | 0.012813 | 0.011984
Portfolio Adjusted1-in-2Size: Under 20 kWAll2021January Monthly Peak | Portfolio Adjusted | 1-in-2 | Size: Under 20 kW | All | 2021 | January Monthly Peak | 1 | 0.96963 | 0.95258 | 0.93835 | 0.93616 | 0.94787 | 0.98802 | 1.07 | 1.0479 | 1.2702 | 1.4482 | 1.5172 | 1.4995 | 1.4339 | 1.3892 | 1.3475 | 1.3163 | 1.3229 | 1.4613 | 1.3677 | 1.2957 | 1.2115 | 1.1225 | 1.0515 | 1.0132 | 0 | 0 | 0 | 0 | 0 | 0 | 0 | 0 | 0 | 0 | 0 | 0 | 0 | 0 | 0.026949 | 0.026326 | 0.026459 | 0.029227 | 0 | 0 | 0 | 0 | 0 | 0 | 43.8371 | 43.2195 | 42.5502 | 42.0291 | 41.487 | 41.1962 | 40.9704 | 40.7488 | 41.0655 | 43.2516 | 46.6984 | 49.3759 | 51.2615 | 52.5971 | 53.4044 | 53.7749 | 53.5212 | 52.1483 | 50.3314 | 48.9566 | 47.8417 | 46.9035 | 46.0617 | 45.3319 | 0.01346 | 0.012638 | 0.01242 | 0.011869 | 0.011977 | 0.012675 | 0.022042 | 0.021323 | 0.027332 | 0.031375 | 0.033555 | 0.035225 | 0.037356 | 0.041173 | 0.044949 | 0.047407 | 0.049217 | 0.041866 | 0.035844 | 0.023861 | 0.01884 | 0.015859 | 0.013358 | 0.012498
Portfolio Adjusted1-in-2Size: Under 20 kWAll2021February Monthly Peak | Portfolio Adjusted | 1-in-2 | Size: Under 20 kW | All | 2021 | February Monthly Peak | 2 | 0.93502 | 0.91722 | 0.90898 | 0.90853 | 0.91623 | 0.94567 | 0.98973 | 0.97239 | 1.1866 | 1.3602 | 1.4429 | 1.4444 | 1.413 | 1.3862 | 1.3701 | 1.3468 | 1.3246 | 1.3662 | 1.3735 | 1.2879 | 1.1953 | 1.0974 | 1.0211 | 0.97636 | 0 | 0 | 0 | 0 | 0 | 0 | 0 | 0 | 0 | 0 | 0 | 0 | 0 | 0 | 0.027401 | 0.026936 | 0.026492 | 0.027325 | 0 | 0 | 0 | 0 | 0 | 0 | 47.8664 | 47.4818 | 47.1367 | 46.7731 | 46.4458 | 46.2818 | 46.233 | 46.1979 | 46.5568 | 48.3481 | 50.3783 | 52.235 | 53.0297 | 53.0816 | 53.1314 | 52.6834 | 52.1932 | 51.2848 | 49.8653 | 48.4967 | 47.2338 | 46.4695 | 45.3218 | 44.2869 | 0.013057 | 0.012263 | 0.012053 | 0.011516 | 0.011626 | 0.012323 | 0.021406 | 0.020721 | 0.026542 | 0.030499 | 0.032643 | 0.034267 | 0.036309 | 0.040001 | 0.043651 | 0.046029 | 0.047787 | 0.040673 | 0.034825 | 0.023179 | 0.018304 | 0.015386 | 0.012963 | 0.012125
Portfolio Adjusted1-in-2Size: Under 20 kWAll2021March Monthly Peak | Portfolio Adjusted | 1-in-2 | Size: Under 20 kW | All | 2021 | March Monthly Peak | 3 | 0.93997 | 0.91453 | 0.90251 | 0.89738 | 0.90545 | 0.93362 | 0.99608 | 0.96832 | 1.1489 | 1.3227 | 1.4175 | 1.4211 | 1.3907 | 1.3755 | 1.3634 | 1.3507 | 1.3174 | 1.2478 | 1.1895 | 1.2695 | 1.1993 | 1.103 | 1.0263 | 0.97879 | 0 | 0 | 0 | 0 | 0 | 0 | 0 | 0 | 0 | 0 | 0 | 0 | 0 | 0 | 0.027269 | 0.027014 | 0.026347 | 0.024956 | 0 | 0 | 0 | 0 | 0 | 0 | 47.5938 | 46.8947 | 46.2506 | 45.8503 | 45.4986 | 45.0367 | 44.6604 | 44.5743 | 46.4529 | 48.7795 | 51.0665 | 53.082 | 54.4908 | 55.5101 | 55.9376 | 56.3675 | 56.1799 | 55.4862 | 53.9219 | 51.7933 | 50.3884 | 49.2209 | 48.316 | 47.4011 | 0.013143 | 0.012343 | 0.012131 | 0.011592 | 0.011701 | 0.012398 | 0.021542 | 0.020849 | 0.02671 | 0.030689 | 0.032841 | 0.034475 | 0.036535 | 0.040254 | 0.043928 | 0.046322 | 0.04809 | 0.040927 | 0.035045 | 0.023327 | 0.01842 | 0.015488 | 0.013048 | 0.012205
Portfolio Adjusted1-in-2Size: Under 20 kWAll2021April Monthly Peak | Portfolio Adjusted | 1-in-2 | Size: Under 20 kW | All | 2021 | April Monthly Peak | 4 | 0.91769 | 0.89238 | 0.87667 | 0.86984 | 0.87108 | 0.88982 | 0.85541 | 0.84631 | 1.0489 | 1.2583 | 1.4108 | 1.4951 | 1.5421 | 1.5968 | 1.6435 | 1.6476 | 1.5836 | 1.399 | 1.2228 | 1.2529 | 1.2397 | 1.1157 | 1.0237 | 0.96096 | 0 | 0 | 0 | 0 | 0 | 0 | 0 | 0 | 0 | 0 | 0 | 0 | 0 | 0 | 0.03287 | 0.032951 | 0.031673 | 0.027979 | 0 | 0 | 0 | 0 | 0 | 0 | 62.1592 | 61.0656 | 59.7113 | 58.543 | 57.6381 | 56.9423 | 56.4451 | 56.4376 | 58.9085 | 62.8938 | 67.7339 | 71.9961 | 75.2571 | 77.6438 | 78.8624 | 79.4772 | 79.568 | 79.0018 | 77.6225 | 75.1857 | 71.3991 | 68.4984 | 66.3528 | 64.0676 | 0.012864 | 0.012083 | 0.011876 | 0.011347 | 0.011457 | 0.012145 | 0.021094 | 0.020419 | 0.026155 | 0.030056 | 0.03217 | 0.03377 | 0.035782 | 0.039418 | 0.043014 | 0.045357 | 0.047089 | 0.040082 | 0.034317 | 0.022841 | 0.018037 | 0.01516 | 0.012772 | 0.011946
Portfolio Adjusted1-in-2Size: Under 20 kWAll2021May Monthly Peak | Portfolio Adjusted | 1-in-2 | Size: Under 20 kW | All | 2021 | May Monthly Peak | 5 | 0.94331 | 0.91718 | 0.89859 | 0.8899 | 0.88762 | 0.88651 | 0.79588 | 0.86755 | 1.0995 | 1.3419 | 1.5173 | 1.6193 | 1.6705 | 1.726 | 1.7658 | 1.77 | 1.7042 | 1.5004 | 1.292 | 1.2343 | 1.2814 | 1.1507 | 1.0505 | 0.98715 | 0 | 0 | 0 | 0 | 0 | 0 | 0 | 0 | 0 | 0 | 0 | 0 | 0 | 0 | 0.035316 | 0.035401 | 0.034084 | 0.030009 | 0 | 0 | 0 | 0 | 0 | 0 | 64.4201 | 63.5205 | 62.7519 | 61.8407 | 61.0288 | 60.4203 | 59.9062 | 60.3335 | 62.4495 | 66.0353 | 69.8953 | 73.6589 | 76.9484 | 79.4596 | 80.5049 | 81.1153 | 80.9974 | 80.0918 | 78.4544 | 75.9232 | 72.4597 | 69.5359 | 67.4162 | 65.9334 | 0.012868 | 0.012087 | 0.01188 | 0.011351 | 0.01146 | 0.012149 | 0.021101 | 0.020427 | 0.026163 | 0.03007 | 0.032186 | 0.033787 | 0.035797 | 0.039434 | 0.043029 | 0.045371 | 0.047103 | 0.040095 | 0.034332 | 0.022851 | 0.018045 | 0.015165 | 0.012777 | 0.01195
Portfolio Adjusted1-in-2Size: Under 20 kWAll2021June Monthly Peak | Portfolio Adjusted | 1-in-2 | Size: Under 20 kW | All | 2021 | June Monthly Peak | 6 | 1.0011 | 0.96817 | 0.9465 | 0.93509 | 0.92843 | 0.91394 | 0.84111 | 0.95381 | 1.2374 | 1.5276 | 1.7537 | 1.892 | 1.9665 | 2.0377 | 2.0861 | 2.0763 | 1.9851 | 1.7325 | 1.4626 | 1.3401 | 1.3694 | 1.2464 | 1.1291 | 1.0563 | 0 | 0 | 0 | 0 | 0 | 0 | 0 | 0 | 0 | 0 | 0 | 0 | 0 | 0 | 0.041721 | 0.041525 | 0.039703 | 0.034649 | 0 | 0 | 0 | 0 | 0 | 0 | 68.6655 | 67.5025 | 66.4631 | 65.4599 | 64.5195 | 63.5921 | 62.7861 | 63.5814 | 66.8931 | 71.6493 | 76.4231 | 80.7492 | 83.5175 | 85.0071 | 86.1053 | 86.574 | 86.9263 | 86.5272 | 85.5486 | 83.1505 | 79.723 | 75.6545 | 73.1849 | 71.3084 | 0.012897 | 0.012114 | 0.011906 | 0.011377 | 0.011486 | 0.012175 | 0.021148 | 0.020471 | 0.026222 | 0.030129 | 0.032248 | 0.033852 | 0.03587 | 0.039517 | 0.043123 | 0.045474 | 0.04721 | 0.040183 | 0.034402 | 0.022897 | 0.018082 | 0.015198 | 0.012804 | 0.011977
Portfolio Adjusted1-in-2Size: Under 20 kWAll2021July Monthly Peak | Portfolio Adjusted | 1-in-2 | Size: Under 20 kW | All | 2021 | July Monthly Peak | 7 | 1.0637 | 1.0241 | 0.99837 | 0.98429 | 0.97647 | 0.98697 | 0.92869 | 1.0618 | 1.4154 | 1.7819 | 2.0531 | 2.2053 | 2.2723 | 2.3336 | 2.3689 | 2.3475 | 2.2408 | 1.9453 | 1.6309 | 1.4759 | 1.4884 | 1.3414 | 1.2093 | 1.126 | 0 | 0 | 0 | 0 | 0 | 0 | 0 | 0 | 0 | 0 | 0 | 0 | 0 | 0 | 0.047377 | 0.046949 | 0.044815 | 0.038906 | 0 | 0 | 0 | 0 | 0 | 0 | 75.0151 | 73.816 | 72.9645 | 72.1516 | 71.2613 | 70.3716 | 69.7671 | 70.3858 | 73.4334 | 77.4874 | 81.6414 | 85.1641 | 87.9319 | 89.4634 | 90.5163 | 90.9817 | 90.8534 | 89.9103 | 88.942 | 87.4553 | 84.7362 | 81.1997 | 78.7867 | 77.1245 | 0.01292 | 0.012136 | 0.011927 | 0.011397 | 0.011507 | 0.012198 | 0.021186 | 0.020508 | 0.026269 | 0.030183 | 0.032306 | 0.033914 | 0.035935 | 0.039587 | 0.043201 | 0.045556 | 0.047296 | 0.040257 | 0.034463 | 0.022937 | 0.018114 | 0.015224 | 0.012826 | 0.011997
Portfolio Adjusted1-in-2Size: Under 20 kWAll2021August Monthly Peak | Portfolio Adjusted | 1-in-2 | Size: Under 20 kW | All | 2021 | August Monthly Peak | 8 | 1.0485 | 1.0117 | 0.9891 | 0.97576 | 0.97013 | 0.99046 | 0.95318 | 1.0371 | 1.3709 | 1.7392 | 2.0128 | 2.1761 | 2.2509 | 2.3144 | 2.3525 | 2.3279 | 2.2134 | 1.9097 | 1.5967 | 1.4942 | 1.4882 | 1.3156 | 1.1855 | 1.107 | 0 | 0 | 0 | 0 | 0 | 0 | 0 | 0 | 0 | 0 | 0 | 0 | 0 | 0 | 0.047049 | 0.046557 | 0.044269 | 0.038195 | 0 | 0 | 0 | 0 | 0 | 0 | 73.9688 | 72.75 | 71.4503 | 70.521 | 69.7258 | 68.8371 | 68.3369 | 67.9296 | 70.1318 | 75.1855 | 80.6048 | 85.1472 | 88.3968 | 90.2951 | 91.4914 | 92.0638 | 92.1826 | 91.7101 | 90.174 | 87.0349 | 82.8974 | 79.7855 | 77.6841 | 76.032 | 0.012946 | 0.012161 | 0.011952 | 0.011421 | 0.011533 | 0.012228 | 0.021234 | 0.020556 | 0.026328 | 0.030254 | 0.032385 | 0.033996 | 0.036019 | 0.039677 | 0.043298 | 0.045658 | 0.047401 | 0.04035 | 0.034541 | 0.022988 | 0.018154 | 0.015255 | 0.012853 | 0.012022
Portfolio Adjusted1-in-2Size: Under 20 kWAll2021September Monthly Peak | Portfolio Adjusted | 1-in-2 | Size: Under 20 kW | All | 2021 | September Monthly Peak | 9 | 1.0268 | 0.99357 | 0.97037 | 0.95563 | 0.95222 | 0.9782 | 0.99365 | 1.0145 | 1.328 | 1.6769 | 1.9401 | 2.0942 | 2.1705 | 2.2406 | 2.2835 | 2.2652 | 2.1568 | 1.8521 | 1.5604 | 1.5535 | 1.4377 | 1.2752 | 1.1566 | 1.0817 | 0 | 0 | 0 | 0 | 0 | 0 | 0 | 0 | 0 | 0 | 0 | 0 | 0 | 0 | 0.045669 | 0.045304 | 0.043136 | 0.037041 | 0 | 0 | 0 | 0 | 0 | 0 | 72.4805 | 71.3775 | 70.2407 | 69.2157 | 68.2916 | 67.4811 | 67.0806 | 66.8822 | 69.0898 | 73.9783 | 79.2171 | 84.0051 | 87.908 | 90.1932 | 91.5051 | 92.0377 | 91.9995 | 91.106 | 89.714 | 86.8421 | 82.8329 | 79.7819 | 77.5987 | 76.1641 | 0.012882 | 0.0121 | 0.011892 | 0.011363 | 0.011473 | 0.012162 | 0.021124 | 0.020448 | 0.026192 | 0.030097 | 0.032215 | 0.033818 | 0.035832 | 0.039473 | 0.043075 | 0.045422 | 0.047156 | 0.040139 | 0.034365 | 0.022872 | 0.018062 | 0.01518 | 0.012789 | 0.011963
Portfolio Adjusted1-in-2Size: Under 20 kWAll2021October Monthly Peak | Portfolio Adjusted | 1-in-2 | Size: Under 20 kW | All | 2021 | October Monthly Peak | 10 | 0.94356 | 0.91712 | 0.89918 | 0.89026 | 0.88977 | 0.91118 | 0.96026 | 0.92147 | 1.1081 | 1.345 | 1.5413 | 1.6659 | 1.7412 | 1.8091 | 1.8583 | 1.8554 | 1.7588 | 1.5205 | 1.4307 | 1.39 | 1.2746 | 1.1502 | 1.0568 | 0.99316 | 0 | 0 | 0 | 0 | 0 | 0 | 0 | 0 | 0 | 0 | 0 | 0 | 0 | 0 | 0.037165 | 0.037107 | 0.035177 | 0.03041 | 0 | 0 | 0 | 0 | 0 | 0 | 64.372 | 63.4428 | 62.5836 | 61.5955 | 60.7352 | 60.0387 | 59.3599 | 58.9738 | 59.9161 | 64.0247 | 69.8556 | 76.0224 | 81.2942 | 84.3213 | 85.1788 | 85.8661 | 86.0399 | 85.1573 | 82.7701 | 78.2229 | 74.4811 | 71.5723 | 69.1995 | 67.3039 | 0.012834 | 0.012055 | 0.011848 | 0.011321 | 0.01143 | 0.012117 | 0.021046 | 0.020373 | 0.026095 | 0.029987 | 0.032097 | 0.033694 | 0.0357 | 0.039328 | 0.042915 | 0.045253 | 0.046981 | 0.03999 | 0.034239 | 0.022788 | 0.017996 | 0.015124 | 0.012742 | 0.011918
Portfolio Adjusted1-in-2Size: Under 20 kWAll2021November Monthly Peak | Portfolio Adjusted | 1-in-2 | Size: Under 20 kW | All | 2021 | November Monthly Peak | 11 | 0.90114 | 0.88241 | 0.87524 | 0.87051 | 0.87543 | 0.89869 | 0.86157 | 0.86408 | 1.0531 | 1.2288 | 1.3495 | 1.4051 | 1.4225 | 1.444 | 1.4599 | 1.4426 | 1.4233 | 1.4853 | 1.3477 | 1.2474 | 1.1581 | 1.0565 | 0.98682 | 0.93594 | 0 | 0 | 0 | 0 | 0 | 0 | 0 | 0 | 0 | 0 | 0 | 0 | 0 | 0 | 0.029199 | 0.028852 | 0.028466 | 0.029707 | 0 | 0 | 0 | 0 | 0 | 0 | 56.6771 | 55.751 | 55.0612 | 54.2489 | 53.1918 | 52.4464 | 52.2924 | 52.2582 | 54.8058 | 59.3111 | 64.1431 | 68.5584 | 71.4099 | 72.9546 | 73.7421 | 73.5776 | 71.9833 | 69.0434 | 65.7338 | 63.5795 | 61.8908 | 60.7778 | 59.7792 | 59.0068 | 0.012924 | 0.01214 | 0.011931 | 0.0114 | 0.01151 | 0.012202 | 0.021193 | 0.020516 | 0.026277 | 0.030198 | 0.032323 | 0.033931 | 0.035951 | 0.039604 | 0.043216 | 0.045569 | 0.047309 | 0.04027 | 0.034479 | 0.022948 | 0.018122 | 0.01523 | 0.012832 | 0.012002
Portfolio Adjusted1-in-2Size: Under 20 kWAll2021December Monthly Peak | Portfolio Adjusted | 1-in-2 | Size: Under 20 kW | All | 2021 | December Monthly Peak | 12 | 0.93265 | 0.91488 | 0.90535 | 0.90172 | 0.91143 | 0.9429 | 0.98903 | 0.95391 | 1.1383 | 1.3108 | 1.3883 | 1.3959 | 1.3613 | 1.3364 | 1.3159 | 1.2977 | 1.3469 | 1.4489 | 1.3253 | 1.2492 | 1.1701 | 1.0875 | 1.0217 | 0.97278 | 0 | 0 | 0 | 0 | 0 | 0 | 0 | 0 | 0 | 0 | 0 | 0 | 0 | 0 | 0.026317 | 0.025954 | 0.026937 | 0.028978 | 0 | 0 | 0 | 0 | 0 | 0 | 47.8598 | 47.1387 | 46.5971 | 46.019 | 45.5112 | 44.9522 | 44.7248 | 44.652 | 45.326 | 48.6112 | 52.3418 | 55.4489 | 57.5154 | 58.5394 | 59.1884 | 59.4717 | 58.8285 | 56.5471 | 53.7434 | 51.7028 | 50.1198 | 48.2536 | 46.5628 | 45.2981 | 0.012896 | 0.012112 | 0.011904 | 0.011375 | 0.011483 | 0.012171 | 0.021143 | 0.020465 | 0.026215 | 0.030125 | 0.032242 | 0.033846 | 0.035863 | 0.03951 | 0.043114 | 0.045461 | 0.047197 | 0.040171 | 0.034398 | 0.022895 | 0.01808 | 0.015198 | 0.012804 | 0.011976
Portfolio Adjusted1-in-2Size: Under 20 kWAll2021Typical Event Day | Portfolio Adjusted | 1-in-2 | Size: Under 20 kW | All | 2021 | Typical Event Day | 8 | 1.0401 | 1.004 | 0.98194 | 0.96896 | 0.96345 | 0.98344 | 0.94626 | 1.0235 | 1.3451 | 1.6994 | 1.9617 | 2.1184 | 2.1915 | 2.2538 | 2.2921 | 2.2696 | 2.1594 | 1.8632 | 1.5634 | 1.4667 | 1.4665 | 1.2995 | 1.1727 | 1.0959 | 0 | 0 | 0 | 0 | 0 | 0 | 0 | 0 | 0 | 0 | 0 | 0 | 0 | 0 | 0.045842 | 0.045392 | 0.043189 | 0.037264 | 0 | 0 | 0 | 0 | 0 | 0 | 72.5325 | 71.3615 | 70.2796 | 69.337 | 68.4495 | 67.5705 | 66.9927 | 67.1948 | 69.887 | 74.5751 | 79.4716 | 83.7664 | 86.9385 | 88.7397 | 89.9045 | 90.4143 | 90.4904 | 89.8134 | 88.5947 | 86.1207 | 82.5474 | 79.1054 | 76.8136 | 75.1572 | 0.012906 | 0.012123 | 0.011914 | 0.011384 | 0.011495 | 0.012185 | 0.021163 | 0.020486 | 0.026241 | 0.030152 | 0.032273 | 0.033879 | 0.035897 | 0.039545 | 0.043155 | 0.045506 | 0.047244 | 0.040213 | 0.034427 | 0.022913 | 0.018095 | 0.015208 | 0.012813 | 0.011984
Portfolio Adjusted1-in-2Size: Under 20 kWAll2022January Monthly Peak | Portfolio Adjusted | 1-in-2 | Size: Under 20 kW | All | 2022 | January Monthly Peak | 1 | 0.96963 | 0.95258 | 0.93835 | 0.93616 | 0.94787 | 0.98802 | 1.07 | 1.0479 | 1.2702 | 1.4482 | 1.5172 | 1.4995 | 1.4339 | 1.3892 | 1.3475 | 1.3163 | 1.3229 | 1.4613 | 1.3677 | 1.2957 | 1.2115 | 1.1225 | 1.0515 | 1.0132 | 0 | 0 | 0 | 0 | 0 | 0 | 0 | 0 | 0 | 0 | 0 | 0 | 0 | 0 | 0.026949 | 0.026326 | 0.026459 | 0.029227 | 0 | 0 | 0 | 0 | 0 | 0 | 43.8371 | 43.2195 | 42.5502 | 42.0291 | 41.487 | 41.1962 | 40.9704 | 40.7488 | 41.0655 | 43.2516 | 46.6984 | 49.3759 | 51.2615 | 52.5971 | 53.4044 | 53.7749 | 53.5212 | 52.1483 | 50.3314 | 48.9566 | 47.8417 | 46.9035 | 46.0617 | 45.3319 | 0.01346 | 0.012638 | 0.01242 | 0.011869 | 0.011977 | 0.012675 | 0.022042 | 0.021323 | 0.027332 | 0.031375 | 0.033555 | 0.035225 | 0.037356 | 0.041173 | 0.044949 | 0.047407 | 0.049217 | 0.041866 | 0.035844 | 0.023861 | 0.01884 | 0.015859 | 0.013358 | 0.012498
Portfolio Adjusted1-in-2Size: Under 20 kWAll2022February Monthly Peak | Portfolio Adjusted | 1-in-2 | Size: Under 20 kW | All | 2022 | February Monthly Peak | 2 | 0.93502 | 0.91722 | 0.90898 | 0.90853 | 0.91623 | 0.94567 | 0.98973 | 0.97239 | 1.1866 | 1.3602 | 1.4429 | 1.4444 | 1.413 | 1.3862 | 1.3701 | 1.3468 | 1.3246 | 1.3662 | 1.3735 | 1.2879 | 1.1953 | 1.0974 | 1.0211 | 0.97636 | 0 | 0 | 0 | 0 | 0 | 0 | 0 | 0 | 0 | 0 | 0 | 0 | 0 | 0 | 0.027401 | 0.026936 | 0.026492 | 0.027325 | 0 | 0 | 0 | 0 | 0 | 0 | 47.8664 | 47.4818 | 47.1367 | 46.7731 | 46.4458 | 46.2818 | 46.233 | 46.1979 | 46.5568 | 48.3481 | 50.3783 | 52.235 | 53.0297 | 53.0816 | 53.1314 | 52.6834 | 52.1932 | 51.2848 | 49.8653 | 48.4967 | 47.2338 | 46.4695 | 45.3218 | 44.2869 | 0.013057 | 0.012263 | 0.012053 | 0.011516 | 0.011626 | 0.012323 | 0.021406 | 0.020721 | 0.026542 | 0.030499 | 0.032643 | 0.034267 | 0.036309 | 0.040001 | 0.043651 | 0.046029 | 0.047787 | 0.040673 | 0.034825 | 0.023179 | 0.018304 | 0.015386 | 0.012963 | 0.012125
Portfolio Adjusted1-in-2Size: Under 20 kWAll2022March Monthly Peak | Portfolio Adjusted | 1-in-2 | Size: Under 20 kW | All | 2022 | March Monthly Peak | 3 | 0.93997 | 0.91453 | 0.90251 | 0.89738 | 0.90545 | 0.93362 | 0.99608 | 0.96832 | 1.1489 | 1.3227 | 1.4175 | 1.4211 | 1.3907 | 1.3755 | 1.3634 | 1.3507 | 1.3174 | 1.2478 | 1.1895 | 1.2695 | 1.1993 | 1.103 | 1.0263 | 0.97879 | 0 | 0 | 0 | 0 | 0 | 0 | 0 | 0 | 0 | 0 | 0 | 0 | 0 | 0 | 0.027269 | 0.027014 | 0.026347 | 0.024956 | 0 | 0 | 0 | 0 | 0 | 0 | 47.5938 | 46.8947 | 46.2506 | 45.8503 | 45.4986 | 45.0367 | 44.6604 | 44.5743 | 46.4529 | 48.7795 | 51.0665 | 53.082 | 54.4908 | 55.5101 | 55.9376 | 56.3675 | 56.1799 | 55.4862 | 53.9219 | 51.7933 | 50.3884 | 49.2209 | 48.316 | 47.4011 | 0.013143 | 0.012343 | 0.012131 | 0.011592 | 0.011701 | 0.012398 | 0.021542 | 0.020849 | 0.02671 | 0.030689 | 0.032841 | 0.034475 | 0.036535 | 0.040254 | 0.043928 | 0.046322 | 0.04809 | 0.040927 | 0.035045 | 0.023327 | 0.01842 | 0.015488 | 0.013048 | 0.012205
Portfolio Adjusted1-in-2Size: Under 20 kWAll2022April Monthly Peak | Portfolio Adjusted | 1-in-2 | Size: Under 20 kW | All | 2022 | April Monthly Peak | 4 | 0.91769 | 0.89238 | 0.87667 | 0.86984 | 0.87108 | 0.88982 | 0.85541 | 0.84631 | 1.0489 | 1.2583 | 1.4108 | 1.4951 | 1.5421 | 1.5968 | 1.6435 | 1.6476 | 1.5836 | 1.399 | 1.2228 | 1.2529 | 1.2397 | 1.1157 | 1.0237 | 0.96096 | 0 | 0 | 0 | 0 | 0 | 0 | 0 | 0 | 0 | 0 | 0 | 0 | 0 | 0 | 0.03287 | 0.032951 | 0.031673 | 0.027979 | 0 | 0 | 0 | 0 | 0 | 0 | 62.1592 | 61.0656 | 59.7113 | 58.543 | 57.6381 | 56.9423 | 56.4451 | 56.4376 | 58.9085 | 62.8938 | 67.7339 | 71.9961 | 75.2571 | 77.6438 | 78.8624 | 79.4772 | 79.568 | 79.0018 | 77.6225 | 75.1857 | 71.3991 | 68.4984 | 66.3528 | 64.0676 | 0.012864 | 0.012083 | 0.011876 | 0.011347 | 0.011457 | 0.012145 | 0.021094 | 0.020419 | 0.026155 | 0.030056 | 0.03217 | 0.03377 | 0.035782 | 0.039418 | 0.043014 | 0.045357 | 0.047089 | 0.040082 | 0.034317 | 0.022841 | 0.018037 | 0.01516 | 0.012772 | 0.011946
Portfolio Adjusted1-in-2Size: Under 20 kWAll2022May Monthly Peak | Portfolio Adjusted | 1-in-2 | Size: Under 20 kW | All | 2022 | May Monthly Peak | 5 | 0.94331 | 0.91718 | 0.89859 | 0.8899 | 0.88762 | 0.88651 | 0.79588 | 0.86755 | 1.0995 | 1.3419 | 1.5173 | 1.6193 | 1.6705 | 1.726 | 1.7658 | 1.77 | 1.7042 | 1.5004 | 1.292 | 1.2343 | 1.2814 | 1.1507 | 1.0505 | 0.98715 | 0 | 0 | 0 | 0 | 0 | 0 | 0 | 0 | 0 | 0 | 0 | 0 | 0 | 0 | 0.035316 | 0.035401 | 0.034084 | 0.030009 | 0 | 0 | 0 | 0 | 0 | 0 | 64.4201 | 63.5205 | 62.7519 | 61.8407 | 61.0288 | 60.4203 | 59.9062 | 60.3335 | 62.4495 | 66.0353 | 69.8953 | 73.6589 | 76.9484 | 79.4596 | 80.5049 | 81.1153 | 80.9974 | 80.0918 | 78.4544 | 75.9232 | 72.4597 | 69.5359 | 67.4162 | 65.9334 | 0.012868 | 0.012087 | 0.01188 | 0.011351 | 0.01146 | 0.012149 | 0.021101 | 0.020427 | 0.026163 | 0.03007 | 0.032186 | 0.033787 | 0.035797 | 0.039434 | 0.043029 | 0.045371 | 0.047103 | 0.040095 | 0.034332 | 0.022851 | 0.018045 | 0.015165 | 0.012777 | 0.01195
Portfolio Adjusted1-in-2Size: Under 20 kWAll2022June Monthly Peak | Portfolio Adjusted | 1-in-2 | Size: Under 20 kW | All | 2022 | June Monthly Peak | 6 | 1.0011 | 0.96817 | 0.9465 | 0.93509 | 0.92843 | 0.91394 | 0.84111 | 0.95381 | 1.2374 | 1.5276 | 1.7537 | 1.892 | 1.9665 | 2.0377 | 2.0861 | 2.0763 | 1.9851 | 1.7325 | 1.4626 | 1.3401 | 1.3694 | 1.2464 | 1.1291 | 1.0563 | 0 | 0 | 0 | 0 | 0 | 0 | 0 | 0 | 0 | 0 | 0 | 0 | 0 | 0 | 0.041721 | 0.041525 | 0.039703 | 0.034649 | 0 | 0 | 0 | 0 | 0 | 0 | 68.6655 | 67.5025 | 66.4631 | 65.4599 | 64.5195 | 63.5921 | 62.7861 | 63.5814 | 66.8931 | 71.6493 | 76.4231 | 80.7492 | 83.5175 | 85.007 | 86.1053 | 86.574 | 86.9263 | 86.5272 | 85.5486 | 83.1505 | 79.723 | 75.6545 | 73.1849 | 71.3084 | 0.012897 | 0.012114 | 0.011906 | 0.011377 | 0.011486 | 0.012175 | 0.021148 | 0.020471 | 0.026222 | 0.030129 | 0.032248 | 0.033852 | 0.03587 | 0.039517 | 0.043123 | 0.045474 | 0.04721 | 0.040183 | 0.034402 | 0.022897 | 0.018082 | 0.015198 | 0.012804 | 0.011977
Portfolio Adjusted1-in-2Size: Under 20 kWAll2022July Monthly Peak | Portfolio Adjusted | 1-in-2 | Size: Under 20 kW | All | 2022 | July Monthly Peak | 7 | 1.0637 | 1.0241 | 0.99837 | 0.98429 | 0.97647 | 0.98697 | 0.92869 | 1.0618 | 1.4154 | 1.7819 | 2.0531 | 2.2053 | 2.2723 | 2.3336 | 2.3689 | 2.3475 | 2.2408 | 1.9453 | 1.6309 | 1.4759 | 1.4884 | 1.3414 | 1.2093 | 1.126 | 0 | 0 | 0 | 0 | 0 | 0 | 0 | 0 | 0 | 0 | 0 | 0 | 0 | 0 | 0.047377 | 0.046949 | 0.044815 | 0.038906 | 0 | 0 | 0 | 0 | 0 | 0 | 75.0151 | 73.816 | 72.9645 | 72.1516 | 71.2613 | 70.3716 | 69.7671 | 70.3858 | 73.4334 | 77.4874 | 81.6414 | 85.1641 | 87.9319 | 89.4634 | 90.5163 | 90.9817 | 90.8534 | 89.9103 | 88.942 | 87.4553 | 84.7362 | 81.1997 | 78.7867 | 77.1245 | 0.01292 | 0.012136 | 0.011927 | 0.011397 | 0.011507 | 0.012198 | 0.021186 | 0.020508 | 0.026269 | 0.030183 | 0.032306 | 0.033914 | 0.035935 | 0.039587 | 0.043201 | 0.045556 | 0.047296 | 0.040257 | 0.034463 | 0.022937 | 0.018114 | 0.015224 | 0.012826 | 0.011997
Portfolio Adjusted1-in-2Size: Under 20 kWAll2022August Monthly Peak | Portfolio Adjusted | 1-in-2 | Size: Under 20 kW | All | 2022 | August Monthly Peak | 8 | 1.0485 | 1.0117 | 0.9891 | 0.97576 | 0.97013 | 0.99046 | 0.95318 | 1.0371 | 1.3709 | 1.7392 | 2.0128 | 2.1761 | 2.2509 | 2.3144 | 2.3525 | 2.3279 | 2.2134 | 1.9097 | 1.5967 | 1.4942 | 1.4882 | 1.3156 | 1.1855 | 1.107 | 0 | 0 | 0 | 0 | 0 | 0 | 0 | 0 | 0 | 0 | 0 | 0 | 0 | 0 | 0.047049 | 0.046557 | 0.044269 | 0.038195 | 0 | 0 | 0 | 0 | 0 | 0 | 73.9688 | 72.75 | 71.4503 | 70.521 | 69.7258 | 68.8371 | 68.3369 | 67.9296 | 70.1318 | 75.1855 | 80.6048 | 85.1472 | 88.3968 | 90.2951 | 91.4914 | 92.0638 | 92.1826 | 91.7101 | 90.174 | 87.0349 | 82.8974 | 79.7855 | 77.6841 | 76.032 | 0.012946 | 0.012161 | 0.011952 | 0.011421 | 0.011533 | 0.012228 | 0.021234 | 0.020556 | 0.026328 | 0.030254 | 0.032385 | 0.033996 | 0.036019 | 0.039677 | 0.043298 | 0.045658 | 0.047401 | 0.04035 | 0.034541 | 0.022988 | 0.018154 | 0.015255 | 0.012853 | 0.012022
Portfolio Adjusted1-in-2Size: Under 20 kWAll2022September Monthly Peak | Portfolio Adjusted | 1-in-2 | Size: Under 20 kW | All | 2022 | September Monthly Peak | 9 | 1.0268 | 0.99357 | 0.97037 | 0.95563 | 0.95222 | 0.9782 | 0.99365 | 1.0145 | 1.328 | 1.6769 | 1.9401 | 2.0942 | 2.1705 | 2.2406 | 2.2835 | 2.2652 | 2.1568 | 1.8521 | 1.5604 | 1.5535 | 1.4377 | 1.2752 | 1.1566 | 1.0817 | 0 | 0 | 0 | 0 | 0 | 0 | 0 | 0 | 0 | 0 | 0 | 0 | 0 | 0 | 0.045669 | 0.045304 | 0.043136 | 0.037041 | 0 | 0 | 0 | 0 | 0 | 0 | 72.4805 | 71.3775 | 70.2407 | 69.2157 | 68.2916 | 67.4811 | 67.0806 | 66.8822 | 69.0898 | 73.9783 | 79.2171 | 84.0051 | 87.908 | 90.1932 | 91.5051 | 92.0377 | 91.9995 | 91.106 | 89.714 | 86.8421 | 82.8329 | 79.7819 | 77.5987 | 76.1641 | 0.012882 | 0.0121 | 0.011892 | 0.011363 | 0.011473 | 0.012162 | 0.021124 | 0.020448 | 0.026192 | 0.030097 | 0.032215 | 0.033818 | 0.035832 | 0.039473 | 0.043075 | 0.045422 | 0.047156 | 0.040139 | 0.034365 | 0.022872 | 0.018062 | 0.01518 | 0.012789 | 0.011963
Portfolio Adjusted1-in-2Size: Under 20 kWAll2022October Monthly Peak | Portfolio Adjusted | 1-in-2 | Size: Under 20 kW | All | 2022 | October Monthly Peak | 10 | 0.94356 | 0.91712 | 0.89918 | 0.89026 | 0.88977 | 0.91118 | 0.96026 | 0.92147 | 1.1081 | 1.345 | 1.5413 | 1.6659 | 1.7412 | 1.8091 | 1.8583 | 1.8554 | 1.7588 | 1.5205 | 1.4307 | 1.39 | 1.2746 | 1.1502 | 1.0568 | 0.99316 | 0 | 0 | 0 | 0 | 0 | 0 | 0 | 0 | 0 | 0 | 0 | 0 | 0 | 0 | 0.037165 | 0.037107 | 0.035177 | 0.03041 | 0 | 0 | 0 | 0 | 0 | 0 | 64.372 | 63.4428 | 62.5836 | 61.5955 | 60.7352 | 60.0387 | 59.3599 | 58.9738 | 59.9161 | 64.0247 | 69.8555 | 76.0224 | 81.2942 | 84.3213 | 85.1788 | 85.8661 | 86.0399 | 85.1573 | 82.77 | 78.2229 | 74.4811 | 71.5723 | 69.1995 | 67.3039 | 0.012834 | 0.012055 | 0.011848 | 0.011321 | 0.01143 | 0.012117 | 0.021046 | 0.020373 | 0.026095 | 0.029987 | 0.032097 | 0.033694 | 0.0357 | 0.039328 | 0.042915 | 0.045253 | 0.046981 | 0.03999 | 0.034239 | 0.022788 | 0.017996 | 0.015124 | 0.012742 | 0.011918
Portfolio Adjusted1-in-2Size: Under 20 kWAll2022November Monthly Peak | Portfolio Adjusted | 1-in-2 | Size: Under 20 kW | All | 2022 | November Monthly Peak | 11 | 0.90114 | 0.88241 | 0.87524 | 0.87051 | 0.87543 | 0.89869 | 0.86157 | 0.86408 | 1.0531 | 1.2288 | 1.3495 | 1.4051 | 1.4225 | 1.444 | 1.4599 | 1.4426 | 1.4233 | 1.4853 | 1.3477 | 1.2474 | 1.1581 | 1.0565 | 0.98682 | 0.93594 | 0 | 0 | 0 | 0 | 0 | 0 | 0 | 0 | 0 | 0 | 0 | 0 | 0 | 0 | 0.029199 | 0.028852 | 0.028466 | 0.029707 | 0 | 0 | 0 | 0 | 0 | 0 | 56.6771 | 55.751 | 55.0612 | 54.2489 | 53.1918 | 52.4464 | 52.2924 | 52.2582 | 54.8058 | 59.3111 | 64.1431 | 68.5584 | 71.4099 | 72.9546 | 73.7421 | 73.5776 | 71.9833 | 69.0434 | 65.7338 | 63.5795 | 61.8908 | 60.7778 | 59.7792 | 59.0068 | 0.012924 | 0.01214 | 0.011931 | 0.0114 | 0.01151 | 0.012202 | 0.021193 | 0.020516 | 0.026277 | 0.030198 | 0.032323 | 0.033931 | 0.035951 | 0.039604 | 0.043216 | 0.045569 | 0.047309 | 0.04027 | 0.034479 | 0.022948 | 0.018122 | 0.01523 | 0.012832 | 0.012002
Portfolio Adjusted1-in-2Size: Under 20 kWAll2022December Monthly Peak | Portfolio Adjusted | 1-in-2 | Size: Under 20 kW | All | 2022 | December Monthly Peak | 12 | 0.93265 | 0.91488 | 0.90535 | 0.90172 | 0.91143 | 0.9429 | 0.98903 | 0.95391 | 1.1383 | 1.3108 | 1.3883 | 1.3959 | 1.3613 | 1.3364 | 1.3159 | 1.2977 | 1.3469 | 1.4489 | 1.3253 | 1.2492 | 1.1701 | 1.0875 | 1.0217 | 0.97278 | 0 | 0 | 0 | 0 | 0 | 0 | 0 | 0 | 0 | 0 | 0 | 0 | 0 | 0 | 0.026317 | 0.025954 | 0.026937 | 0.028978 | 0 | 0 | 0 | 0 | 0 | 0 | 47.8598 | 47.1387 | 46.5972 | 46.019 | 45.5112 | 44.9522 | 44.7248 | 44.652 | 45.326 | 48.6112 | 52.3418 | 55.4489 | 57.5154 | 58.5394 | 59.1884 | 59.4717 | 58.8285 | 56.5471 | 53.7434 | 51.7028 | 50.1198 | 48.2536 | 46.5628 | 45.2981 | 0.012896 | 0.012112 | 0.011904 | 0.011375 | 0.011483 | 0.012171 | 0.021143 | 0.020465 | 0.026215 | 0.030125 | 0.032242 | 0.033846 | 0.035863 | 0.03951 | 0.043114 | 0.045461 | 0.047197 | 0.040171 | 0.034398 | 0.022895 | 0.01808 | 0.015198 | 0.012804 | 0.011976
Portfolio Adjusted1-in-2Size: Under 20 kWAll2022Typical Event Day | Portfolio Adjusted | 1-in-2 | Size: Under 20 kW | All | 2022 | Typical Event Day | 8 | 1.0401 | 1.004 | 0.98194 | 0.96896 | 0.96345 | 0.98344 | 0.94626 | 1.0235 | 1.3451 | 1.6994 | 1.9617 | 2.1184 | 2.1915 | 2.2538 | 2.2921 | 2.2696 | 2.1594 | 1.8632 | 1.5634 | 1.4667 | 1.4665 | 1.2995 | 1.1727 | 1.0959 | 0 | 0 | 0 | 0 | 0 | 0 | 0 | 0 | 0 | 0 | 0 | 0 | 0 | 0 | 0.045842 | 0.045392 | 0.043189 | 0.037264 | 0 | 0 | 0 | 0 | 0 | 0 | 72.5325 | 71.3615 | 70.2796 | 69.337 | 68.4495 | 67.5705 | 66.9927 | 67.1948 | 69.887 | 74.5751 | 79.4716 | 83.7664 | 86.9386 | 88.7397 | 89.9045 | 90.4143 | 90.4904 | 89.8134 | 88.5947 | 86.1207 | 82.5474 | 79.1054 | 76.8136 | 75.1572 | 0.012906 | 0.012123 | 0.011914 | 0.011384 | 0.011495 | 0.012185 | 0.021163 | 0.020486 | 0.026241 | 0.030152 | 0.032273 | 0.033879 | 0.035897 | 0.039545 | 0.043155 | 0.045506 | 0.047244 | 0.040213 | 0.034427 | 0.022913 | 0.018095 | 0.015208 | 0.012813 | 0.011984
Portfolio Adjusted1-in-2Size: Under 20 kWAll2023January Monthly Peak | Portfolio Adjusted | 1-in-2 | Size: Under 20 kW | All | 2023 | January Monthly Peak | 1 | 0.96963 | 0.95258 | 0.93835 | 0.93616 | 0.94787 | 0.98802 | 1.07 | 1.0479 | 1.2702 | 1.4482 | 1.5172 | 1.4995 | 1.4339 | 1.3892 | 1.3475 | 1.3163 | 1.3229 | 1.4613 | 1.3677 | 1.2957 | 1.2115 | 1.1225 | 1.0515 | 1.0132 | 0 | 0 | 0 | 0 | 0 | 0 | 0 | 0 | 0 | 0 | 0 | 0 | 0 | 0 | 0.026949 | 0.026326 | 0.026459 | 0.029227 | 0 | 0 | 0 | 0 | 0 | 0 | 43.8371 | 43.2195 | 42.5502 | 42.0291 | 41.487 | 41.1962 | 40.9704 | 40.7488 | 41.0655 | 43.2516 | 46.6984 | 49.3759 | 51.2615 | 52.5971 | 53.4044 | 53.7749 | 53.5212 | 52.1483 | 50.3314 | 48.9566 | 47.8417 | 46.9035 | 46.0617 | 45.3319 | 0.01346 | 0.012638 | 0.01242 | 0.011869 | 0.011977 | 0.012675 | 0.022042 | 0.021323 | 0.027332 | 0.031375 | 0.033555 | 0.035225 | 0.037356 | 0.041173 | 0.044949 | 0.047407 | 0.049217 | 0.041866 | 0.035844 | 0.023861 | 0.01884 | 0.015859 | 0.013358 | 0.012498
Portfolio Adjusted1-in-2Size: Under 20 kWAll2023February Monthly Peak | Portfolio Adjusted | 1-in-2 | Size: Under 20 kW | All | 2023 | February Monthly Peak | 2 | 0.93502 | 0.91722 | 0.90898 | 0.90853 | 0.91623 | 0.94567 | 0.98973 | 0.97239 | 1.1866 | 1.3602 | 1.4429 | 1.4444 | 1.413 | 1.3862 | 1.3701 | 1.3468 | 1.3246 | 1.3662 | 1.3735 | 1.2879 | 1.1953 | 1.0974 | 1.0211 | 0.97636 | 0 | 0 | 0 | 0 | 0 | 0 | 0 | 0 | 0 | 0 | 0 | 0 | 0 | 0 | 0.027401 | 0.026936 | 0.026492 | 0.027325 | 0 | 0 | 0 | 0 | 0 | 0 | 47.8664 | 47.4818 | 47.1367 | 46.7731 | 46.4458 | 46.2818 | 46.233 | 46.1979 | 46.5568 | 48.3481 | 50.3783 | 52.235 | 53.0297 | 53.0816 | 53.1314 | 52.6834 | 52.1932 | 51.2848 | 49.8653 | 48.4967 | 47.2338 | 46.4695 | 45.3218 | 44.2869 | 0.013057 | 0.012263 | 0.012053 | 0.011516 | 0.011626 | 0.012323 | 0.021406 | 0.020721 | 0.026542 | 0.030499 | 0.032643 | 0.034267 | 0.036309 | 0.040001 | 0.043651 | 0.046029 | 0.047787 | 0.040673 | 0.034825 | 0.023179 | 0.018304 | 0.015386 | 0.012963 | 0.012125
Portfolio Adjusted1-in-2Size: Under 20 kWAll2023March Monthly Peak | Portfolio Adjusted | 1-in-2 | Size: Under 20 kW | All | 2023 | March Monthly Peak | 3 | 0.93997 | 0.91453 | 0.90251 | 0.89738 | 0.90545 | 0.93362 | 0.99608 | 0.96832 | 1.1489 | 1.3227 | 1.4175 | 1.4211 | 1.3907 | 1.3755 | 1.3634 | 1.3507 | 1.3174 | 1.2478 | 1.1895 | 1.2695 | 1.1993 | 1.103 | 1.0263 | 0.97879 | 0 | 0 | 0 | 0 | 0 | 0 | 0 | 0 | 0 | 0 | 0 | 0 | 0 | 0 | 0.027269 | 0.027014 | 0.026347 | 0.024956 | 0 | 0 | 0 | 0 | 0 | 0 | 47.5938 | 46.8947 | 46.2506 | 45.8503 | 45.4986 | 45.0367 | 44.6604 | 44.5743 | 46.4529 | 48.7795 | 51.0665 | 53.082 | 54.4908 | 55.5101 | 55.9376 | 56.3675 | 56.1799 | 55.4862 | 53.9219 | 51.7933 | 50.3884 | 49.2209 | 48.316 | 47.4011 | 0.013143 | 0.012343 | 0.012131 | 0.011592 | 0.011701 | 0.012398 | 0.021542 | 0.020849 | 0.02671 | 0.030689 | 0.032841 | 0.034475 | 0.036535 | 0.040254 | 0.043928 | 0.046322 | 0.04809 | 0.040927 | 0.035045 | 0.023327 | 0.01842 | 0.015488 | 0.013048 | 0.012205
Portfolio Adjusted1-in-2Size: Under 20 kWAll2023April Monthly Peak | Portfolio Adjusted | 1-in-2 | Size: Under 20 kW | All | 2023 | April Monthly Peak | 4 | 0.91769 | 0.89238 | 0.87667 | 0.86984 | 0.87108 | 0.88982 | 0.85541 | 0.84631 | 1.0489 | 1.2583 | 1.4108 | 1.4951 | 1.5421 | 1.5968 | 1.6435 | 1.6476 | 1.5836 | 1.399 | 1.2228 | 1.2529 | 1.2397 | 1.1157 | 1.0237 | 0.96096 | 0 | 0 | 0 | 0 | 0 | 0 | 0 | 0 | 0 | 0 | 0 | 0 | 0 | 0 | 0.03287 | 0.032951 | 0.031673 | 0.027979 | 0 | 0 | 0 | 0 | 0 | 0 | 62.1592 | 61.0656 | 59.7113 | 58.543 | 57.6381 | 56.9423 | 56.4451 | 56.4376 | 58.9085 | 62.8938 | 67.7339 | 71.9961 | 75.2571 | 77.6438 | 78.8624 | 79.4772 | 79.568 | 79.0018 | 77.6225 | 75.1857 | 71.3991 | 68.4984 | 66.3528 | 64.0676 | 0.012864 | 0.012083 | 0.011876 | 0.011347 | 0.011457 | 0.012145 | 0.021094 | 0.020419 | 0.026155 | 0.030056 | 0.03217 | 0.03377 | 0.035782 | 0.039418 | 0.043014 | 0.045357 | 0.047089 | 0.040082 | 0.034317 | 0.022841 | 0.018037 | 0.01516 | 0.012772 | 0.011946
Portfolio Adjusted1-in-2Size: Under 20 kWAll2023May Monthly Peak | Portfolio Adjusted | 1-in-2 | Size: Under 20 kW | All | 2023 | May Monthly Peak | 5 | 0.94331 | 0.91718 | 0.89859 | 0.8899 | 0.88762 | 0.88651 | 0.79588 | 0.86755 | 1.0995 | 1.3419 | 1.5173 | 1.6193 | 1.6705 | 1.726 | 1.7658 | 1.77 | 1.7042 | 1.5004 | 1.292 | 1.2343 | 1.2814 | 1.1507 | 1.0505 | 0.98715 | 0 | 0 | 0 | 0 | 0 | 0 | 0 | 0 | 0 | 0 | 0 | 0 | 0 | 0 | 0.035316 | 0.035401 | 0.034084 | 0.030009 | 0 | 0 | 0 | 0 | 0 | 0 | 64.4201 | 63.5205 | 62.7519 | 61.8407 | 61.0288 | 60.4203 | 59.9062 | 60.3335 | 62.4495 | 66.0353 | 69.8953 | 73.6589 | 76.9484 | 79.4596 | 80.5049 | 81.1153 | 80.9974 | 80.0918 | 78.4544 | 75.9232 | 72.4597 | 69.5359 | 67.4162 | 65.9334 | 0.012868 | 0.012087 | 0.01188 | 0.011351 | 0.01146 | 0.012149 | 0.021101 | 0.020427 | 0.026163 | 0.03007 | 0.032186 | 0.033787 | 0.035797 | 0.039434 | 0.043029 | 0.045371 | 0.047103 | 0.040095 | 0.034332 | 0.022851 | 0.018045 | 0.015165 | 0.012777 | 0.01195
Portfolio Adjusted1-in-2Size: Under 20 kWAll2023June Monthly Peak | Portfolio Adjusted | 1-in-2 | Size: Under 20 kW | All | 2023 | June Monthly Peak | 6 | 1.0011 | 0.96817 | 0.9465 | 0.93509 | 0.92843 | 0.91394 | 0.84111 | 0.95381 | 1.2374 | 1.5276 | 1.7537 | 1.892 | 1.9665 | 2.0377 | 2.0861 | 2.0763 | 1.9851 | 1.7325 | 1.4626 | 1.3401 | 1.3694 | 1.2464 | 1.1291 | 1.0563 | 0 | 0 | 0 | 0 | 0 | 0 | 0 | 0 | 0 | 0 | 0 | 0 | 0 | 0 | 0.041721 | 0.041525 | 0.039703 | 0.034649 | 0 | 0 | 0 | 0 | 0 | 0 | 68.6655 | 67.5025 | 66.4631 | 65.4599 | 64.5195 | 63.5921 | 62.7861 | 63.5814 | 66.8932 | 71.6493 | 76.4231 | 80.7492 | 83.5175 | 85.0071 | 86.1053 | 86.574 | 86.9263 | 86.5272 | 85.5486 | 83.1505 | 79.723 | 75.6545 | 73.1849 | 71.3084 | 0.012897 | 0.012114 | 0.011906 | 0.011377 | 0.011486 | 0.012175 | 0.021148 | 0.020471 | 0.026222 | 0.030129 | 0.032248 | 0.033852 | 0.03587 | 0.039517 | 0.043123 | 0.045474 | 0.04721 | 0.040183 | 0.034402 | 0.022897 | 0.018082 | 0.015198 | 0.012804 | 0.011977
Portfolio Adjusted1-in-2Size: Under 20 kWAll2023July Monthly Peak | Portfolio Adjusted | 1-in-2 | Size: Under 20 kW | All | 2023 | July Monthly Peak | 7 | 1.0637 | 1.0241 | 0.99837 | 0.98429 | 0.97647 | 0.98697 | 0.92869 | 1.0618 | 1.4154 | 1.7819 | 2.0531 | 2.2053 | 2.2723 | 2.3336 | 2.3689 | 2.3475 | 2.2408 | 1.9453 | 1.6309 | 1.4759 | 1.4884 | 1.3414 | 1.2093 | 1.126 | 0 | 0 | 0 | 0 | 0 | 0 | 0 | 0 | 0 | 0 | 0 | 0 | 0 | 0 | 0.047377 | 0.046949 | 0.044815 | 0.038906 | 0 | 0 | 0 | 0 | 0 | 0 | 75.0151 | 73.816 | 72.9645 | 72.1516 | 71.2613 | 70.3716 | 69.7671 | 70.3858 | 73.4334 | 77.4874 | 81.6414 | 85.1641 | 87.9319 | 89.4634 | 90.5163 | 90.9817 | 90.8534 | 89.9103 | 88.942 | 87.4553 | 84.7362 | 81.1997 | 78.7867 | 77.1245 | 0.01292 | 0.012136 | 0.011927 | 0.011397 | 0.011507 | 0.012198 | 0.021186 | 0.020508 | 0.026269 | 0.030183 | 0.032306 | 0.033914 | 0.035935 | 0.039587 | 0.043201 | 0.045556 | 0.047296 | 0.040257 | 0.034463 | 0.022937 | 0.018114 | 0.015224 | 0.012826 | 0.011997
Portfolio Adjusted1-in-2Size: Under 20 kWAll2023August Monthly Peak | Portfolio Adjusted | 1-in-2 | Size: Under 20 kW | All | 2023 | August Monthly Peak | 8 | 1.0485 | 1.0117 | 0.9891 | 0.97576 | 0.97013 | 0.99046 | 0.95318 | 1.0371 | 1.3709 | 1.7392 | 2.0128 | 2.1761 | 2.2509 | 2.3144 | 2.3525 | 2.3279 | 2.2134 | 1.9097 | 1.5967 | 1.4942 | 1.4882 | 1.3156 | 1.1855 | 1.107 | 0 | 0 | 0 | 0 | 0 | 0 | 0 | 0 | 0 | 0 | 0 | 0 | 0 | 0 | 0.047049 | 0.046557 | 0.044269 | 0.038195 | 0 | 0 | 0 | 0 | 0 | 0 | 73.9688 | 72.75 | 71.4503 | 70.521 | 69.7258 | 68.8371 | 68.3369 | 67.9296 | 70.1318 | 75.1855 | 80.6048 | 85.1472 | 88.3968 | 90.2951 | 91.4914 | 92.0638 | 92.1826 | 91.7101 | 90.174 | 87.0349 | 82.8974 | 79.7855 | 77.6841 | 76.032 | 0.012946 | 0.012161 | 0.011952 | 0.011421 | 0.011533 | 0.012228 | 0.021234 | 0.020556 | 0.026328 | 0.030254 | 0.032385 | 0.033996 | 0.036019 | 0.039677 | 0.043298 | 0.045658 | 0.047401 | 0.04035 | 0.034541 | 0.022988 | 0.018154 | 0.015255 | 0.012853 | 0.012022
Portfolio Adjusted1-in-2Size: Under 20 kWAll2023September Monthly Peak | Portfolio Adjusted | 1-in-2 | Size: Under 20 kW | All | 2023 | September Monthly Peak | 9 | 1.0268 | 0.99357 | 0.97037 | 0.95563 | 0.95222 | 0.9782 | 0.99365 | 1.0145 | 1.328 | 1.6769 | 1.9401 | 2.0942 | 2.1705 | 2.2406 | 2.2835 | 2.2652 | 2.1568 | 1.8521 | 1.5604 | 1.5535 | 1.4377 | 1.2752 | 1.1566 | 1.0817 | 0 | 0 | 0 | 0 | 0 | 0 | 0 | 0 | 0 | 0 | 0 | 0 | 0 | 0 | 0.045669 | 0.045304 | 0.043136 | 0.037041 | 0 | 0 | 0 | 0 | 0 | 0 | 72.4805 | 71.3775 | 70.2407 | 69.2157 | 68.2916 | 67.4811 | 67.0806 | 66.8822 | 69.0898 | 73.9783 | 79.2171 | 84.0051 | 87.908 | 90.1932 | 91.5051 | 92.0377 | 91.9995 | 91.106 | 89.714 | 86.8421 | 82.8329 | 79.7819 | 77.5987 | 76.1641 | 0.012882 | 0.0121 | 0.011892 | 0.011363 | 0.011473 | 0.012162 | 0.021124 | 0.020448 | 0.026192 | 0.030097 | 0.032215 | 0.033818 | 0.035832 | 0.039473 | 0.043075 | 0.045422 | 0.047156 | 0.040139 | 0.034365 | 0.022872 | 0.018062 | 0.01518 | 0.012789 | 0.011963
Portfolio Adjusted1-in-2Size: Under 20 kWAll2023October Monthly Peak | Portfolio Adjusted | 1-in-2 | Size: Under 20 kW | All | 2023 | October Monthly Peak | 10 | 0.94356 | 0.91712 | 0.89918 | 0.89026 | 0.88977 | 0.91118 | 0.96026 | 0.92147 | 1.1081 | 1.345 | 1.5413 | 1.6659 | 1.7412 | 1.8091 | 1.8583 | 1.8554 | 1.7588 | 1.5205 | 1.4307 | 1.39 | 1.2746 | 1.1502 | 1.0568 | 0.99316 | 0 | 0 | 0 | 0 | 0 | 0 | 0 | 0 | 0 | 0 | 0 | 0 | 0 | 0 | 0.037165 | 0.037107 | 0.035177 | 0.03041 | 0 | 0 | 0 | 0 | 0 | 0 | 64.372 | 63.4428 | 62.5836 | 61.5955 | 60.7352 | 60.0387 | 59.3599 | 58.9738 | 59.9161 | 64.0247 | 69.8556 | 76.0224 | 81.2942 | 84.3213 | 85.1788 | 85.8661 | 86.0399 | 85.1573 | 82.7701 | 78.2229 | 74.4811 | 71.5723 | 69.1995 | 67.3039 | 0.012834 | 0.012055 | 0.011848 | 0.011321 | 0.01143 | 0.012117 | 0.021046 | 0.020373 | 0.026095 | 0.029987 | 0.032097 | 0.033694 | 0.0357 | 0.039328 | 0.042915 | 0.045253 | 0.046981 | 0.03999 | 0.034239 | 0.022788 | 0.017996 | 0.015124 | 0.012742 | 0.011918
Portfolio Adjusted1-in-2Size: Under 20 kWAll2023November Monthly Peak | Portfolio Adjusted | 1-in-2 | Size: Under 20 kW | All | 2023 | November Monthly Peak | 11 | 0.90114 | 0.88241 | 0.87524 | 0.87051 | 0.87543 | 0.89869 | 0.86157 | 0.86408 | 1.0531 | 1.2288 | 1.3495 | 1.4051 | 1.4225 | 1.444 | 1.4599 | 1.4426 | 1.4233 | 1.4853 | 1.3477 | 1.2474 | 1.1581 | 1.0565 | 0.98682 | 0.93594 | 0 | 0 | 0 | 0 | 0 | 0 | 0 | 0 | 0 | 0 | 0 | 0 | 0 | 0 | 0.029199 | 0.028852 | 0.028466 | 0.029707 | 0 | 0 | 0 | 0 | 0 | 0 | 56.6771 | 55.751 | 55.0612 | 54.2489 | 53.1918 | 52.4464 | 52.2924 | 52.2582 | 54.8058 | 59.3111 | 64.1431 | 68.5584 | 71.4099 | 72.9546 | 73.7421 | 73.5776 | 71.9833 | 69.0434 | 65.7338 | 63.5795 | 61.8908 | 60.7778 | 59.7792 | 59.0068 | 0.012924 | 0.01214 | 0.011931 | 0.0114 | 0.01151 | 0.012202 | 0.021193 | 0.020516 | 0.026277 | 0.030198 | 0.032323 | 0.033931 | 0.035951 | 0.039604 | 0.043216 | 0.045569 | 0.047309 | 0.04027 | 0.034479 | 0.022948 | 0.018122 | 0.01523 | 0.012832 | 0.012002
Portfolio Adjusted1-in-2Size: Under 20 kWAll2023December Monthly Peak | Portfolio Adjusted | 1-in-2 | Size: Under 20 kW | All | 2023 | December Monthly Peak | 12 | 0.93265 | 0.91488 | 0.90535 | 0.90172 | 0.91143 | 0.9429 | 0.98903 | 0.95391 | 1.1383 | 1.3108 | 1.3883 | 1.3959 | 1.3613 | 1.3364 | 1.3159 | 1.2977 | 1.3469 | 1.4489 | 1.3253 | 1.2492 | 1.1701 | 1.0875 | 1.0217 | 0.97278 | 0 | 0 | 0 | 0 | 0 | 0 | 0 | 0 | 0 | 0 | 0 | 0 | 0 | 0 | 0.026317 | 0.025954 | 0.026937 | 0.028978 | 0 | 0 | 0 | 0 | 0 | 0 | 47.8598 | 47.1387 | 46.5971 | 46.019 | 45.5112 | 44.9522 | 44.7248 | 44.652 | 45.326 | 48.6112 | 52.3418 | 55.4489 | 57.5154 | 58.5394 | 59.1884 | 59.4717 | 58.8285 | 56.5471 | 53.7434 | 51.7028 | 50.1198 | 48.2536 | 46.5628 | 45.2981 | 0.012896 | 0.012112 | 0.011904 | 0.011375 | 0.011483 | 0.012171 | 0.021143 | 0.020465 | 0.026215 | 0.030125 | 0.032242 | 0.033846 | 0.035863 | 0.03951 | 0.043114 | 0.045461 | 0.047197 | 0.040171 | 0.034398 | 0.022895 | 0.01808 | 0.015198 | 0.012804 | 0.011976
Portfolio Adjusted1-in-2Size: Under 20 kWAll2023Typical Event Day | Portfolio Adjusted | 1-in-2 | Size: Under 20 kW | All | 2023 | Typical Event Day | 8 | 1.0401 | 1.004 | 0.98194 | 0.96896 | 0.96345 | 0.98344 | 0.94626 | 1.0235 | 1.3451 | 1.6994 | 1.9617 | 2.1184 | 2.1915 | 2.2538 | 2.2921 | 2.2696 | 2.1594 | 1.8632 | 1.5634 | 1.4667 | 1.4665 | 1.2995 | 1.1727 | 1.0959 | 0 | 0 | 0 | 0 | 0 | 0 | 0 | 0 | 0 | 0 | 0 | 0 | 0 | 0 | 0.045842 | 0.045392 | 0.043189 | 0.037264 | 0 | 0 | 0 | 0 | 0 | 0 | 72.5325 | 71.3615 | 70.2796 | 69.337 | 68.4495 | 67.5705 | 66.9927 | 67.1948 | 69.887 | 74.5751 | 79.4716 | 83.7664 | 86.9386 | 88.7397 | 89.9045 | 90.4143 | 90.4904 | 89.8134 | 88.5947 | 86.1207 | 82.5474 | 79.1054 | 76.8136 | 75.1572 | 0.012906 | 0.012123 | 0.011914 | 0.011384 | 0.011495 | 0.012185 | 0.021163 | 0.020486 | 0.026241 | 0.030152 | 0.032273 | 0.033879 | 0.035897 | 0.039545 | 0.043155 | 0.045506 | 0.047244 | 0.040213 | 0.034427 | 0.022913 | 0.018095 | 0.015208 | 0.012813 | 0.011984
Portfolio Adjusted1-in-2Size: Under 20 kWAll2024January Monthly Peak | Portfolio Adjusted | 1-in-2 | Size: Under 20 kW | All | 2024 | January Monthly Peak | 1 | 0.96963 | 0.95258 | 0.93835 | 0.93616 | 0.94787 | 0.98802 | 1.07 | 1.0479 | 1.2702 | 1.4482 | 1.5172 | 1.4995 | 1.4339 | 1.3892 | 1.3475 | 1.3163 | 1.3229 | 1.4613 | 1.3677 | 1.2957 | 1.2115 | 1.1225 | 1.0515 | 1.0132 | 0 | 0 | 0 | 0 | 0 | 0 | 0 | 0 | 0 | 0 | 0 | 0 | 0 | 0 | 0.026949 | 0.026326 | 0.026459 | 0.029227 | 0 | 0 | 0 | 0 | 0 | 0 | 43.8371 | 43.2195 | 42.5502 | 42.0291 | 41.487 | 41.1962 | 40.9704 | 40.7488 | 41.0655 | 43.2516 | 46.6984 | 49.3759 | 51.2615 | 52.5971 | 53.4044 | 53.7749 | 53.5212 | 52.1483 | 50.3314 | 48.9566 | 47.8417 | 46.9035 | 46.0617 | 45.3319 | 0.01346 | 0.012638 | 0.01242 | 0.011869 | 0.011977 | 0.012675 | 0.022042 | 0.021323 | 0.027332 | 0.031375 | 0.033555 | 0.035225 | 0.037356 | 0.041173 | 0.044949 | 0.047407 | 0.049217 | 0.041866 | 0.035844 | 0.023861 | 0.01884 | 0.015859 | 0.013358 | 0.012498
Portfolio Adjusted1-in-2Size: Under 20 kWAll2024February Monthly Peak | Portfolio Adjusted | 1-in-2 | Size: Under 20 kW | All | 2024 | February Monthly Peak | 2 | 0.93502 | 0.91722 | 0.90898 | 0.90853 | 0.91623 | 0.94567 | 0.98973 | 0.97239 | 1.1866 | 1.3602 | 1.4429 | 1.4444 | 1.413 | 1.3862 | 1.3701 | 1.3468 | 1.3246 | 1.3662 | 1.3735 | 1.2879 | 1.1953 | 1.0974 | 1.0211 | 0.97636 | 0 | 0 | 0 | 0 | 0 | 0 | 0 | 0 | 0 | 0 | 0 | 0 | 0 | 0 | 0.027401 | 0.026936 | 0.026492 | 0.027325 | 0 | 0 | 0 | 0 | 0 | 0 | 47.8664 | 47.4818 | 47.1367 | 46.7731 | 46.4458 | 46.2818 | 46.233 | 46.1979 | 46.5568 | 48.3481 | 50.3783 | 52.235 | 53.0297 | 53.0816 | 53.1314 | 52.6834 | 52.1932 | 51.2848 | 49.8653 | 48.4967 | 47.2338 | 46.4695 | 45.3218 | 44.2869 | 0.013057 | 0.012263 | 0.012053 | 0.011516 | 0.011626 | 0.012323 | 0.021406 | 0.020721 | 0.026542 | 0.030499 | 0.032643 | 0.034267 | 0.036309 | 0.040001 | 0.043651 | 0.046029 | 0.047787 | 0.040673 | 0.034825 | 0.023179 | 0.018304 | 0.015386 | 0.012963 | 0.012125
Portfolio Adjusted1-in-2Size: Under 20 kWAll2024March Monthly Peak | Portfolio Adjusted | 1-in-2 | Size: Under 20 kW | All | 2024 | March Monthly Peak | 3 | 0.93997 | 0.91453 | 0.90251 | 0.89738 | 0.90545 | 0.93362 | 0.99608 | 0.96832 | 1.1489 | 1.3227 | 1.4175 | 1.4211 | 1.3907 | 1.3755 | 1.3634 | 1.3507 | 1.3174 | 1.2478 | 1.1895 | 1.2695 | 1.1993 | 1.103 | 1.0263 | 0.97879 | 0 | 0 | 0 | 0 | 0 | 0 | 0 | 0 | 0 | 0 | 0 | 0 | 0 | 0 | 0.027269 | 0.027014 | 0.026347 | 0.024956 | 0 | 0 | 0 | 0 | 0 | 0 | 47.5938 | 46.8947 | 46.2506 | 45.8503 | 45.4986 | 45.0367 | 44.6604 | 44.5743 | 46.4529 | 48.7795 | 51.0665 | 53.082 | 54.4908 | 55.5101 | 55.9376 | 56.3675 | 56.1799 | 55.4862 | 53.9219 | 51.7933 | 50.3884 | 49.2209 | 48.316 | 47.4011 | 0.013143 | 0.012343 | 0.012131 | 0.011592 | 0.011701 | 0.012398 | 0.021542 | 0.020849 | 0.02671 | 0.030689 | 0.032841 | 0.034475 | 0.036535 | 0.040254 | 0.043928 | 0.046322 | 0.04809 | 0.040927 | 0.035045 | 0.023327 | 0.01842 | 0.015488 | 0.013048 | 0.012205
Portfolio Adjusted1-in-2Size: Under 20 kWAll2024April Monthly Peak | Portfolio Adjusted | 1-in-2 | Size: Under 20 kW | All | 2024 | April Monthly Peak | 4 | 0.91769 | 0.89238 | 0.87667 | 0.86984 | 0.87108 | 0.88982 | 0.85541 | 0.84631 | 1.0489 | 1.2583 | 1.4108 | 1.4951 | 1.5421 | 1.5968 | 1.6435 | 1.6476 | 1.5836 | 1.399 | 1.2228 | 1.2529 | 1.2397 | 1.1157 | 1.0237 | 0.96096 | 0 | 0 | 0 | 0 | 0 | 0 | 0 | 0 | 0 | 0 | 0 | 0 | 0 | 0 | 0.03287 | 0.032951 | 0.031673 | 0.027979 | 0 | 0 | 0 | 0 | 0 | 0 | 62.1592 | 61.0656 | 59.7113 | 58.543 | 57.6381 | 56.9423 | 56.4451 | 56.4376 | 58.9085 | 62.8938 | 67.7339 | 71.9961 | 75.2571 | 77.6438 | 78.8624 | 79.4772 | 79.568 | 79.0018 | 77.6225 | 75.1857 | 71.3991 | 68.4984 | 66.3528 | 64.0676 | 0.012864 | 0.012083 | 0.011876 | 0.011347 | 0.011457 | 0.012145 | 0.021094 | 0.020419 | 0.026155 | 0.030056 | 0.03217 | 0.03377 | 0.035782 | 0.039418 | 0.043014 | 0.045357 | 0.047089 | 0.040082 | 0.034317 | 0.022841 | 0.018037 | 0.01516 | 0.012772 | 0.011946
Portfolio Adjusted1-in-2Size: Under 20 kWAll2024May Monthly Peak | Portfolio Adjusted | 1-in-2 | Size: Under 20 kW | All | 2024 | May Monthly Peak | 5 | 0.94331 | 0.91718 | 0.89859 | 0.8899 | 0.88762 | 0.88651 | 0.79588 | 0.86755 | 1.0995 | 1.3419 | 1.5173 | 1.6193 | 1.6705 | 1.726 | 1.7658 | 1.77 | 1.7042 | 1.5004 | 1.292 | 1.2343 | 1.2814 | 1.1507 | 1.0505 | 0.98715 | 0 | 0 | 0 | 0 | 0 | 0 | 0 | 0 | 0 | 0 | 0 | 0 | 0 | 0 | 0.035316 | 0.035401 | 0.034084 | 0.030009 | 0 | 0 | 0 | 0 | 0 | 0 | 64.4201 | 63.5205 | 62.7519 | 61.8407 | 61.0288 | 60.4203 | 59.9062 | 60.3335 | 62.4495 | 66.0353 | 69.8953 | 73.6589 | 76.9484 | 79.4596 | 80.5049 | 81.1153 | 80.9975 | 80.0918 | 78.4544 | 75.9232 | 72.4597 | 69.5359 | 67.4162 | 65.9334 | 0.012868 | 0.012087 | 0.01188 | 0.011351 | 0.01146 | 0.012149 | 0.021101 | 0.020427 | 0.026163 | 0.03007 | 0.032186 | 0.033787 | 0.035797 | 0.039434 | 0.043029 | 0.045371 | 0.047103 | 0.040095 | 0.034332 | 0.022851 | 0.018045 | 0.015165 | 0.012777 | 0.01195
Portfolio Adjusted1-in-2Size: Under 20 kWAll2024June Monthly Peak | Portfolio Adjusted | 1-in-2 | Size: Under 20 kW | All | 2024 | June Monthly Peak | 6 | 1.0011 | 0.96817 | 0.9465 | 0.93509 | 0.92843 | 0.91394 | 0.84111 | 0.95381 | 1.2374 | 1.5276 | 1.7537 | 1.892 | 1.9665 | 2.0377 | 2.0861 | 2.0763 | 1.9851 | 1.7325 | 1.4626 | 1.3401 | 1.3694 | 1.2464 | 1.1291 | 1.0563 | 0 | 0 | 0 | 0 | 0 | 0 | 0 | 0 | 0 | 0 | 0 | 0 | 0 | 0 | 0.041721 | 0.041525 | 0.039703 | 0.034649 | 0 | 0 | 0 | 0 | 0 | 0 | 68.6655 | 67.5025 | 66.4631 | 65.4599 | 64.5195 | 63.5921 | 62.7861 | 63.5814 | 66.8931 | 71.6493 | 76.4231 | 80.7492 | 83.5175 | 85.007 | 86.1053 | 86.574 | 86.9263 | 86.5272 | 85.5486 | 83.1505 | 79.723 | 75.6545 | 73.1849 | 71.3084 | 0.012897 | 0.012114 | 0.011906 | 0.011377 | 0.011486 | 0.012175 | 0.021148 | 0.020471 | 0.026222 | 0.030129 | 0.032248 | 0.033852 | 0.03587 | 0.039517 | 0.043123 | 0.045474 | 0.04721 | 0.040183 | 0.034402 | 0.022897 | 0.018082 | 0.015198 | 0.012804 | 0.011977
Portfolio Adjusted1-in-2Size: Under 20 kWAll2024July Monthly Peak | Portfolio Adjusted | 1-in-2 | Size: Under 20 kW | All | 2024 | July Monthly Peak | 7 | 1.0637 | 1.0241 | 0.99837 | 0.98429 | 0.97647 | 0.98697 | 0.92869 | 1.0618 | 1.4154 | 1.7819 | 2.0531 | 2.2053 | 2.2723 | 2.3336 | 2.3689 | 2.3475 | 2.2408 | 1.9453 | 1.6309 | 1.4759 | 1.4884 | 1.3414 | 1.2093 | 1.126 | 0 | 0 | 0 | 0 | 0 | 0 | 0 | 0 | 0 | 0 | 0 | 0 | 0 | 0 | 0.047377 | 0.046949 | 0.044815 | 0.038906 | 0 | 0 | 0 | 0 | 0 | 0 | 75.0151 | 73.816 | 72.9645 | 72.1516 | 71.2613 | 70.3716 | 69.7671 | 70.3858 | 73.4334 | 77.4874 | 81.6414 | 85.1641 | 87.9319 | 89.4634 | 90.5163 | 90.9817 | 90.8534 | 89.9103 | 88.942 | 87.4553 | 84.7362 | 81.1997 | 78.7867 | 77.1245 | 0.01292 | 0.012136 | 0.011927 | 0.011397 | 0.011507 | 0.012198 | 0.021186 | 0.020508 | 0.026269 | 0.030183 | 0.032306 | 0.033914 | 0.035935 | 0.039587 | 0.043201 | 0.045556 | 0.047296 | 0.040257 | 0.034463 | 0.022937 | 0.018114 | 0.015224 | 0.012826 | 0.011997
Portfolio Adjusted1-in-2Size: Under 20 kWAll2024August Monthly Peak | Portfolio Adjusted | 1-in-2 | Size: Under 20 kW | All | 2024 | August Monthly Peak | 8 | 1.0485 | 1.0117 | 0.9891 | 0.97576 | 0.97013 | 0.99046 | 0.95318 | 1.0371 | 1.3709 | 1.7392 | 2.0128 | 2.1761 | 2.2509 | 2.3144 | 2.3525 | 2.3279 | 2.2134 | 1.9097 | 1.5967 | 1.4942 | 1.4882 | 1.3156 | 1.1855 | 1.107 | 0 | 0 | 0 | 0 | 0 | 0 | 0 | 0 | 0 | 0 | 0 | 0 | 0 | 0 | 0.047049 | 0.046557 | 0.044269 | 0.038195 | 0 | 0 | 0 | 0 | 0 | 0 | 73.9688 | 72.75 | 71.4503 | 70.521 | 69.7258 | 68.8371 | 68.3369 | 67.9296 | 70.1318 | 75.1855 | 80.6048 | 85.1472 | 88.3968 | 90.2951 | 91.4914 | 92.0638 | 92.1826 | 91.7101 | 90.174 | 87.0349 | 82.8974 | 79.7855 | 77.6841 | 76.032 | 0.012946 | 0.012161 | 0.011952 | 0.011421 | 0.011533 | 0.012228 | 0.021234 | 0.020556 | 0.026328 | 0.030254 | 0.032385 | 0.033996 | 0.036019 | 0.039677 | 0.043298 | 0.045658 | 0.047401 | 0.04035 | 0.034541 | 0.022988 | 0.018154 | 0.015255 | 0.012853 | 0.012022
Portfolio Adjusted1-in-2Size: Under 20 kWAll2024September Monthly Peak | Portfolio Adjusted | 1-in-2 | Size: Under 20 kW | All | 2024 | September Monthly Peak | 9 | 1.0268 | 0.99357 | 0.97037 | 0.95563 | 0.95222 | 0.9782 | 0.99365 | 1.0145 | 1.328 | 1.6769 | 1.9401 | 2.0942 | 2.1705 | 2.2406 | 2.2835 | 2.2652 | 2.1568 | 1.8521 | 1.5604 | 1.5535 | 1.4377 | 1.2752 | 1.1566 | 1.0817 | 0 | 0 | 0 | 0 | 0 | 0 | 0 | 0 | 0 | 0 | 0 | 0 | 0 | 0 | 0.045669 | 0.045304 | 0.043136 | 0.037041 | 0 | 0 | 0 | 0 | 0 | 0 | 72.4805 | 71.3775 | 70.2407 | 69.2157 | 68.2916 | 67.4811 | 67.0806 | 66.8822 | 69.0898 | 73.9783 | 79.2171 | 84.0051 | 87.908 | 90.1932 | 91.5051 | 92.0377 | 91.9995 | 91.106 | 89.714 | 86.8421 | 82.8329 | 79.7819 | 77.5987 | 76.1641 | 0.012882 | 0.0121 | 0.011892 | 0.011363 | 0.011473 | 0.012162 | 0.021124 | 0.020448 | 0.026192 | 0.030097 | 0.032215 | 0.033818 | 0.035832 | 0.039473 | 0.043075 | 0.045422 | 0.047156 | 0.040139 | 0.034365 | 0.022872 | 0.018062 | 0.01518 | 0.012789 | 0.011963
Portfolio Adjusted1-in-2Size: Under 20 kWAll2024October Monthly Peak | Portfolio Adjusted | 1-in-2 | Size: Under 20 kW | All | 2024 | October Monthly Peak | 10 | 0.94356 | 0.91712 | 0.89918 | 0.89026 | 0.88977 | 0.91118 | 0.96026 | 0.92147 | 1.1081 | 1.345 | 1.5413 | 1.6659 | 1.7412 | 1.8091 | 1.8583 | 1.8554 | 1.7588 | 1.5205 | 1.4307 | 1.39 | 1.2746 | 1.1502 | 1.0568 | 0.99316 | 0 | 0 | 0 | 0 | 0 | 0 | 0 | 0 | 0 | 0 | 0 | 0 | 0 | 0 | 0.037165 | 0.037107 | 0.035177 | 0.03041 | 0 | 0 | 0 | 0 | 0 | 0 | 64.372 | 63.4428 | 62.5836 | 61.5955 | 60.7352 | 60.0387 | 59.3599 | 58.9738 | 59.9161 | 64.0247 | 69.8555 | 76.0224 | 81.2942 | 84.3213 | 85.1788 | 85.8661 | 86.0399 | 85.1573 | 82.7701 | 78.2229 | 74.4811 | 71.5723 | 69.1995 | 67.3039 | 0.012834 | 0.012055 | 0.011848 | 0.011321 | 0.01143 | 0.012117 | 0.021046 | 0.020373 | 0.026095 | 0.029987 | 0.032097 | 0.033694 | 0.0357 | 0.039328 | 0.042915 | 0.045253 | 0.046981 | 0.03999 | 0.034239 | 0.022788 | 0.017996 | 0.015124 | 0.012742 | 0.011918
Portfolio Adjusted1-in-2Size: Under 20 kWAll2024November Monthly Peak | Portfolio Adjusted | 1-in-2 | Size: Under 20 kW | All | 2024 | November Monthly Peak | 11 | 0.90114 | 0.88241 | 0.87524 | 0.87051 | 0.87543 | 0.89869 | 0.86157 | 0.86408 | 1.0531 | 1.2288 | 1.3495 | 1.4051 | 1.4225 | 1.444 | 1.4599 | 1.4426 | 1.4233 | 1.4853 | 1.3477 | 1.2474 | 1.1581 | 1.0565 | 0.98682 | 0.93594 | 0 | 0 | 0 | 0 | 0 | 0 | 0 | 0 | 0 | 0 | 0 | 0 | 0 | 0 | 0.029199 | 0.028852 | 0.028466 | 0.029707 | 0 | 0 | 0 | 0 | 0 | 0 | 56.6771 | 55.751 | 55.0612 | 54.2489 | 53.1918 | 52.4464 | 52.2924 | 52.2582 | 54.8058 | 59.3111 | 64.1431 | 68.5584 | 71.4099 | 72.9546 | 73.7421 | 73.5776 | 71.9833 | 69.0434 | 65.7338 | 63.5795 | 61.8908 | 60.7778 | 59.7792 | 59.0068 | 0.012924 | 0.01214 | 0.011931 | 0.0114 | 0.01151 | 0.012202 | 0.021193 | 0.020516 | 0.026277 | 0.030198 | 0.032323 | 0.033931 | 0.035951 | 0.039604 | 0.043216 | 0.045569 | 0.047309 | 0.04027 | 0.034479 | 0.022948 | 0.018122 | 0.01523 | 0.012832 | 0.012002
Portfolio Adjusted1-in-2Size: Under 20 kWAll2024December Monthly Peak | Portfolio Adjusted | 1-in-2 | Size: Under 20 kW | All | 2024 | December Monthly Peak | 12 | 0.93265 | 0.91488 | 0.90535 | 0.90172 | 0.91143 | 0.9429 | 0.98903 | 0.95391 | 1.1383 | 1.3108 | 1.3883 | 1.3959 | 1.3613 | 1.3364 | 1.3159 | 1.2977 | 1.3469 | 1.4489 | 1.3253 | 1.2492 | 1.1701 | 1.0875 | 1.0217 | 0.97278 | 0 | 0 | 0 | 0 | 0 | 0 | 0 | 0 | 0 | 0 | 0 | 0 | 0 | 0 | 0.026317 | 0.025954 | 0.026937 | 0.028978 | 0 | 0 | 0 | 0 | 0 | 0 | 47.8598 | 47.1387 | 46.5971 | 46.019 | 45.5112 | 44.9522 | 44.7248 | 44.652 | 45.326 | 48.6112 | 52.3418 | 55.4489 | 57.5154 | 58.5394 | 59.1884 | 59.4717 | 58.8285 | 56.5471 | 53.7434 | 51.7028 | 50.1198 | 48.2536 | 46.5628 | 45.2981 | 0.012896 | 0.012112 | 0.011904 | 0.011375 | 0.011483 | 0.012171 | 0.021143 | 0.020465 | 0.026215 | 0.030125 | 0.032242 | 0.033846 | 0.035863 | 0.03951 | 0.043114 | 0.045461 | 0.047197 | 0.040171 | 0.034398 | 0.022895 | 0.01808 | 0.015198 | 0.012804 | 0.011976
Portfolio Adjusted1-in-2Size: Under 20 kWAll2024Typical Event Day | Portfolio Adjusted | 1-in-2 | Size: Under 20 kW | All | 2024 | Typical Event Day | 8 | 1.0401 | 1.004 | 0.98194 | 0.96896 | 0.96345 | 0.98344 | 0.94626 | 1.0235 | 1.3451 | 1.6994 | 1.9617 | 2.1184 | 2.1915 | 2.2538 | 2.2921 | 2.2696 | 2.1594 | 1.8632 | 1.5634 | 1.4667 | 1.4665 | 1.2995 | 1.1727 | 1.0959 | 0 | 0 | 0 | 0 | 0 | 0 | 0 | 0 | 0 | 0 | 0 | 0 | 0 | 0 | 0.045842 | 0.045392 | 0.043189 | 0.037264 | 0 | 0 | 0 | 0 | 0 | 0 | 72.5325 | 71.3615 | 70.2796 | 69.337 | 68.4495 | 67.5705 | 66.9927 | 67.1948 | 69.887 | 74.5751 | 79.4716 | 83.7664 | 86.9386 | 88.7397 | 89.9045 | 90.4143 | 90.4904 | 89.8134 | 88.5947 | 86.1207 | 82.5474 | 79.1054 | 76.8136 | 75.1572 | 0.012906 | 0.012123 | 0.011914 | 0.011384 | 0.011495 | 0.012185 | 0.021163 | 0.020486 | 0.026241 | 0.030152 | 0.032273 | 0.033879 | 0.035897 | 0.039545 | 0.043155 | 0.045506 | 0.047244 | 0.040213 | 0.034427 | 0.022913 | 0.018095 | 0.015208 | 0.012813 | 0.011984
Portfolio Adjusted1-in-2Size: Under 20 kWAll2025January Monthly Peak | Portfolio Adjusted | 1-in-2 | Size: Under 20 kW | All | 2025 | January Monthly Peak | 1 | 0.96963 | 0.95258 | 0.93835 | 0.93616 | 0.94787 | 0.98802 | 1.07 | 1.0479 | 1.2702 | 1.4482 | 1.5172 | 1.4995 | 1.4339 | 1.3892 | 1.3475 | 1.3163 | 1.3229 | 1.4613 | 1.3677 | 1.2957 | 1.2115 | 1.1225 | 1.0515 | 1.0132 | 0 | 0 | 0 | 0 | 0 | 0 | 0 | 0 | 0 | 0 | 0 | 0 | 0 | 0 | 0.026949 | 0.026326 | 0.026459 | 0.029227 | 0 | 0 | 0 | 0 | 0 | 0 | 43.8371 | 43.2195 | 42.5502 | 42.0291 | 41.487 | 41.1962 | 40.9704 | 40.7488 | 41.0655 | 43.2516 | 46.6984 | 49.3759 | 51.2615 | 52.5971 | 53.4044 | 53.7749 | 53.5212 | 52.1483 | 50.3314 | 48.9566 | 47.8417 | 46.9035 | 46.0617 | 45.3319 | 0.01346 | 0.012638 | 0.01242 | 0.011869 | 0.011977 | 0.012675 | 0.022042 | 0.021323 | 0.027332 | 0.031375 | 0.033555 | 0.035225 | 0.037356 | 0.041173 | 0.044949 | 0.047407 | 0.049217 | 0.041866 | 0.035844 | 0.023861 | 0.01884 | 0.015859 | 0.013358 | 0.012498
Portfolio Adjusted1-in-2Size: Under 20 kWAll2025February Monthly Peak | Portfolio Adjusted | 1-in-2 | Size: Under 20 kW | All | 2025 | February Monthly Peak | 2 | 0.93502 | 0.91722 | 0.90898 | 0.90853 | 0.91623 | 0.94567 | 0.98973 | 0.97239 | 1.1866 | 1.3602 | 1.4429 | 1.4444 | 1.413 | 1.3862 | 1.3701 | 1.3468 | 1.3246 | 1.3662 | 1.3735 | 1.2879 | 1.1953 | 1.0974 | 1.0211 | 0.97636 | 0 | 0 | 0 | 0 | 0 | 0 | 0 | 0 | 0 | 0 | 0 | 0 | 0 | 0 | 0.027401 | 0.026936 | 0.026492 | 0.027325 | 0 | 0 | 0 | 0 | 0 | 0 | 47.8664 | 47.4818 | 47.1367 | 46.7731 | 46.4458 | 46.2818 | 46.233 | 46.1979 | 46.5568 | 48.3481 | 50.3783 | 52.235 | 53.0297 | 53.0816 | 53.1314 | 52.6834 | 52.1932 | 51.2848 | 49.8653 | 48.4967 | 47.2338 | 46.4695 | 45.3218 | 44.2869 | 0.013057 | 0.012263 | 0.012053 | 0.011516 | 0.011626 | 0.012323 | 0.021406 | 0.020721 | 0.026542 | 0.030499 | 0.032643 | 0.034267 | 0.036309 | 0.040001 | 0.043651 | 0.046029 | 0.047787 | 0.040673 | 0.034825 | 0.023179 | 0.018304 | 0.015386 | 0.012963 | 0.012125
Portfolio Adjusted1-in-2Size: Under 20 kWAll2025March Monthly Peak | Portfolio Adjusted | 1-in-2 | Size: Under 20 kW | All | 2025 | March Monthly Peak | 3 | 0.93997 | 0.91453 | 0.90251 | 0.89738 | 0.90545 | 0.93361 | 0.99608 | 0.96832 | 1.1489 | 1.3227 | 1.4175 | 1.4211 | 1.3907 | 1.3755 | 1.3634 | 1.3507 | 1.3174 | 1.2478 | 1.1895 | 1.2695 | 1.1993 | 1.103 | 1.0263 | 0.97879 | 0 | 0 | 0 | 0 | 0 | 0 | 0 | 0 | 0 | 0 | 0 | 0 | 0 | 0 | 0.027269 | 0.027014 | 0.026347 | 0.024956 | 0 | 0 | 0 | 0 | 0 | 0 | 47.5938 | 46.8946 | 46.2506 | 45.8503 | 45.4986 | 45.0367 | 44.6604 | 44.5743 | 46.4529 | 48.7795 | 51.0665 | 53.082 | 54.4908 | 55.5101 | 55.9376 | 56.3675 | 56.1799 | 55.4862 | 53.9219 | 51.7933 | 50.3884 | 49.2209 | 48.316 | 47.4011 | 0.013143 | 0.012343 | 0.012131 | 0.011592 | 0.011701 | 0.012398 | 0.021542 | 0.020849 | 0.02671 | 0.030689 | 0.032841 | 0.034475 | 0.036535 | 0.040254 | 0.043928 | 0.046322 | 0.04809 | 0.040927 | 0.035045 | 0.023327 | 0.01842 | 0.015488 | 0.013048 | 0.012205
Portfolio Adjusted1-in-2Size: Under 20 kWAll2025April Monthly Peak | Portfolio Adjusted | 1-in-2 | Size: Under 20 kW | All | 2025 | April Monthly Peak | 4 | 0.91769 | 0.89238 | 0.87667 | 0.86984 | 0.87108 | 0.88982 | 0.85541 | 0.84631 | 1.0489 | 1.2583 | 1.4108 | 1.4951 | 1.5421 | 1.5968 | 1.6435 | 1.6476 | 1.5836 | 1.399 | 1.2228 | 1.2529 | 1.2397 | 1.1157 | 1.0237 | 0.96096 | 0 | 0 | 0 | 0 | 0 | 0 | 0 | 0 | 0 | 0 | 0 | 0 | 0 | 0 | 0.03287 | 0.032951 | 0.031673 | 0.027979 | 0 | 0 | 0 | 0 | 0 | 0 | 62.1592 | 61.0656 | 59.7113 | 58.543 | 57.6381 | 56.9423 | 56.4451 | 56.4376 | 58.9085 | 62.8938 | 67.7339 | 71.9961 | 75.2571 | 77.6438 | 78.8624 | 79.4772 | 79.568 | 79.0018 | 77.6225 | 75.1857 | 71.3991 | 68.4984 | 66.3528 | 64.0676 | 0.012864 | 0.012083 | 0.011876 | 0.011347 | 0.011457 | 0.012145 | 0.021094 | 0.020419 | 0.026155 | 0.030056 | 0.03217 | 0.03377 | 0.035782 | 0.039418 | 0.043014 | 0.045357 | 0.047089 | 0.040082 | 0.034317 | 0.022841 | 0.018037 | 0.01516 | 0.012772 | 0.011946
Portfolio Adjusted1-in-2Size: Under 20 kWAll2025May Monthly Peak | Portfolio Adjusted | 1-in-2 | Size: Under 20 kW | All | 2025 | May Monthly Peak | 5 | 0.94331 | 0.91718 | 0.89859 | 0.8899 | 0.88762 | 0.88651 | 0.79588 | 0.86755 | 1.0995 | 1.3419 | 1.5173 | 1.6193 | 1.6705 | 1.726 | 1.7658 | 1.77 | 1.7042 | 1.5004 | 1.292 | 1.2343 | 1.2814 | 1.1507 | 1.0505 | 0.98715 | 0 | 0 | 0 | 0 | 0 | 0 | 0 | 0 | 0 | 0 | 0 | 0 | 0 | 0 | 0.035316 | 0.035401 | 0.034084 | 0.030009 | 0 | 0 | 0 | 0 | 0 | 0 | 64.4201 | 63.5205 | 62.7519 | 61.8407 | 61.0288 | 60.4203 | 59.9062 | 60.3335 | 62.4495 | 66.0353 | 69.8953 | 73.6589 | 76.9484 | 79.4596 | 80.5049 | 81.1153 | 80.9975 | 80.0918 | 78.4544 | 75.9232 | 72.4597 | 69.5359 | 67.4162 | 65.9334 | 0.012868 | 0.012087 | 0.01188 | 0.011351 | 0.01146 | 0.012149 | 0.021101 | 0.020427 | 0.026163 | 0.03007 | 0.032186 | 0.033787 | 0.035797 | 0.039434 | 0.043029 | 0.045371 | 0.047103 | 0.040095 | 0.034332 | 0.022851 | 0.018045 | 0.015165 | 0.012777 | 0.01195
Portfolio Adjusted1-in-2Size: Under 20 kWAll2025June Monthly Peak | Portfolio Adjusted | 1-in-2 | Size: Under 20 kW | All | 2025 | June Monthly Peak | 6 | 1.0011 | 0.96817 | 0.9465 | 0.93509 | 0.92843 | 0.91394 | 0.84111 | 0.95381 | 1.2374 | 1.5276 | 1.7537 | 1.892 | 1.9665 | 2.0377 | 2.0861 | 2.0763 | 1.9851 | 1.7325 | 1.4626 | 1.3401 | 1.3694 | 1.2464 | 1.1291 | 1.0563 | 0 | 0 | 0 | 0 | 0 | 0 | 0 | 0 | 0 | 0 | 0 | 0 | 0 | 0 | 0.041721 | 0.041525 | 0.039703 | 0.034649 | 0 | 0 | 0 | 0 | 0 | 0 | 68.6655 | 67.5025 | 66.4631 | 65.4599 | 64.5195 | 63.5921 | 62.7861 | 63.5814 | 66.8931 | 71.6493 | 76.4231 | 80.7492 | 83.5175 | 85.007 | 86.1053 | 86.574 | 86.9263 | 86.5272 | 85.5486 | 83.1505 | 79.723 | 75.6545 | 73.1849 | 71.3084 | 0.012897 | 0.012114 | 0.011906 | 0.011377 | 0.011486 | 0.012175 | 0.021148 | 0.020471 | 0.026222 | 0.030129 | 0.032248 | 0.033852 | 0.03587 | 0.039517 | 0.043123 | 0.045474 | 0.04721 | 0.040183 | 0.034402 | 0.022897 | 0.018082 | 0.015198 | 0.012804 | 0.011977
Portfolio Adjusted1-in-2Size: Under 20 kWAll2025July Monthly Peak | Portfolio Adjusted | 1-in-2 | Size: Under 20 kW | All | 2025 | July Monthly Peak | 7 | 1.0637 | 1.0241 | 0.99837 | 0.98429 | 0.97647 | 0.98697 | 0.92869 | 1.0618 | 1.4154 | 1.7819 | 2.0531 | 2.2053 | 2.2723 | 2.3336 | 2.3689 | 2.3475 | 2.2408 | 1.9453 | 1.6309 | 1.4759 | 1.4884 | 1.3414 | 1.2093 | 1.126 | 0 | 0 | 0 | 0 | 0 | 0 | 0 | 0 | 0 | 0 | 0 | 0 | 0 | 0 | 0.047377 | 0.046949 | 0.044815 | 0.038906 | 0 | 0 | 0 | 0 | 0 | 0 | 75.0151 | 73.816 | 72.9645 | 72.1516 | 71.2613 | 70.3716 | 69.7671 | 70.3858 | 73.4334 | 77.4874 | 81.6414 | 85.1641 | 87.9319 | 89.4634 | 90.5163 | 90.9817 | 90.8534 | 89.9103 | 88.942 | 87.4553 | 84.7362 | 81.1997 | 78.7867 | 77.1245 | 0.01292 | 0.012136 | 0.011927 | 0.011397 | 0.011507 | 0.012198 | 0.021186 | 0.020508 | 0.026269 | 0.030183 | 0.032306 | 0.033914 | 0.035935 | 0.039587 | 0.043201 | 0.045556 | 0.047296 | 0.040257 | 0.034463 | 0.022937 | 0.018114 | 0.015224 | 0.012826 | 0.011997
Portfolio Adjusted1-in-2Size: Under 20 kWAll2025August Monthly Peak | Portfolio Adjusted | 1-in-2 | Size: Under 20 kW | All | 2025 | August Monthly Peak | 8 | 1.0485 | 1.0117 | 0.9891 | 0.97576 | 0.97013 | 0.99046 | 0.95318 | 1.0371 | 1.3709 | 1.7392 | 2.0128 | 2.1761 | 2.2509 | 2.3144 | 2.3525 | 2.3279 | 2.2134 | 1.9097 | 1.5967 | 1.4942 | 1.4882 | 1.3156 | 1.1855 | 1.107 | 0 | 0 | 0 | 0 | 0 | 0 | 0 | 0 | 0 | 0 | 0 | 0 | 0 | 0 | 0.047049 | 0.046557 | 0.044269 | 0.038195 | 0 | 0 | 0 | 0 | 0 | 0 | 73.9688 | 72.75 | 71.4503 | 70.521 | 69.7258 | 68.8371 | 68.3369 | 67.9296 | 70.1318 | 75.1855 | 80.6048 | 85.1472 | 88.3968 | 90.2951 | 91.4914 | 92.0638 | 92.1826 | 91.7101 | 90.174 | 87.0349 | 82.8974 | 79.7855 | 77.6841 | 76.032 | 0.012946 | 0.012161 | 0.011952 | 0.011421 | 0.011533 | 0.012228 | 0.021234 | 0.020556 | 0.026328 | 0.030254 | 0.032385 | 0.033996 | 0.036019 | 0.039677 | 0.043298 | 0.045658 | 0.047401 | 0.04035 | 0.034541 | 0.022988 | 0.018154 | 0.015255 | 0.012853 | 0.012022
Portfolio Adjusted1-in-2Size: Under 20 kWAll2025September Monthly Peak | Portfolio Adjusted | 1-in-2 | Size: Under 20 kW | All | 2025 | September Monthly Peak | 9 | 1.0268 | 0.99357 | 0.97037 | 0.95563 | 0.95222 | 0.9782 | 0.99365 | 1.0145 | 1.328 | 1.6769 | 1.9401 | 2.0942 | 2.1705 | 2.2406 | 2.2835 | 2.2652 | 2.1568 | 1.8521 | 1.5604 | 1.5535 | 1.4377 | 1.2752 | 1.1566 | 1.0817 | 0 | 0 | 0 | 0 | 0 | 0 | 0 | 0 | 0 | 0 | 0 | 0 | 0 | 0 | 0.045669 | 0.045304 | 0.043136 | 0.037041 | 0 | 0 | 0 | 0 | 0 | 0 | 72.4805 | 71.3775 | 70.2407 | 69.2157 | 68.2916 | 67.4811 | 67.0806 | 66.8822 | 69.0898 | 73.9783 | 79.2171 | 84.0051 | 87.908 | 90.1932 | 91.5051 | 92.0377 | 91.9995 | 91.106 | 89.714 | 86.8421 | 82.8329 | 79.7819 | 77.5987 | 76.1641 | 0.012882 | 0.0121 | 0.011892 | 0.011363 | 0.011473 | 0.012162 | 0.021124 | 0.020448 | 0.026192 | 0.030097 | 0.032215 | 0.033818 | 0.035832 | 0.039473 | 0.043075 | 0.045422 | 0.047156 | 0.040139 | 0.034365 | 0.022872 | 0.018062 | 0.01518 | 0.012789 | 0.011963
Portfolio Adjusted1-in-2Size: Under 20 kWAll2025October Monthly Peak | Portfolio Adjusted | 1-in-2 | Size: Under 20 kW | All | 2025 | October Monthly Peak | 10 | 0.94356 | 0.91712 | 0.89918 | 0.89026 | 0.88977 | 0.91118 | 0.96026 | 0.92147 | 1.1081 | 1.345 | 1.5413 | 1.6659 | 1.7412 | 1.8091 | 1.8583 | 1.8554 | 1.7588 | 1.5205 | 1.4307 | 1.39 | 1.2746 | 1.1502 | 1.0568 | 0.99316 | 0 | 0 | 0 | 0 | 0 | 0 | 0 | 0 | 0 | 0 | 0 | 0 | 0 | 0 | 0.037165 | 0.037107 | 0.035177 | 0.03041 | 0 | 0 | 0 | 0 | 0 | 0 | 64.372 | 63.4428 | 62.5836 | 61.5955 | 60.7352 | 60.0387 | 59.3599 | 58.9738 | 59.9161 | 64.0247 | 69.8556 | 76.0224 | 81.2942 | 84.3213 | 85.1789 | 85.8661 | 86.0399 | 85.1573 | 82.7701 | 78.2229 | 74.4811 | 71.5723 | 69.1995 | 67.3039 | 0.012834 | 0.012055 | 0.011848 | 0.011321 | 0.01143 | 0.012117 | 0.021046 | 0.020373 | 0.026095 | 0.029987 | 0.032097 | 0.033694 | 0.0357 | 0.039328 | 0.042915 | 0.045253 | 0.046981 | 0.03999 | 0.034239 | 0.022788 | 0.017996 | 0.015124 | 0.012742 | 0.011918
Portfolio Adjusted1-in-2Size: Under 20 kWAll2025November Monthly Peak | Portfolio Adjusted | 1-in-2 | Size: Under 20 kW | All | 2025 | November Monthly Peak | 11 | 0.90114 | 0.88241 | 0.87524 | 0.87051 | 0.87543 | 0.89869 | 0.86157 | 0.86408 | 1.0531 | 1.2288 | 1.3495 | 1.4051 | 1.4225 | 1.444 | 1.4599 | 1.4426 | 1.4233 | 1.4853 | 1.3477 | 1.2474 | 1.1581 | 1.0565 | 0.98682 | 0.93594 | 0 | 0 | 0 | 0 | 0 | 0 | 0 | 0 | 0 | 0 | 0 | 0 | 0 | 0 | 0.029199 | 0.028852 | 0.028466 | 0.029707 | 0 | 0 | 0 | 0 | 0 | 0 | 56.6771 | 55.751 | 55.0612 | 54.2489 | 53.1918 | 52.4464 | 52.2924 | 52.2582 | 54.8058 | 59.3111 | 64.1431 | 68.5584 | 71.4099 | 72.9546 | 73.7421 | 73.5776 | 71.9833 | 69.0434 | 65.7338 | 63.5795 | 61.8908 | 60.7778 | 59.7792 | 59.0068 | 0.012924 | 0.01214 | 0.011931 | 0.0114 | 0.01151 | 0.012202 | 0.021193 | 0.020516 | 0.026277 | 0.030198 | 0.032323 | 0.033931 | 0.035951 | 0.039604 | 0.043216 | 0.045569 | 0.047309 | 0.04027 | 0.034479 | 0.022948 | 0.018122 | 0.01523 | 0.012832 | 0.012002
Portfolio Adjusted1-in-2Size: Under 20 kWAll2025December Monthly Peak | Portfolio Adjusted | 1-in-2 | Size: Under 20 kW | All | 2025 | December Monthly Peak | 12 | 0.93265 | 0.91488 | 0.90535 | 0.90172 | 0.91143 | 0.9429 | 0.98903 | 0.95391 | 1.1383 | 1.3108 | 1.3883 | 1.3959 | 1.3613 | 1.3364 | 1.3159 | 1.2977 | 1.3469 | 1.4489 | 1.3253 | 1.2492 | 1.1701 | 1.0875 | 1.0217 | 0.97278 | 0 | 0 | 0 | 0 | 0 | 0 | 0 | 0 | 0 | 0 | 0 | 0 | 0 | 0 | 0.026317 | 0.025954 | 0.026937 | 0.028978 | 0 | 0 | 0 | 0 | 0 | 0 | 47.8598 | 47.1387 | 46.5971 | 46.019 | 45.5112 | 44.9522 | 44.7248 | 44.652 | 45.326 | 48.6112 | 52.3418 | 55.4489 | 57.5154 | 58.5394 | 59.1884 | 59.4717 | 58.8285 | 56.5471 | 53.7434 | 51.7028 | 50.1198 | 48.2536 | 46.5628 | 45.2981 | 0.012896 | 0.012112 | 0.011904 | 0.011375 | 0.011483 | 0.012171 | 0.021143 | 0.020465 | 0.026215 | 0.030125 | 0.032242 | 0.033846 | 0.035863 | 0.03951 | 0.043114 | 0.045461 | 0.047197 | 0.040171 | 0.034398 | 0.022895 | 0.01808 | 0.015198 | 0.012804 | 0.011976
Portfolio Adjusted1-in-2Size: Under 20 kWAll2025Typical Event Day | Portfolio Adjusted | 1-in-2 | Size: Under 20 kW | All | 2025 | Typical Event Day | 8 | 1.0401 | 1.004 | 0.98194 | 0.96896 | 0.96345 | 0.98344 | 0.94626 | 1.0235 | 1.3451 | 1.6994 | 1.9617 | 2.1184 | 2.1915 | 2.2538 | 2.2921 | 2.2696 | 2.1594 | 1.8632 | 1.5634 | 1.4667 | 1.4665 | 1.2995 | 1.1727 | 1.0959 | 0 | 0 | 0 | 0 | 0 | 0 | 0 | 0 | 0 | 0 | 0 | 0 | 0 | 0 | 0.045842 | 0.045392 | 0.043189 | 0.037264 | 0 | 0 | 0 | 0 | 0 | 0 | 72.5325 | 71.3615 | 70.2796 | 69.337 | 68.4495 | 67.5705 | 66.9927 | 67.1948 | 69.887 | 74.5751 | 79.4716 | 83.7664 | 86.9386 | 88.7397 | 89.9045 | 90.4143 | 90.4904 | 89.8134 | 88.5947 | 86.1207 | 82.5474 | 79.1054 | 76.8136 | 75.1572 | 0.012906 | 0.012123 | 0.011914 | 0.011384 | 0.011495 | 0.012185 | 0.021163 | 0.020486 | 0.026241 | 0.030152 | 0.032273 | 0.033879 | 0.035897 | 0.039545 | 0.043155 | 0.045506 | 0.047244 | 0.040213 | 0.034427 | 0.022913 | 0.018095 | 0.015208 | 0.012813 | 0.011984
Portfolio Adjusted1-in-10Size: Under 20 kWOrange County2015January Monthly Peak | Portfolio Adjusted | 1-in-10 | Size: Under 20 kW | Orange County | 2015 | January Monthly Peak | 1
Portfolio Adjusted1-in-10Size: Under 20 kWOrange County2015February Monthly Peak | Portfolio Adjusted | 1-in-10 | Size: Under 20 kW | Orange County | 2015 | February Monthly Peak | 2
Portfolio Adjusted1-in-10Size: Under 20 kWOrange County2015March Monthly Peak | Portfolio Adjusted | 1-in-10 | Size: Under 20 kW | Orange County | 2015 | March Monthly Peak | 3
Portfolio Adjusted1-in-10Size: Under 20 kWOrange County2015April Monthly Peak | Portfolio Adjusted | 1-in-10 | Size: Under 20 kW | Orange County | 2015 | April Monthly Peak | 4
Portfolio Adjusted1-in-10Size: Under 20 kWOrange County2015May Monthly Peak | Portfolio Adjusted | 1-in-10 | Size: Under 20 kW | Orange County | 2015 | May Monthly Peak | 5
Portfolio Adjusted1-in-10Size: Under 20 kWOrange County2015June Monthly Peak | Portfolio Adjusted | 1-in-10 | Size: Under 20 kW | Orange County | 2015 | June Monthly Peak | 6
Portfolio Adjusted1-in-10Size: Under 20 kWOrange County2015July Monthly Peak | Portfolio Adjusted | 1-in-10 | Size: Under 20 kW | Orange County | 2015 | July Monthly Peak | 7
Portfolio Adjusted1-in-10Size: Under 20 kWOrange County2015August Monthly Peak | Portfolio Adjusted | 1-in-10 | Size: Under 20 kW | Orange County | 2015 | August Monthly Peak | 8
Portfolio Adjusted1-in-10Size: Under 20 kWOrange County2015September Monthly Peak | Portfolio Adjusted | 1-in-10 | Size: Under 20 kW | Orange County | 2015 | September Monthly Peak | 9
Portfolio Adjusted1-in-10Size: Under 20 kWOrange County2015October Monthly Peak | Portfolio Adjusted | 1-in-10 | Size: Under 20 kW | Orange County | 2015 | October Monthly Peak | 10
Portfolio Adjusted1-in-10Size: Under 20 kWOrange County2015November Monthly Peak | Portfolio Adjusted | 1-in-10 | Size: Under 20 kW | Orange County | 2015 | November Monthly Peak | 11
Portfolio Adjusted1-in-10Size: Under 20 kWOrange County2015December Monthly Peak | Portfolio Adjusted | 1-in-10 | Size: Under 20 kW | Orange County | 2015 | December Monthly Peak | 12
Portfolio Adjusted1-in-10Size: Under 20 kWOrange County2015Typical Event Day | Portfolio Adjusted | 1-in-10 | Size: Under 20 kW | Orange County | 2015 | Typical Event Day | 8
Portfolio Adjusted1-in-10Size: Under 20 kWOrange County2016January Monthly Peak | Portfolio Adjusted | 1-in-10 | Size: Under 20 kW | Orange County | 2016 | January Monthly Peak | 1
Portfolio Adjusted1-in-10Size: Under 20 kWOrange County2016February Monthly Peak | Portfolio Adjusted | 1-in-10 | Size: Under 20 kW | Orange County | 2016 | February Monthly Peak | 2
Portfolio Adjusted1-in-10Size: Under 20 kWOrange County2016March Monthly Peak | Portfolio Adjusted | 1-in-10 | Size: Under 20 kW | Orange County | 2016 | March Monthly Peak | 3
Portfolio Adjusted1-in-10Size: Under 20 kWOrange County2016April Monthly Peak | Portfolio Adjusted | 1-in-10 | Size: Under 20 kW | Orange County | 2016 | April Monthly Peak | 4
Portfolio Adjusted1-in-10Size: Under 20 kWOrange County2016May Monthly Peak | Portfolio Adjusted | 1-in-10 | Size: Under 20 kW | Orange County | 2016 | May Monthly Peak | 5
Portfolio Adjusted1-in-10Size: Under 20 kWOrange County2016June Monthly Peak | Portfolio Adjusted | 1-in-10 | Size: Under 20 kW | Orange County | 2016 | June Monthly Peak | 6
Portfolio Adjusted1-in-10Size: Under 20 kWOrange County2016July Monthly Peak | Portfolio Adjusted | 1-in-10 | Size: Under 20 kW | Orange County | 2016 | July Monthly Peak | 7
Portfolio Adjusted1-in-10Size: Under 20 kWOrange County2016August Monthly Peak | Portfolio Adjusted | 1-in-10 | Size: Under 20 kW | Orange County | 2016 | August Monthly Peak | 8
Portfolio Adjusted1-in-10Size: Under 20 kWOrange County2016September Monthly Peak | Portfolio Adjusted | 1-in-10 | Size: Under 20 kW | Orange County | 2016 | September Monthly Peak | 9
Portfolio Adjusted1-in-10Size: Under 20 kWOrange County2016October Monthly Peak | Portfolio Adjusted | 1-in-10 | Size: Under 20 kW | Orange County | 2016 | October Monthly Peak | 10
Portfolio Adjusted1-in-10Size: Under 20 kWOrange County2016November Monthly Peak | Portfolio Adjusted | 1-in-10 | Size: Under 20 kW | Orange County | 2016 | November Monthly Peak | 11
Portfolio Adjusted1-in-10Size: Under 20 kWOrange County2016December Monthly Peak | Portfolio Adjusted | 1-in-10 | Size: Under 20 kW | Orange County | 2016 | December Monthly Peak | 12
Portfolio Adjusted1-in-10Size: Under 20 kWOrange County2016Typical Event Day | Portfolio Adjusted | 1-in-10 | Size: Under 20 kW | Orange County | 2016 | Typical Event Day | 8
Portfolio Adjusted1-in-10Size: Under 20 kWOrange County2017January Monthly Peak | Portfolio Adjusted | 1-in-10 | Size: Under 20 kW | Orange County | 2017 | January Monthly Peak | 1
Portfolio Adjusted1-in-10Size: Under 20 kWOrange County2017February Monthly Peak | Portfolio Adjusted | 1-in-10 | Size: Under 20 kW | Orange County | 2017 | February Monthly Peak | 2
Portfolio Adjusted1-in-10Size: Under 20 kWOrange County2017March Monthly Peak | Portfolio Adjusted | 1-in-10 | Size: Under 20 kW | Orange County | 2017 | March Monthly Peak | 3
Portfolio Adjusted1-in-10Size: Under 20 kWOrange County2017April Monthly Peak | Portfolio Adjusted | 1-in-10 | Size: Under 20 kW | Orange County | 2017 | April Monthly Peak | 4 | 1.0785 | 1.048 | 1.028 | 1.0158 | 1.0081 | 1.0232 | 0.98308 | 1.0159 | 1.2908 | 1.6264 | 1.8739 | 2.0326 | 2.1101 | 2.1927 | 2.2601 | 2.266 | 2.1414 | 1.8772 | 1.5638 | 1.5678 | 1.5096 | 1.3134 | 1.2246 | 1.1329 | 0 | 0 | 0 | 0 | 0 | 0 | 0 | 0 | 0 | 0 | 0 | 0 | 0 | 0 | 0.045202 | 0.045321 | 0.042828 | 0.037544 | 0 | 0 | 0 | 0 | 0 | 0 | 71.3249 | 69.5594 | 67.986 | 66.3746 | 65.3919 | 64.7372 | 64.1928 | 64.2748 | 67.3097 | 72.8277 | 78.6969 | 84.0812 | 87.711 | 89.7025 | 90.3149 | 90.7569 | 90.7246 | 89.8758 | 88.2179 | 84.549 | 79.6124 | 75.707 | 73.1207 | 71.129 | 0.023001 | 0.022683 | 0.022399 | 0.021266 | 0.023236 | 0.027991 | 0.043622 | 0.044481 | 0.054061 | 0.065107 | 0.073672 | 0.077563 | 0.077819 | 0.082483 | 0.088372 | 0.092671 | 0.096299 | 0.086253 | 0.071327 | 0.04621 | 0.03727 | 0.026687 | 0.023075 | 0.021166
Portfolio Adjusted1-in-10Size: Under 20 kWOrange County2017May Monthly Peak | Portfolio Adjusted | 1-in-10 | Size: Under 20 kW | Orange County | 2017 | May Monthly Peak | 5 | 1.0982 | 1.0677 | 1.044 | 1.0298 | 1.0288 | 1.0325 | 0.91761 | 1.0597 | 1.3625 | 1.742 | 2.0283 | 2.2012 | 2.2829 | 2.3641 | 2.4029 | 2.3988 | 2.2721 | 1.9905 | 1.6303 | 1.5502 | 1.5514 | 1.3323 | 1.2372 | 1.1511 | 0 | 0 | 0 | 0 | 0 | 0 | 0 | 0 | 0 | 0 | 0 | 0 | 0 | 0 | 0.048058 | 0.047976 | 0.045442 | 0.03981 | 0 | 0 | 0 | 0 | 0 | 0 | 71.8569 | 70.5237 | 68.9165 | 68.1731 | 67.5346 | 66.6824 | 66.3011 | 66.6985 | 70.6737 | 76.8893 | 82.295 | 86.5498 | 89.1352 | 91.01 | 92.4135 | 93.2565 | 93.3112 | 92.084 | 89.9872 | 87.2461 | 83.8047 | 80.0193 | 77.1898 | 75.0889 | 0.022944 | 0.022626 | 0.022343 | 0.021213 | 0.023178 | 0.027922 | 0.043514 | 0.044371 | 0.053926 | 0.064945 | 0.073488 | 0.077369 | 0.077625 | 0.082278 | 0.088152 | 0.09244 | 0.096059 | 0.086039 | 0.071149 | 0.046095 | 0.037178 | 0.02662 | 0.023017 | 0.021113
Portfolio Adjusted1-in-10Size: Under 20 kWOrange County2017June Monthly Peak | Portfolio Adjusted | 1-in-10 | Size: Under 20 kW | Orange County | 2017 | June Monthly Peak | 6 | 1.1259 | 1.0903 | 1.0607 | 1.0478 | 1.0463 | 1.0417 | 0.94597 | 1.1077 | 1.4249 | 1.8182 | 2.1332 | 2.3404 | 2.4395 | 2.5355 | 2.5874 | 2.5728 | 2.4106 | 2.1076 | 1.7138 | 1.5802 | 1.588 | 1.3929 | 1.2757 | 1.1823 | 0 | 0 | 0 | 0 | 0 | 0 | 0 | 0 | 0 | 0 | 0 | 0 | 0 | 0 | 0.051747 | 0.051456 | 0.048211 | 0.042152 | 0 | 0 | 0 | 0 | 0 | 0 | 72.7157 | 71.4329 | 70.1301 | 69.0711 | 67.826 | 66.9996 | 66.8847 | 68.0425 | 71.2171 | 75.9779 | 81.0565 | 85.3641 | 88.295 | 90.456 | 91.9661 | 92.5382 | 92.8806 | 92.2677 | 90.9302 | 88.7338 | 84.8067 | 80.7896 | 78.2432 | 76.3003 | 0.023013 | 0.022694 | 0.02241 | 0.021277 | 0.023248 | 0.028005 | 0.043644 | 0.044504 | 0.054087 | 0.065139 | 0.073708 | 0.077601 | 0.077857 | 0.082524 | 0.088416 | 0.092717 | 0.096347 | 0.086296 | 0.071362 | 0.046233 | 0.037289 | 0.0267 | 0.023086 | 0.021177
Portfolio Adjusted1-in-10Size: Under 20 kWOrange County2017July Monthly Peak | Portfolio Adjusted | 1-in-10 | Size: Under 20 kW | Orange County | 2017 | July Monthly Peak | 7 | 1.1677 | 1.125 | 1.0959 | 1.0773 | 1.0769 | 1.0918 | 1.0229 | 1.2024 | 1.562 | 2.0273 | 2.3698 | 2.5746 | 2.6535 | 2.7225 | 2.7624 | 2.7433 | 2.5815 | 2.2575 | 1.8389 | 1.6607 | 1.6709 | 1.4534 | 1.3345 | 1.2304 | 0 | 0 | 0 | 0 | 0 | 0 | 0 | 0 | 0 | 0 | 0 | 0 | 0 | 0 | 0.055248 | 0.054865 | 0.051629 | 0.04515 | 0 | 0 | 0 | 0 | 0 | 0 | 74.9655 | 74.0072 | 73.0569 | 72.2426 | 71.5169 | 71.0468 | 70.8518 | 71.205 | 74.1214 | 78.7513 | 83.2729 | 87.1273 | 89.5638 | 91.1571 | 92.7652 | 93.2668 | 93.8903 | 92.8272 | 90.9047 | 88.8187 | 85.672 | 82.5617 | 80.4359 | 78.9059 | 0.022874 | 0.022557 | 0.022274 | 0.021148 | 0.023107 | 0.027836 | 0.04338 | 0.044234 | 0.05376 | 0.064745 | 0.073262 | 0.077132 | 0.077386 | 0.082025 | 0.087881 | 0.092156 | 0.095764 | 0.085774 | 0.070931 | 0.045953 | 0.037063 | 0.026539 | 0.022947 | 0.021048
Portfolio Adjusted1-in-10Size: Under 20 kWOrange County2017August Monthly Peak | Portfolio Adjusted | 1-in-10 | Size: Under 20 kW | Orange County | 2017 | August Monthly Peak | 8 | 1.1935 | 1.1496 | 1.1228 | 1.1048 | 1.105 | 1.1338 | 1.0973 | 1.2526 | 1.6264 | 2.1458 | 2.5439 | 2.7718 | 2.8628 | 2.9258 | 2.9743 | 2.93 | 2.7395 | 2.3784 | 1.923 | 1.7815 | 1.7421 | 1.4902 | 1.3657 | 1.2532 | 0 | 0 | 0 | 0 | 0 | 0 | 0 | 0 | 0 | 0 | 0 | 0 | 0 | 0 | 0.059486 | 0.0586 | 0.054789 | 0.047567 | 0 | 0 | 0 | 0 | 0 | 0 | 77.5433 | 76.6026 | 75.7751 | 75.1149 | 74.5775 | 73.9693 | 73.6338 | 73.8779 | 76.701 | 80.8519 | 85.1767 | 89.5812 | 92.9877 | 95.5882 | 96.9003 | 97.1878 | 96.9448 | 95.5807 | 94.2812 | 91.5607 | 87.5753 | 84.2546 | 81.9285 | 80.3122 | 0.023246 | 0.022924 | 0.022637 | 0.021493 | 0.023483 | 0.028289 | 0.044087 | 0.044955 | 0.054636 | 0.0658 | 0.074456 | 0.078388 | 0.078647 | 0.083361 | 0.089312 | 0.093657 | 0.097324 | 0.087171 | 0.072086 | 0.046702 | 0.037667 | 0.026971 | 0.023321 | 0.021391
Portfolio Adjusted1-in-10Size: Under 20 kWOrange County2017September Monthly Peak | Portfolio Adjusted | 1-in-10 | Size: Under 20 kW | Orange County | 2017 | September Monthly Peak | 9 | 1.1982 | 1.1572 | 1.1273 | 1.1083 | 1.1087 | 1.1576 | 1.1924 | 1.2789 | 1.662 | 2.1926 | 2.6024 | 2.822 | 2.9075 | 2.9923 | 3.0523 | 3.0278 | 2.819 | 2.4275 | 1.9545 | 1.9238 | 1.7472 | 1.5084 | 1.384 | 1.2652 | 0 | 0 | 0 | 0 | 0 | 0 | 0 | 0 | 0 | 0 | 0 | 0 | 0 | 0 | 0.061046 | 0.060556 | 0.056381 | 0.04855 | 0 | 0 | 0 | 0 | 0 | 0 | 79.9427 | 78.7122 | 77.6307 | 77.0637 | 76.1293 | 75.406 | 75.0568 | 75.1388 | 77.3957 | 81.7559 | 86.5183 | 91.5508 | 95.4203 | 97.8132 | 98.874 | 98.7938 | 98.2987 | 97.2712 | 95.501 | 92.5959 | 88.9658 | 85.5902 | 83.1255 | 81.321 | 0.023238 | 0.022916 | 0.022629 | 0.021485 | 0.023475 | 0.028279 | 0.044071 | 0.044939 | 0.054617 | 0.065777 | 0.07443 | 0.078361 | 0.078619 | 0.083332 | 0.089281 | 0.093624 | 0.09729 | 0.087141 | 0.072061 | 0.046685 | 0.037654 | 0.026962 | 0.023312 | 0.021384
Portfolio Adjusted1-in-10Size: Under 20 kWOrange County2017October Monthly Peak | Portfolio Adjusted | 1-in-10 | Size: Under 20 kW | Orange County | 2017 | October Monthly Peak | 10 | 1.1403 | 1.1102 | 1.087 | 1.0724 | 1.0663 | 1.0971 | 1.166 | 1.1528 | 1.4018 | 1.7823 | 2.0961 | 2.2884 | 2.3973 | 2.4851 | 2.5374 | 2.5494 | 2.3642 | 2.037 | 1.8204 | 1.7546 | 1.5874 | 1.4102 | 1.308 | 1.2069 | 0 | 0 | 0 | 0 | 0 | 0 | 0 | 0 | 0 | 0 | 0 | 0 | 0 | 0 | 0.050748 | 0.050989 | 0.047283 | 0.04074 | 0 | 0 | 0 | 0 | 0 | 0 | 74.8416 | 74.3689 | 73.8523 | 72.5509 | 71.7343 | 71.163 | 70.6476 | 70.3542 | 71.4317 | 74.7837 | 78.9574 | 83.4113 | 87.0102 | 89.6845 | 91.0404 | 91.4901 | 90.8069 | 89.0381 | 86.5509 | 83.2564 | 79.9733 | 77.7763 | 76.261 | 74.895 | 0.022994 | 0.022675 | 0.022391 | 0.021259 | 0.023228 | 0.027982 | 0.043607 | 0.044466 | 0.054042 | 0.065085 | 0.073646 | 0.077536 | 0.077792 | 0.082455 | 0.088342 | 0.092639 | 0.096266 | 0.086224 | 0.071302 | 0.046194 | 0.037258 | 0.026678 | 0.023067 | 0.021159
Portfolio Adjusted1-in-10Size: Under 20 kWOrange County2017November Monthly Peak | Portfolio Adjusted | 1-in-10 | Size: Under 20 kW | Orange County | 2017 | November Monthly Peak | 11 | 1.087 | 1.0723 | 1.0647 | 1.0488 | 1.0404 | 1.0758 | 1.0073 | 1.008 | 1.2261 | 1.4672 | 1.6284 | 1.7102 | 1.7515 | 1.7867 | 1.8006 | 1.7784 | 1.7289 | 1.813 | 1.6148 | 1.4697 | 1.3805 | 1.2494 | 1.1819 | 1.1161 | 0 | 0 | 0 | 0 | 0 | 0 | 0 | 0 | 0 | 0 | 0 | 0 | 0 | 0 | 0.036012 | 0.035567 | 0.034578 | 0.036261 | 0 | 0 | 0 | 0 | 0 | 0 | 62.9222 | 61.9036 | 61.2555 | 60.1368 | 59.019 | 58.2091 | 58.2712 | 58.7196 | 60.9677 | 65.1025 | 70.0958 | 74.2753 | 76.8999 | 78.5353 | 79.4696 | 79.4283 | 78.2743 | 75.8857 | 73.2459 | 70.8209 | 68.7961 | 67.0877 | 65.5155 | 64.7643 | 0.022907 | 0.02259 | 0.022307 | 0.021179 | 0.023141 | 0.027877 | 0.043444 | 0.0443 | 0.05384 | 0.064841 | 0.073371 | 0.077246 | 0.077501 | 0.082146 | 0.088011 | 0.092292 | 0.095906 | 0.085901 | 0.071036 | 0.046021 | 0.037118 | 0.026578 | 0.022981 | 0.02108
Portfolio Adjusted1-in-10Size: Under 20 kWOrange County2017December Monthly Peak | Portfolio Adjusted | 1-in-10 | Size: Under 20 kW | Orange County | 2017 | December Monthly Peak | 12 | 1.1436 | 1.1307 | 1.125 | 1.1164 | 1.1176 | 1.1719 | 1.2302 | 1.1806 | 1.3822 | 1.632 | 1.7309 | 1.7129 | 1.6189 | 1.5525 | 1.4996 | 1.4453 | 1.4862 | 1.6718 | 1.535 | 1.4667 | 1.3838 | 1.2969 | 1.2372 | 1.1822 | 0 | 0 | 0 | 0 | 0 | 0 | 0 | 0 | 0 | 0 | 0 | 0 | 0 | 0 | 0.029992 | 0.028907 | 0.029723 | 0.033436 | 0 | 0 | 0 | 0 | 0 | 0 | 43.3429 | 42.7257 | 42.0262 | 41.8296 | 41.3105 | 40.5006 | 40.5827 | 40.6635 | 41.5763 | 43.4845 | 45.7485 | 47.68 | 48.72 | 49.0929 | 49.4861 | 49.6795 | 49.1367 | 47.8529 | 46.167 | 45.2502 | 44.4733 | 43.6587 | 43.0382 | 42.5393 | 0.023325 | 0.023002 | 0.022714 | 0.021566 | 0.023563 | 0.028386 | 0.044237 | 0.045108 | 0.054822 | 0.066024 | 0.07471 | 0.078655 | 0.078915 | 0.083645 | 0.089617 | 0.093976 | 0.097656 | 0.087469 | 0.072332 | 0.046861 | 0.037796 | 0.027063 | 0.0234 | 0.021464
Portfolio Adjusted1-in-10Size: Under 20 kWOrange County2017Typical Event Day | Portfolio Adjusted | 1-in-10 | Size: Under 20 kW | Orange County | 2017 | Typical Event Day | 8 | 1.1817 | 1.1389 | 1.1127 | 1.0953 | 1.0951 | 1.1232 | 1.0864 | 1.2288 | 1.5842 | 2.0794 | 2.4571 | 2.6742 | 2.7654 | 2.8271 | 2.8754 | 2.8347 | 2.6546 | 2.3036 | 1.8705 | 1.7395 | 1.7092 | 1.4671 | 1.3474 | 1.2385 | 0 | 0 | 0 | 0 | 0 | 0 | 0 | 0 | 0 | 0 | 0 | 0 | 0 | 0 | 0.057509 | 0.056694 | 0.053091 | 0.046072 | 0 | 0 | 0 | 0 | 0 | 0 | 76.2918 | 75.1887 | 74.1482 | 73.3731 | 72.5124 | 71.8554 | 71.6068 | 72.0661 | 74.8588 | 79.3342 | 84.0061 | 88.4058 | 91.5667 | 93.7537 | 95.1264 | 95.4467 | 95.5036 | 94.4867 | 92.9043 | 90.4273 | 86.755 | 83.299 | 80.9333 | 79.2098 | 0.023056 | 0.022737 | 0.022452 | 0.021317 | 0.023291 | 0.028058 | 0.043726 | 0.044588 | 0.05419 | 0.065262 | 0.073848 | 0.077748 | 0.078005 | 0.08268 | 0.088583 | 0.092892 | 0.096529 | 0.086459 | 0.071497 | 0.04632 | 0.037359 | 0.026751 | 0.02313 | 0.021217
Portfolio Adjusted1-in-10Size: Under 20 kWOrange County2018January Monthly Peak | Portfolio Adjusted | 1-in-10 | Size: Under 20 kW | Orange County | 2018 | January Monthly Peak | 1 | 1.1027 | 1.0881 | 1.0658 | 1.057 | 1.0531 | 1.0949 | 1.2133 | 1.2038 | 1.4422 | 1.6953 | 1.809 | 1.776 | 1.6621 | 1.5982 | 1.5307 | 1.4786 | 1.4784 | 1.6698 | 1.525 | 1.4455 | 1.3411 | 1.251 | 1.1888 | 1.1516 | 0 | 0 | 0 | 0 | 0 | 0 | 0 | 0 | 0 | 0 | 0 | 0 | 0 | 0 | 0.030613 | 0.029572 | 0.029568 | 0.033395 | 0 | 0 | 0 | 0 | 0 | 0 | 41.0838 | 41.0196 | 40.276 | 39.6115 | 39.119 | 38.7309 | 38.3392 | 38.0874 | 38.7282 | 41.1943 | 43.371 | 45.378 | 46.8755 | 47.905 | 48.9228 | 49.2283 | 48.7238 | 47.4725 | 45.7469 | 44.9298 | 44.1803 | 43.9861 | 43.6625 | 43.1906 | 0.02428 | 0.023944 | 0.023644 | 0.022449 | 0.024528 | 0.029548 | 0.046048 | 0.046955 | 0.057067 | 0.068727 | 0.077768 | 0.081875 | 0.082146 | 0.087069 | 0.093285 | 0.097823 | 0.10165 | 0.091049 | 0.075293 | 0.048779 | 0.039343 | 0.028171 | 0.024358 | 0.022343
Portfolio Adjusted1-in-10Size: Under 20 kWOrange County2018February Monthly Peak | Portfolio Adjusted | 1-in-10 | Size: Under 20 kW | Orange County | 2018 | February Monthly Peak | 2 | 1.0555 | 1.0393 | 1.029 | 1.0265 | 1.0081 | 1.0289 | 1.1117 | 1.0845 | 1.2976 | 1.5265 | 1.6426 | 1.6487 | 1.6177 | 1.5885 | 1.57 | 1.5354 | 1.4832 | 1.5647 | 1.5495 | 1.4482 | 1.3421 | 1.2203 | 1.1466 | 1.0989 | 0 | 0 | 0 | 0 | 0 | 0 | 0 | 0 | 0 | 0 | 0 | 0 | 0 | 0 | 0.031401 | 0.030707 | 0.029664 | 0.031293 | 0 | 0 | 0 | 0 | 0 | 0 | 47.4699 | 47.1008 | 46.7081 | 46.111 | 45.6313 | 45.3097 | 44.6934 | 45.1723 | 46.2264 | 49.6126 | 52.6 | 55.7604 | 57.6815 | 58.6716 | 59.3254 | 59.5706 | 58.3196 | 57.3161 | 55.5428 | 53.6642 | 52.4488 | 51.1419 | 50.0798 | 48.6559 | 0.022947 | 0.022629 | 0.022346 | 0.021216 | 0.023181 | 0.027925 | 0.043519 | 0.044376 | 0.053933 | 0.064953 | 0.073497 | 0.077379 | 0.077634 | 0.082288 | 0.088162 | 0.092451 | 0.096071 | 0.086049 | 0.071158 | 0.0461 | 0.037182 | 0.026624 | 0.02302 | 0.021116
Portfolio Adjusted1-in-10Size: Under 20 kWOrange County2018March Monthly Peak | Portfolio Adjusted | 1-in-10 | Size: Under 20 kW | Orange County | 2018 | March Monthly Peak | 3 | 1.0387 | 1.0123 | 0.99342 | 0.9872 | 0.97916 | 0.99928 | 1.0486 | 1.0153 | 1.1926 | 1.4496 | 1.6232 | 1.6975 | 1.733 | 1.7694 | 1.7987 | 1.8008 | 1.7162 | 1.5614 | 1.4345 | 1.4892 | 1.3829 | 1.2309 | 1.1455 | 1.0819 | 0 | 0 | 0 | 0 | 0 | 0 | 0 | 0 | 0 | 0 | 0 | 0 | 0 | 0 | 0.035974 | 0.036016 | 0.034324 | 0.031228 | 0 | 0 | 0 | 0 | 0 | 0 | 60.3781 | 58.9811 | 58.0448 | 57.719 | 56.5723 | 55.5932 | 55.0637 | 55.8218 | 59.1829 | 63.6426 | 68.429 | 72.8658 | 76.0373 | 77.6711 | 78.3397 | 79.007 | 78.8128 | 77.6929 | 75.1672 | 71.7273 | 68.7499 | 65.888 | 63.6409 | 61.9199 | 0.022848 | 0.022531 | 0.022249 | 0.021124 | 0.023081 | 0.027804 | 0.043331 | 0.044184 | 0.053699 | 0.064672 | 0.073179 | 0.077044 | 0.077298 | 0.081932 | 0.087781 | 0.092051 | 0.095655 | 0.085677 | 0.07085 | 0.045901 | 0.037021 | 0.026509 | 0.022921 | 0.021025
Portfolio Adjusted1-in-10Size: Under 20 kWOrange County2018April Monthly Peak | Portfolio Adjusted | 1-in-10 | Size: Under 20 kW | Orange County | 2018 | April Monthly Peak | 4 | 1.0785 | 1.048 | 1.028 | 1.0158 | 1.0081 | 1.0232 | 0.98308 | 1.0159 | 1.2908 | 1.6264 | 1.8739 | 2.0326 | 2.1101 | 2.1927 | 2.2601 | 2.266 | 2.1414 | 1.8772 | 1.5638 | 1.5678 | 1.5096 | 1.3134 | 1.2246 | 1.1329 | 0 | 0 | 0 | 0 | 0 | 0 | 0 | 0 | 0 | 0 | 0 | 0 | 0 | 0 | 0.045202 | 0.045321 | 0.042828 | 0.037544 | 0 | 0 | 0 | 0 | 0 | 0 | 71.3249 | 69.5594 | 67.986 | 66.3746 | 65.3919 | 64.7372 | 64.1928 | 64.2748 | 67.3097 | 72.8277 | 78.6969 | 84.0812 | 87.711 | 89.7025 | 90.3149 | 90.7569 | 90.7246 | 89.8758 | 88.218 | 84.549 | 79.6124 | 75.707 | 73.1207 | 71.129 | 0.023001 | 0.022683 | 0.022399 | 0.021266 | 0.023236 | 0.027991 | 0.043622 | 0.044481 | 0.054061 | 0.065107 | 0.073672 | 0.077563 | 0.077819 | 0.082483 | 0.088372 | 0.092671 | 0.096299 | 0.086253 | 0.071327 | 0.04621 | 0.03727 | 0.026687 | 0.023075 | 0.021166
Portfolio Adjusted1-in-10Size: Under 20 kWOrange County2018May Monthly Peak | Portfolio Adjusted | 1-in-10 | Size: Under 20 kW | Orange County | 2018 | May Monthly Peak | 5 | 1.0982 | 1.0677 | 1.044 | 1.0298 | 1.0288 | 1.0325 | 0.91761 | 1.0597 | 1.3625 | 1.742 | 2.0283 | 2.2012 | 2.2829 | 2.3641 | 2.4029 | 2.3988 | 2.2721 | 1.9905 | 1.6303 | 1.5502 | 1.5514 | 1.3323 | 1.2372 | 1.1511 | 0 | 0 | 0 | 0 | 0 | 0 | 0 | 0 | 0 | 0 | 0 | 0 | 0 | 0 | 0.048058 | 0.047976 | 0.045442 | 0.03981 | 0 | 0 | 0 | 0 | 0 | 0 | 71.8569 | 70.5237 | 68.9165 | 68.1731 | 67.5346 | 66.6824 | 66.3011 | 66.6985 | 70.6737 | 76.8893 | 82.295 | 86.5498 | 89.1352 | 91.01 | 92.4135 | 93.2565 | 93.3112 | 92.084 | 89.9872 | 87.2461 | 83.8047 | 80.0193 | 77.1898 | 75.0889 | 0.022944 | 0.022626 | 0.022343 | 0.021213 | 0.023178 | 0.027922 | 0.043514 | 0.044371 | 0.053926 | 0.064945 | 0.073488 | 0.077369 | 0.077625 | 0.082278 | 0.088152 | 0.09244 | 0.096059 | 0.086039 | 0.071149 | 0.046095 | 0.037178 | 0.02662 | 0.023017 | 0.021113
Portfolio Adjusted1-in-10Size: Under 20 kWOrange County2018June Monthly Peak | Portfolio Adjusted | 1-in-10 | Size: Under 20 kW | Orange County | 2018 | June Monthly Peak | 6 | 1.1259 | 1.0903 | 1.0607 | 1.0478 | 1.0463 | 1.0417 | 0.94597 | 1.1077 | 1.4249 | 1.8182 | 2.1332 | 2.3404 | 2.4395 | 2.5355 | 2.5874 | 2.5728 | 2.4106 | 2.1076 | 1.7138 | 1.5802 | 1.588 | 1.3929 | 1.2757 | 1.1823 | 0 | 0 | 0 | 0 | 0 | 0 | 0 | 0 | 0 | 0 | 0 | 0 | 0 | 0 | 0.051747 | 0.051456 | 0.048211 | 0.042152 | 0 | 0 | 0 | 0 | 0 | 0 | 72.7157 | 71.4329 | 70.1301 | 69.0711 | 67.826 | 66.9996 | 66.8847 | 68.0425 | 71.2171 | 75.9779 | 81.0565 | 85.3641 | 88.295 | 90.456 | 91.9661 | 92.5382 | 92.8806 | 92.2677 | 90.9302 | 88.7338 | 84.8067 | 80.7896 | 78.2432 | 76.3003 | 0.023013 | 0.022694 | 0.02241 | 0.021277 | 0.023248 | 0.028005 | 0.043644 | 0.044504 | 0.054087 | 0.065139 | 0.073708 | 0.077601 | 0.077857 | 0.082524 | 0.088416 | 0.092717 | 0.096347 | 0.086296 | 0.071362 | 0.046233 | 0.037289 | 0.0267 | 0.023086 | 0.021177
Portfolio Adjusted1-in-10Size: Under 20 kWOrange County2018July Monthly Peak | Portfolio Adjusted | 1-in-10 | Size: Under 20 kW | Orange County | 2018 | July Monthly Peak | 7 | 1.1677 | 1.125 | 1.0959 | 1.0773 | 1.0769 | 1.0918 | 1.0229 | 1.2024 | 1.562 | 2.0273 | 2.3698 | 2.5746 | 2.6535 | 2.7225 | 2.7624 | 2.7433 | 2.5815 | 2.2575 | 1.8389 | 1.6607 | 1.6709 | 1.4534 | 1.3345 | 1.2304 | 0 | 0 | 0 | 0 | 0 | 0 | 0 | 0 | 0 | 0 | 0 | 0 | 0 | 0 | 0.055248 | 0.054865 | 0.051629 | 0.04515 | 0 | 0 | 0 | 0 | 0 | 0 | 74.9655 | 74.0072 | 73.0569 | 72.2426 | 71.5169 | 71.0468 | 70.8518 | 71.205 | 74.1214 | 78.7513 | 83.2729 | 87.1273 | 89.5638 | 91.1571 | 92.7652 | 93.2668 | 93.8903 | 92.8272 | 90.9047 | 88.8187 | 85.672 | 82.5617 | 80.4359 | 78.9059 | 0.022874 | 0.022557 | 0.022274 | 0.021148 | 0.023107 | 0.027836 | 0.04338 | 0.044234 | 0.05376 | 0.064745 | 0.073262 | 0.077132 | 0.077386 | 0.082025 | 0.087881 | 0.092156 | 0.095764 | 0.085774 | 0.070931 | 0.045953 | 0.037063 | 0.026539 | 0.022947 | 0.021048
Portfolio Adjusted1-in-10Size: Under 20 kWOrange County2018August Monthly Peak | Portfolio Adjusted | 1-in-10 | Size: Under 20 kW | Orange County | 2018 | August Monthly Peak | 8 | 1.1935 | 1.1496 | 1.1228 | 1.1048 | 1.105 | 1.1338 | 1.0973 | 1.2526 | 1.6264 | 2.1458 | 2.5439 | 2.7718 | 2.8628 | 2.9258 | 2.9743 | 2.93 | 2.7395 | 2.3784 | 1.923 | 1.7815 | 1.7421 | 1.4902 | 1.3657 | 1.2532 | 0 | 0 | 0 | 0 | 0 | 0 | 0 | 0 | 0 | 0 | 0 | 0 | 0 | 0 | 0.059486 | 0.0586 | 0.054789 | 0.047567 | 0 | 0 | 0 | 0 | 0 | 0 | 77.5433 | 76.6026 | 75.7751 | 75.1149 | 74.5775 | 73.9693 | 73.6338 | 73.8779 | 76.701 | 80.8519 | 85.1767 | 89.5812 | 92.9877 | 95.5882 | 96.9003 | 97.1878 | 96.9448 | 95.5807 | 94.2812 | 91.5607 | 87.5753 | 84.2546 | 81.9285 | 80.3122 | 0.023246 | 0.022924 | 0.022637 | 0.021493 | 0.023483 | 0.028289 | 0.044087 | 0.044955 | 0.054636 | 0.0658 | 0.074456 | 0.078388 | 0.078647 | 0.083361 | 0.089312 | 0.093657 | 0.097324 | 0.087171 | 0.072086 | 0.046702 | 0.037667 | 0.026971 | 0.023321 | 0.021391
Portfolio Adjusted1-in-10Size: Under 20 kWOrange County2018September Monthly Peak | Portfolio Adjusted | 1-in-10 | Size: Under 20 kW | Orange County | 2018 | September Monthly Peak | 9 | 1.1982 | 1.1572 | 1.1273 | 1.1083 | 1.1087 | 1.1576 | 1.1924 | 1.2789 | 1.662 | 2.1926 | 2.6024 | 2.822 | 2.9075 | 2.9923 | 3.0523 | 3.0278 | 2.819 | 2.4275 | 1.9545 | 1.9238 | 1.7472 | 1.5084 | 1.384 | 1.2652 | 0 | 0 | 0 | 0 | 0 | 0 | 0 | 0 | 0 | 0 | 0 | 0 | 0 | 0 | 0.061046 | 0.060556 | 0.056381 | 0.04855 | 0 | 0 | 0 | 0 | 0 | 0 | 79.9427 | 78.7122 | 77.6307 | 77.0637 | 76.1293 | 75.406 | 75.0568 | 75.1388 | 77.3957 | 81.7559 | 86.5182 | 91.5508 | 95.4203 | 97.8132 | 98.874 | 98.7938 | 98.2987 | 97.2712 | 95.501 | 92.5959 | 88.9658 | 85.5902 | 83.1255 | 81.321 | 0.023238 | 0.022916 | 0.022629 | 0.021485 | 0.023475 | 0.028279 | 0.044071 | 0.044939 | 0.054617 | 0.065777 | 0.07443 | 0.078361 | 0.078619 | 0.083332 | 0.089281 | 0.093624 | 0.09729 | 0.087141 | 0.072061 | 0.046685 | 0.037654 | 0.026962 | 0.023312 | 0.021384
Portfolio Adjusted1-in-10Size: Under 20 kWOrange County2018October Monthly Peak | Portfolio Adjusted | 1-in-10 | Size: Under 20 kW | Orange County | 2018 | October Monthly Peak | 10 | 1.1403 | 1.1102 | 1.087 | 1.0724 | 1.0663 | 1.0971 | 1.166 | 1.1528 | 1.4018 | 1.7823 | 2.0961 | 2.2884 | 2.3973 | 2.4851 | 2.5374 | 2.5494 | 2.3642 | 2.037 | 1.8204 | 1.7546 | 1.5874 | 1.4102 | 1.308 | 1.2069 | 0 | 0 | 0 | 0 | 0 | 0 | 0 | 0 | 0 | 0 | 0 | 0 | 0 | 0 | 0.050748 | 0.050989 | 0.047283 | 0.04074 | 0 | 0 | 0 | 0 | 0 | 0 | 74.8416 | 74.3689 | 73.8523 | 72.5509 | 71.7343 | 71.163 | 70.6476 | 70.3542 | 71.4317 | 74.7837 | 78.9574 | 83.4113 | 87.0102 | 89.6845 | 91.0404 | 91.4901 | 90.8069 | 89.0381 | 86.5509 | 83.2564 | 79.9733 | 77.7763 | 76.261 | 74.895 | 0.022994 | 0.022675 | 0.022391 | 0.021259 | 0.023228 | 0.027982 | 0.043607 | 0.044466 | 0.054042 | 0.065085 | 0.073646 | 0.077536 | 0.077792 | 0.082455 | 0.088342 | 0.092639 | 0.096266 | 0.086224 | 0.071302 | 0.046194 | 0.037258 | 0.026678 | 0.023067 | 0.021159
Portfolio Adjusted1-in-10Size: Under 20 kWOrange County2018November Monthly Peak | Portfolio Adjusted | 1-in-10 | Size: Under 20 kW | Orange County | 2018 | November Monthly Peak | 11 | 1.087 | 1.0723 | 1.0647 | 1.0488 | 1.0404 | 1.0758 | 1.0073 | 1.008 | 1.2261 | 1.4672 | 1.6284 | 1.7102 | 1.7515 | 1.7867 | 1.8006 | 1.7784 | 1.7289 | 1.813 | 1.6148 | 1.4697 | 1.3805 | 1.2494 | 1.1819 | 1.1161 | 0 | 0 | 0 | 0 | 0 | 0 | 0 | 0 | 0 | 0 | 0 | 0 | 0 | 0 | 0.036012 | 0.035567 | 0.034578 | 0.036261 | 0 | 0 | 0 | 0 | 0 | 0 | 62.9223 | 61.9036 | 61.2555 | 60.1368 | 59.019 | 58.2091 | 58.2712 | 58.7196 | 60.9677 | 65.1025 | 70.0958 | 74.2753 | 76.8999 | 78.5353 | 79.4696 | 79.4283 | 78.2743 | 75.8857 | 73.2459 | 70.8209 | 68.7961 | 67.0877 | 65.5155 | 64.7643 | 0.022907 | 0.02259 | 0.022307 | 0.021179 | 0.023141 | 0.027877 | 0.043444 | 0.0443 | 0.05384 | 0.064841 | 0.073371 | 0.077246 | 0.077501 | 0.082146 | 0.088011 | 0.092292 | 0.095906 | 0.085901 | 0.071036 | 0.046021 | 0.037118 | 0.026578 | 0.022981 | 0.02108
Portfolio Adjusted1-in-10Size: Under 20 kWOrange County2018December Monthly Peak | Portfolio Adjusted | 1-in-10 | Size: Under 20 kW | Orange County | 2018 | December Monthly Peak | 12 | 1.1436 | 1.1307 | 1.125 | 1.1164 | 1.1176 | 1.1719 | 1.2302 | 1.1806 | 1.3822 | 1.632 | 1.7309 | 1.7129 | 1.6189 | 1.5525 | 1.4996 | 1.4453 | 1.4862 | 1.6718 | 1.535 | 1.4667 | 1.3838 | 1.2969 | 1.2372 | 1.1822 | 0 | 0 | 0 | 0 | 0 | 0 | 0 | 0 | 0 | 0 | 0 | 0 | 0 | 0 | 0.029992 | 0.028907 | 0.029723 | 0.033436 | 0 | 0 | 0 | 0 | 0 | 0 | 43.3429 | 42.7257 | 42.0262 | 41.8296 | 41.3105 | 40.5006 | 40.5827 | 40.6635 | 41.5763 | 43.4846 | 45.7485 | 47.68 | 48.72 | 49.0929 | 49.4861 | 49.6795 | 49.1367 | 47.8529 | 46.167 | 45.2502 | 44.4733 | 43.6587 | 43.0382 | 42.5393 | 0.023325 | 0.023002 | 0.022714 | 0.021566 | 0.023563 | 0.028386 | 0.044237 | 0.045108 | 0.054822 | 0.066024 | 0.07471 | 0.078655 | 0.078915 | 0.083645 | 0.089617 | 0.093976 | 0.097656 | 0.087469 | 0.072332 | 0.046861 | 0.037796 | 0.027063 | 0.0234 | 0.021464
Portfolio Adjusted1-in-10Size: Under 20 kWOrange County2018Typical Event Day | Portfolio Adjusted | 1-in-10 | Size: Under 20 kW | Orange County | 2018 | Typical Event Day | 8 | 1.1817 | 1.1389 | 1.1127 | 1.0953 | 1.0951 | 1.1232 | 1.0864 | 1.2288 | 1.5842 | 2.0794 | 2.4571 | 2.6742 | 2.7654 | 2.8271 | 2.8754 | 2.8347 | 2.6546 | 2.3036 | 1.8705 | 1.7395 | 1.7092 | 1.4671 | 1.3474 | 1.2385 | 0 | 0 | 0 | 0 | 0 | 0 | 0 | 0 | 0 | 0 | 0 | 0 | 0 | 0 | 0.057509 | 0.056694 | 0.053091 | 0.046072 | 0 | 0 | 0 | 0 | 0 | 0 | 76.2918 | 75.1887 | 74.1482 | 73.3731 | 72.5124 | 71.8554 | 71.6068 | 72.0661 | 74.8588 | 79.3343 | 84.0061 | 88.4058 | 91.5667 | 93.7537 | 95.1264 | 95.4467 | 95.5036 | 94.4867 | 92.9043 | 90.4273 | 86.755 | 83.299 | 80.9333 | 79.2098 | 0.023056 | 0.022737 | 0.022452 | 0.021317 | 0.023291 | 0.028058 | 0.043726 | 0.044588 | 0.05419 | 0.065262 | 0.073848 | 0.077748 | 0.078005 | 0.08268 | 0.088583 | 0.092892 | 0.096529 | 0.086459 | 0.071497 | 0.04632 | 0.037359 | 0.026751 | 0.02313 | 0.021217
Portfolio Adjusted1-in-10Size: Under 20 kWOrange County2019January Monthly Peak | Portfolio Adjusted | 1-in-10 | Size: Under 20 kW | Orange County | 2019 | January Monthly Peak | 1 | 1.1027 | 1.0881 | 1.0658 | 1.057 | 1.0531 | 1.0949 | 1.2133 | 1.2038 | 1.4422 | 1.6953 | 1.809 | 1.776 | 1.6621 | 1.5982 | 1.5307 | 1.4786 | 1.4784 | 1.6698 | 1.525 | 1.4455 | 1.3411 | 1.251 | 1.1888 | 1.1516 | 0 | 0 | 0 | 0 | 0 | 0 | 0 | 0 | 0 | 0 | 0 | 0 | 0 | 0 | 0.030613 | 0.029572 | 0.029568 | 0.033395 | 0 | 0 | 0 | 0 | 0 | 0 | 41.0838 | 41.0196 | 40.276 | 39.6115 | 39.119 | 38.7309 | 38.3392 | 38.0874 | 38.7282 | 41.1943 | 43.371 | 45.378 | 46.8755 | 47.905 | 48.9228 | 49.2283 | 48.7238 | 47.4725 | 45.7469 | 44.9298 | 44.1803 | 43.9861 | 43.6625 | 43.1906 | 0.02428 | 0.023944 | 0.023644 | 0.022449 | 0.024528 | 0.029548 | 0.046048 | 0.046955 | 0.057067 | 0.068727 | 0.077768 | 0.081875 | 0.082146 | 0.087069 | 0.093285 | 0.097823 | 0.10165 | 0.091049 | 0.075293 | 0.048779 | 0.039343 | 0.028171 | 0.024358 | 0.022343
Portfolio Adjusted1-in-10Size: Under 20 kWOrange County2019February Monthly Peak | Portfolio Adjusted | 1-in-10 | Size: Under 20 kW | Orange County | 2019 | February Monthly Peak | 2 | 1.0555 | 1.0393 | 1.029 | 1.0265 | 1.0081 | 1.0289 | 1.1117 | 1.0845 | 1.2976 | 1.5265 | 1.6426 | 1.6487 | 1.6177 | 1.5885 | 1.57 | 1.5354 | 1.4832 | 1.5647 | 1.5495 | 1.4482 | 1.3421 | 1.2203 | 1.1466 | 1.0989 | 0 | 0 | 0 | 0 | 0 | 0 | 0 | 0 | 0 | 0 | 0 | 0 | 0 | 0 | 0.031401 | 0.030707 | 0.029664 | 0.031293 | 0 | 0 | 0 | 0 | 0 | 0 | 47.4699 | 47.1008 | 46.7081 | 46.111 | 45.6313 | 45.3097 | 44.6934 | 45.1723 | 46.2264 | 49.6126 | 52.6 | 55.7604 | 57.6815 | 58.6716 | 59.3254 | 59.5706 | 58.3196 | 57.3161 | 55.5428 | 53.6642 | 52.4488 | 51.1419 | 50.0798 | 48.6559 | 0.022947 | 0.022629 | 0.022346 | 0.021216 | 0.023181 | 0.027925 | 0.043519 | 0.044376 | 0.053933 | 0.064953 | 0.073497 | 0.077379 | 0.077634 | 0.082288 | 0.088162 | 0.092451 | 0.096071 | 0.086049 | 0.071158 | 0.0461 | 0.037182 | 0.026624 | 0.02302 | 0.021116
Portfolio Adjusted1-in-10Size: Under 20 kWOrange County2019March Monthly Peak | Portfolio Adjusted | 1-in-10 | Size: Under 20 kW | Orange County | 2019 | March Monthly Peak | 3 | 1.0387 | 1.0123 | 0.99342 | 0.9872 | 0.97916 | 0.99928 | 1.0486 | 1.0153 | 1.1926 | 1.4496 | 1.6232 | 1.6975 | 1.733 | 1.7694 | 1.7987 | 1.8008 | 1.7162 | 1.5614 | 1.4345 | 1.4892 | 1.3829 | 1.2309 | 1.1455 | 1.0819 | 0 | 0 | 0 | 0 | 0 | 0 | 0 | 0 | 0 | 0 | 0 | 0 | 0 | 0 | 0.035974 | 0.036016 | 0.034324 | 0.031228 | 0 | 0 | 0 | 0 | 0 | 0 | 60.3781 | 58.9811 | 58.0448 | 57.719 | 56.5723 | 55.5932 | 55.0637 | 55.8218 | 59.1829 | 63.6426 | 68.429 | 72.8658 | 76.0373 | 77.6711 | 78.3397 | 79.007 | 78.8128 | 77.6929 | 75.1672 | 71.7273 | 68.7499 | 65.888 | 63.6409 | 61.9199 | 0.022848 | 0.022531 | 0.022249 | 0.021124 | 0.023081 | 0.027804 | 0.043331 | 0.044184 | 0.053699 | 0.064672 | 0.073179 | 0.077044 | 0.077298 | 0.081932 | 0.087781 | 0.092051 | 0.095656 | 0.085677 | 0.07085 | 0.045901 | 0.037021 | 0.026509 | 0.022921 | 0.021025
Portfolio Adjusted1-in-10Size: Under 20 kWOrange County2019April Monthly Peak | Portfolio Adjusted | 1-in-10 | Size: Under 20 kW | Orange County | 2019 | April Monthly Peak | 4 | 1.0785 | 1.048 | 1.028 | 1.0158 | 1.0081 | 1.0232 | 0.98308 | 1.0159 | 1.2908 | 1.6264 | 1.8739 | 2.0326 | 2.1101 | 2.1927 | 2.2601 | 2.266 | 2.1414 | 1.8772 | 1.5638 | 1.5678 | 1.5096 | 1.3134 | 1.2246 | 1.1329 | 0 | 0 | 0 | 0 | 0 | 0 | 0 | 0 | 0 | 0 | 0 | 0 | 0 | 0 | 0.045202 | 0.045321 | 0.042828 | 0.037544 | 0 | 0 | 0 | 0 | 0 | 0 | 71.3249 | 69.5594 | 67.986 | 66.3746 | 65.3919 | 64.7372 | 64.1928 | 64.2748 | 67.3096 | 72.8277 | 78.6969 | 84.0812 | 87.711 | 89.7025 | 90.3149 | 90.7569 | 90.7246 | 89.8758 | 88.218 | 84.549 | 79.6124 | 75.707 | 73.1207 | 71.129 | 0.023001 | 0.022683 | 0.022399 | 0.021266 | 0.023236 | 0.027991 | 0.043622 | 0.044481 | 0.054061 | 0.065107 | 0.073672 | 0.077563 | 0.077819 | 0.082483 | 0.088372 | 0.092671 | 0.096299 | 0.086253 | 0.071327 | 0.04621 | 0.03727 | 0.026687 | 0.023075 | 0.021166
Portfolio Adjusted1-in-10Size: Under 20 kWOrange County2019May Monthly Peak | Portfolio Adjusted | 1-in-10 | Size: Under 20 kW | Orange County | 2019 | May Monthly Peak | 5 | 1.0982 | 1.0677 | 1.044 | 1.0298 | 1.0288 | 1.0325 | 0.91761 | 1.0597 | 1.3625 | 1.742 | 2.0283 | 2.2012 | 2.2829 | 2.3641 | 2.4029 | 2.3988 | 2.2721 | 1.9905 | 1.6303 | 1.5502 | 1.5514 | 1.3323 | 1.2372 | 1.1511 | 0 | 0 | 0 | 0 | 0 | 0 | 0 | 0 | 0 | 0 | 0 | 0 | 0 | 0 | 0.048058 | 0.047976 | 0.045442 | 0.03981 | 0 | 0 | 0 | 0 | 0 | 0 | 71.8569 | 70.5237 | 68.9165 | 68.1731 | 67.5346 | 66.6824 | 66.3011 | 66.6985 | 70.6737 | 76.8893 | 82.295 | 86.5498 | 89.1352 | 91.01 | 92.4135 | 93.2565 | 93.3112 | 92.084 | 89.9872 | 87.2461 | 83.8047 | 80.0193 | 77.1898 | 75.0889 | 0.022944 | 0.022626 | 0.022343 | 0.021213 | 0.023178 | 0.027922 | 0.043514 | 0.044371 | 0.053926 | 0.064945 | 0.073488 | 0.077369 | 0.077625 | 0.082278 | 0.088152 | 0.09244 | 0.096059 | 0.086039 | 0.071149 | 0.046095 | 0.037178 | 0.02662 | 0.023017 | 0.021113
Portfolio Adjusted1-in-10Size: Under 20 kWOrange County2019June Monthly Peak | Portfolio Adjusted | 1-in-10 | Size: Under 20 kW | Orange County | 2019 | June Monthly Peak | 6 | 1.1259 | 1.0903 | 1.0607 | 1.0478 | 1.0463 | 1.0417 | 0.94597 | 1.1077 | 1.4249 | 1.8182 | 2.1332 | 2.3404 | 2.4395 | 2.5355 | 2.5874 | 2.5728 | 2.4106 | 2.1076 | 1.7138 | 1.5802 | 1.588 | 1.3929 | 1.2757 | 1.1823 | 0 | 0 | 0 | 0 | 0 | 0 | 0 | 0 | 0 | 0 | 0 | 0 | 0 | 0 | 0.051747 | 0.051456 | 0.048211 | 0.042152 | 0 | 0 | 0 | 0 | 0 | 0 | 72.7157 | 71.4329 | 70.1301 | 69.0711 | 67.826 | 66.9996 | 66.8847 | 68.0425 | 71.2171 | 75.9779 | 81.0565 | 85.3641 | 88.295 | 90.456 | 91.9661 | 92.5382 | 92.8806 | 92.2677 | 90.9302 | 88.7338 | 84.8067 | 80.7896 | 78.2432 | 76.3003 | 0.023013 | 0.022694 | 0.02241 | 0.021277 | 0.023248 | 0.028005 | 0.043644 | 0.044504 | 0.054087 | 0.065139 | 0.073708 | 0.077601 | 0.077857 | 0.082524 | 0.088416 | 0.092717 | 0.096347 | 0.086296 | 0.071362 | 0.046233 | 0.037289 | 0.0267 | 0.023086 | 0.021177
Portfolio Adjusted1-in-10Size: Under 20 kWOrange County2019July Monthly Peak | Portfolio Adjusted | 1-in-10 | Size: Under 20 kW | Orange County | 2019 | July Monthly Peak | 7 | 1.1677 | 1.125 | 1.0959 | 1.0773 | 1.0769 | 1.0918 | 1.0229 | 1.2024 | 1.562 | 2.0273 | 2.3698 | 2.5746 | 2.6535 | 2.7225 | 2.7624 | 2.7433 | 2.5815 | 2.2575 | 1.8389 | 1.6607 | 1.6709 | 1.4534 | 1.3345 | 1.2304 | 0 | 0 | 0 | 0 | 0 | 0 | 0 | 0 | 0 | 0 | 0 | 0 | 0 | 0 | 0.055248 | 0.054865 | 0.051629 | 0.04515 | 0 | 0 | 0 | 0 | 0 | 0 | 74.9655 | 74.0072 | 73.0569 | 72.2426 | 71.5169 | 71.0468 | 70.8518 | 71.205 | 74.1214 | 78.7513 | 83.2729 | 87.1273 | 89.5638 | 91.1571 | 92.7652 | 93.2669 | 93.8903 | 92.8272 | 90.9047 | 88.8187 | 85.672 | 82.5617 | 80.4359 | 78.9059 | 0.022874 | 0.022557 | 0.022274 | 0.021148 | 0.023107 | 0.027836 | 0.04338 | 0.044234 | 0.05376 | 0.064745 | 0.073262 | 0.077132 | 0.077386 | 0.082025 | 0.087881 | 0.092156 | 0.095764 | 0.085774 | 0.070931 | 0.045953 | 0.037063 | 0.026539 | 0.022947 | 0.021048
Portfolio Adjusted1-in-10Size: Under 20 kWOrange County2019August Monthly Peak | Portfolio Adjusted | 1-in-10 | Size: Under 20 kW | Orange County | 2019 | August Monthly Peak | 8 | 1.1935 | 1.1496 | 1.1228 | 1.1048 | 1.105 | 1.1338 | 1.0973 | 1.2526 | 1.6264 | 2.1458 | 2.5439 | 2.7718 | 2.8628 | 2.9258 | 2.9743 | 2.93 | 2.7395 | 2.3784 | 1.923 | 1.7815 | 1.7421 | 1.4902 | 1.3657 | 1.2532 | 0 | 0 | 0 | 0 | 0 | 0 | 0 | 0 | 0 | 0 | 0 | 0 | 0 | 0 | 0.059486 | 0.0586 | 0.054789 | 0.047567 | 0 | 0 | 0 | 0 | 0 | 0 | 77.5433 | 76.6026 | 75.7751 | 75.1149 | 74.5775 | 73.9693 | 73.6338 | 73.8779 | 76.701 | 80.8519 | 85.1767 | 89.5812 | 92.9877 | 95.5882 | 96.9003 | 97.1878 | 96.9448 | 95.5807 | 94.2812 | 91.5607 | 87.5753 | 84.2546 | 81.9285 | 80.3122 | 0.023246 | 0.022924 | 0.022637 | 0.021493 | 0.023483 | 0.028289 | 0.044087 | 0.044955 | 0.054636 | 0.0658 | 0.074456 | 0.078388 | 0.078647 | 0.083361 | 0.089312 | 0.093657 | 0.097324 | 0.087171 | 0.072086 | 0.046702 | 0.037667 | 0.026971 | 0.023321 | 0.021391
Portfolio Adjusted1-in-10Size: Under 20 kWOrange County2019September Monthly Peak | Portfolio Adjusted | 1-in-10 | Size: Under 20 kW | Orange County | 2019 | September Monthly Peak | 9 | 1.1982 | 1.1572 | 1.1273 | 1.1083 | 1.1087 | 1.1576 | 1.1924 | 1.2789 | 1.662 | 2.1926 | 2.6024 | 2.822 | 2.9075 | 2.9923 | 3.0523 | 3.0278 | 2.819 | 2.4275 | 1.9545 | 1.9238 | 1.7472 | 1.5084 | 1.384 | 1.2652 | 0 | 0 | 0 | 0 | 0 | 0 | 0 | 0 | 0 | 0 | 0 | 0 | 0 | 0 | 0.061046 | 0.060556 | 0.056381 | 0.04855 | 0 | 0 | 0 | 0 | 0 | 0 | 79.9427 | 78.7122 | 77.6307 | 77.0637 | 76.1293 | 75.406 | 75.0568 | 75.1388 | 77.3957 | 81.7559 | 86.5182 | 91.5508 | 95.4203 | 97.8132 | 98.874 | 98.7938 | 98.2987 | 97.2712 | 95.501 | 92.5959 | 88.9658 | 85.5902 | 83.1255 | 81.321 | 0.023238 | 0.022916 | 0.022629 | 0.021485 | 0.023475 | 0.028279 | 0.044071 | 0.044939 | 0.054617 | 0.065777 | 0.07443 | 0.078361 | 0.078619 | 0.083332 | 0.089281 | 0.093624 | 0.09729 | 0.087141 | 0.072061 | 0.046685 | 0.037654 | 0.026962 | 0.023312 | 0.021384
Portfolio Adjusted1-in-10Size: Under 20 kWOrange County2019October Monthly Peak | Portfolio Adjusted | 1-in-10 | Size: Under 20 kW | Orange County | 2019 | October Monthly Peak | 10 | 1.1403 | 1.1102 | 1.087 | 1.0724 | 1.0663 | 1.0971 | 1.166 | 1.1528 | 1.4018 | 1.7823 | 2.0961 | 2.2884 | 2.3973 | 2.4851 | 2.5374 | 2.5494 | 2.3642 | 2.037 | 1.8204 | 1.7546 | 1.5874 | 1.4102 | 1.308 | 1.2069 | 0 | 0 | 0 | 0 | 0 | 0 | 0 | 0 | 0 | 0 | 0 | 0 | 0 | 0 | 0.050748 | 0.050989 | 0.047283 | 0.04074 | 0 | 0 | 0 | 0 | 0 | 0 | 74.8415 | 74.3689 | 73.8523 | 72.5509 | 71.7343 | 71.163 | 70.6476 | 70.3542 | 71.4317 | 74.7837 | 78.9574 | 83.4113 | 87.0102 | 89.6845 | 91.0404 | 91.4901 | 90.8069 | 89.0381 | 86.5509 | 83.2564 | 79.9733 | 77.7763 | 76.261 | 74.895 | 0.022994 | 0.022675 | 0.022391 | 0.021259 | 0.023228 | 0.027982 | 0.043607 | 0.044466 | 0.054042 | 0.065085 | 0.073646 | 0.077536 | 0.077792 | 0.082455 | 0.088342 | 0.092639 | 0.096266 | 0.086224 | 0.071302 | 0.046194 | 0.037258 | 0.026678 | 0.023067 | 0.021159
Portfolio Adjusted1-in-10Size: Under 20 kWOrange County2019November Monthly Peak | Portfolio Adjusted | 1-in-10 | Size: Under 20 kW | Orange County | 2019 | November Monthly Peak | 11 | 1.087 | 1.0723 | 1.0647 | 1.0488 | 1.0404 | 1.0758 | 1.0073 | 1.008 | 1.2261 | 1.4672 | 1.6284 | 1.7102 | 1.7515 | 1.7867 | 1.8006 | 1.7784 | 1.7289 | 1.813 | 1.6148 | 1.4697 | 1.3805 | 1.2494 | 1.1819 | 1.1161 | 0 | 0 | 0 | 0 | 0 | 0 | 0 | 0 | 0 | 0 | 0 | 0 | 0 | 0 | 0.036012 | 0.035567 | 0.034578 | 0.036261 | 0 | 0 | 0 | 0 | 0 | 0 | 62.9222 | 61.9036 | 61.2555 | 60.1368 | 59.019 | 58.2091 | 58.2712 | 58.7196 | 60.9677 | 65.1025 | 70.0958 | 74.2753 | 76.8999 | 78.5353 | 79.4696 | 79.4283 | 78.2743 | 75.8857 | 73.2459 | 70.8209 | 68.7961 | 67.0877 | 65.5155 | 64.7643 | 0.022907 | 0.02259 | 0.022307 | 0.021179 | 0.023141 | 0.027877 | 0.043444 | 0.0443 | 0.05384 | 0.064841 | 0.073371 | 0.077246 | 0.077501 | 0.082146 | 0.088011 | 0.092292 | 0.095906 | 0.085901 | 0.071036 | 0.046021 | 0.037118 | 0.026578 | 0.022981 | 0.02108
Portfolio Adjusted1-in-10Size: Under 20 kWOrange County2019December Monthly Peak | Portfolio Adjusted | 1-in-10 | Size: Under 20 kW | Orange County | 2019 | December Monthly Peak | 12 | 1.1436 | 1.1307 | 1.125 | 1.1164 | 1.1176 | 1.1719 | 1.2302 | 1.1806 | 1.3822 | 1.632 | 1.7309 | 1.7129 | 1.6189 | 1.5525 | 1.4996 | 1.4453 | 1.4862 | 1.6718 | 1.535 | 1.4667 | 1.3838 | 1.2969 | 1.2372 | 1.1822 | 0 | 0 | 0 | 0 | 0 | 0 | 0 | 0 | 0 | 0 | 0 | 0 | 0 | 0 | 0.029992 | 0.028907 | 0.029723 | 0.033436 | 0 | 0 | 0 | 0 | 0 | 0 | 43.3429 | 42.7257 | 42.0262 | 41.8296 | 41.3105 | 40.5006 | 40.5827 | 40.6635 | 41.5763 | 43.4846 | 45.7485 | 47.68 | 48.72 | 49.0929 | 49.4861 | 49.6795 | 49.1367 | 47.8529 | 46.167 | 45.2502 | 44.4733 | 43.6587 | 43.0382 | 42.5393 | 0.023325 | 0.023002 | 0.022714 | 0.021566 | 0.023563 | 0.028386 | 0.044237 | 0.045108 | 0.054822 | 0.066024 | 0.07471 | 0.078655 | 0.078915 | 0.083645 | 0.089617 | 0.093976 | 0.097656 | 0.087469 | 0.072332 | 0.046861 | 0.037796 | 0.027063 | 0.0234 | 0.021464
Portfolio Adjusted1-in-10Size: Under 20 kWOrange County2019Typical Event Day | Portfolio Adjusted | 1-in-10 | Size: Under 20 kW | Orange County | 2019 | Typical Event Day | 8 | 1.1817 | 1.1389 | 1.1127 | 1.0953 | 1.0951 | 1.1232 | 1.0864 | 1.2288 | 1.5842 | 2.0794 | 2.4571 | 2.6742 | 2.7654 | 2.8271 | 2.8754 | 2.8347 | 2.6546 | 2.3036 | 1.8705 | 1.7395 | 1.7092 | 1.4671 | 1.3474 | 1.2385 | 0 | 0 | 0 | 0 | 0 | 0 | 0 | 0 | 0 | 0 | 0 | 0 | 0 | 0 | 0.057509 | 0.056694 | 0.053091 | 0.046072 | 0 | 0 | 0 | 0 | 0 | 0 | 76.2918 | 75.1887 | 74.1482 | 73.3731 | 72.5124 | 71.8554 | 71.6068 | 72.0661 | 74.8588 | 79.3342 | 84.0061 | 88.4058 | 91.5667 | 93.7537 | 95.1264 | 95.4467 | 95.5036 | 94.4867 | 92.9043 | 90.4273 | 86.755 | 83.299 | 80.9333 | 79.2098 | 0.023056 | 0.022737 | 0.022452 | 0.021317 | 0.023291 | 0.028058 | 0.043726 | 0.044588 | 0.05419 | 0.065262 | 0.073848 | 0.077748 | 0.078005 | 0.08268 | 0.088583 | 0.092892 | 0.096529 | 0.086459 | 0.071497 | 0.04632 | 0.037359 | 0.026751 | 0.02313 | 0.021217
Portfolio Adjusted1-in-10Size: Under 20 kWOrange County2020January Monthly Peak | Portfolio Adjusted | 1-in-10 | Size: Under 20 kW | Orange County | 2020 | January Monthly Peak | 1 | 1.1027 | 1.0881 | 1.0658 | 1.057 | 1.0531 | 1.0949 | 1.2133 | 1.2038 | 1.4422 | 1.6953 | 1.809 | 1.776 | 1.6621 | 1.5982 | 1.5307 | 1.4786 | 1.4784 | 1.6698 | 1.525 | 1.4455 | 1.3411 | 1.251 | 1.1888 | 1.1516 | 0 | 0 | 0 | 0 | 0 | 0 | 0 | 0 | 0 | 0 | 0 | 0 | 0 | 0 | 0.030613 | 0.029572 | 0.029568 | 0.033395 | 0 | 0 | 0 | 0 | 0 | 0 | 41.0838 | 41.0197 | 40.276 | 39.6115 | 39.119 | 38.7309 | 38.3392 | 38.0874 | 38.7282 | 41.1943 | 43.371 | 45.378 | 46.8755 | 47.905 | 48.9228 | 49.2283 | 48.7238 | 47.4725 | 45.7469 | 44.9298 | 44.1803 | 43.9861 | 43.6625 | 43.1906 | 0.02428 | 0.023944 | 0.023644 | 0.022449 | 0.024528 | 0.029548 | 0.046048 | 0.046955 | 0.057067 | 0.068727 | 0.077768 | 0.081875 | 0.082146 | 0.087069 | 0.093285 | 0.097823 | 0.10165 | 0.091049 | 0.075293 | 0.048779 | 0.039343 | 0.028171 | 0.024358 | 0.022343
Portfolio Adjusted1-in-10Size: Under 20 kWOrange County2020February Monthly Peak | Portfolio Adjusted | 1-in-10 | Size: Under 20 kW | Orange County | 2020 | February Monthly Peak | 2 | 1.0555 | 1.0393 | 1.029 | 1.0265 | 1.0081 | 1.0289 | 1.1117 | 1.0845 | 1.2976 | 1.5265 | 1.6426 | 1.6487 | 1.6177 | 1.5885 | 1.57 | 1.5354 | 1.4832 | 1.5647 | 1.5495 | 1.4482 | 1.3421 | 1.2203 | 1.1466 | 1.0989 | 0 | 0 | 0 | 0 | 0 | 0 | 0 | 0 | 0 | 0 | 0 | 0 | 0 | 0 | 0.031401 | 0.030707 | 0.029664 | 0.031293 | 0 | 0 | 0 | 0 | 0 | 0 | 47.4699 | 47.1008 | 46.7081 | 46.111 | 45.6313 | 45.3097 | 44.6934 | 45.1723 | 46.2264 | 49.6126 | 52.6 | 55.7604 | 57.6815 | 58.6716 | 59.3254 | 59.5706 | 58.3196 | 57.3161 | 55.5428 | 53.6642 | 52.4488 | 51.1419 | 50.0798 | 48.6559 | 0.022947 | 0.022629 | 0.022346 | 0.021216 | 0.023181 | 0.027925 | 0.043519 | 0.044376 | 0.053933 | 0.064953 | 0.073497 | 0.077379 | 0.077634 | 0.082288 | 0.088162 | 0.092451 | 0.096071 | 0.086049 | 0.071158 | 0.0461 | 0.037182 | 0.026624 | 0.02302 | 0.021116
Portfolio Adjusted1-in-10Size: Under 20 kWOrange County2020March Monthly Peak | Portfolio Adjusted | 1-in-10 | Size: Under 20 kW | Orange County | 2020 | March Monthly Peak | 3 | 1.0387 | 1.0123 | 0.99342 | 0.9872 | 0.97916 | 0.99928 | 1.0486 | 1.0153 | 1.1926 | 1.4496 | 1.6232 | 1.6975 | 1.733 | 1.7694 | 1.7987 | 1.8008 | 1.7162 | 1.5614 | 1.4345 | 1.4892 | 1.3829 | 1.2309 | 1.1455 | 1.0819 | 0 | 0 | 0 | 0 | 0 | 0 | 0 | 0 | 0 | 0 | 0 | 0 | 0 | 0 | 0.035974 | 0.036016 | 0.034324 | 0.031228 | 0 | 0 | 0 | 0 | 0 | 0 | 60.3781 | 58.9811 | 58.0448 | 57.719 | 56.5723 | 55.5932 | 55.0637 | 55.8218 | 59.1829 | 63.6426 | 68.429 | 72.8658 | 76.0373 | 77.6711 | 78.3397 | 79.007 | 78.8128 | 77.6929 | 75.1672 | 71.7273 | 68.7499 | 65.888 | 63.6409 | 61.9199 | 0.022848 | 0.022531 | 0.022249 | 0.021124 | 0.023081 | 0.027804 | 0.043331 | 0.044184 | 0.053699 | 0.064672 | 0.073179 | 0.077044 | 0.077298 | 0.081932 | 0.087781 | 0.092051 | 0.095656 | 0.085677 | 0.07085 | 0.045901 | 0.037021 | 0.026509 | 0.022921 | 0.021025
Portfolio Adjusted1-in-10Size: Under 20 kWOrange County2020April Monthly Peak | Portfolio Adjusted | 1-in-10 | Size: Under 20 kW | Orange County | 2020 | April Monthly Peak | 4 | 1.0785 | 1.048 | 1.028 | 1.0158 | 1.0081 | 1.0232 | 0.98308 | 1.0159 | 1.2908 | 1.6264 | 1.8739 | 2.0326 | 2.1101 | 2.1927 | 2.2601 | 2.266 | 2.1414 | 1.8772 | 1.5638 | 1.5678 | 1.5096 | 1.3134 | 1.2246 | 1.1329 | 0 | 0 | 0 | 0 | 0 | 0 | 0 | 0 | 0 | 0 | 0 | 0 | 0 | 0 | 0.045202 | 0.045321 | 0.042828 | 0.037544 | 0 | 0 | 0 | 0 | 0 | 0 | 71.3249 | 69.5594 | 67.986 | 66.3746 | 65.3919 | 64.7372 | 64.1928 | 64.2748 | 67.3097 | 72.8277 | 78.6969 | 84.0812 | 87.711 | 89.7025 | 90.3149 | 90.7569 | 90.7246 | 89.8758 | 88.218 | 84.549 | 79.6124 | 75.707 | 73.1207 | 71.129 | 0.023001 | 0.022683 | 0.022399 | 0.021266 | 0.023236 | 0.027991 | 0.043622 | 0.044481 | 0.054061 | 0.065107 | 0.073672 | 0.077563 | 0.077819 | 0.082483 | 0.088372 | 0.092671 | 0.096299 | 0.086253 | 0.071327 | 0.04621 | 0.03727 | 0.026687 | 0.023075 | 0.021166
Portfolio Adjusted1-in-10Size: Under 20 kWOrange County2020May Monthly Peak | Portfolio Adjusted | 1-in-10 | Size: Under 20 kW | Orange County | 2020 | May Monthly Peak | 5 | 1.0982 | 1.0677 | 1.044 | 1.0298 | 1.0288 | 1.0325 | 0.91761 | 1.0597 | 1.3625 | 1.742 | 2.0283 | 2.2012 | 2.2829 | 2.3641 | 2.4029 | 2.3988 | 2.2721 | 1.9905 | 1.6303 | 1.5502 | 1.5514 | 1.3323 | 1.2372 | 1.1511 | 0 | 0 | 0 | 0 | 0 | 0 | 0 | 0 | 0 | 0 | 0 | 0 | 0 | 0 | 0.048058 | 0.047976 | 0.045442 | 0.03981 | 0 | 0 | 0 | 0 | 0 | 0 | 71.8569 | 70.5237 | 68.9165 | 68.1731 | 67.5346 | 66.6824 | 66.3011 | 66.6985 | 70.6737 | 76.8893 | 82.295 | 86.5498 | 89.1352 | 91.01 | 92.4135 | 93.2565 | 93.3112 | 92.084 | 89.9872 | 87.2461 | 83.8047 | 80.0193 | 77.1898 | 75.0889 | 0.022944 | 0.022626 | 0.022343 | 0.021213 | 0.023178 | 0.027922 | 0.043514 | 0.044371 | 0.053926 | 0.064945 | 0.073488 | 0.077369 | 0.077625 | 0.082278 | 0.088152 | 0.09244 | 0.096059 | 0.086039 | 0.071149 | 0.046095 | 0.037178 | 0.02662 | 0.023017 | 0.021113
Portfolio Adjusted1-in-10Size: Under 20 kWOrange County2020June Monthly Peak | Portfolio Adjusted | 1-in-10 | Size: Under 20 kW | Orange County | 2020 | June Monthly Peak | 6 | 1.1259 | 1.0903 | 1.0607 | 1.0478 | 1.0463 | 1.0417 | 0.94597 | 1.1077 | 1.4249 | 1.8182 | 2.1332 | 2.3404 | 2.4395 | 2.5355 | 2.5874 | 2.5728 | 2.4106 | 2.1076 | 1.7138 | 1.5802 | 1.588 | 1.3929 | 1.2757 | 1.1823 | 0 | 0 | 0 | 0 | 0 | 0 | 0 | 0 | 0 | 0 | 0 | 0 | 0 | 0 | 0.051747 | 0.051456 | 0.048211 | 0.042152 | 0 | 0 | 0 | 0 | 0 | 0 | 72.7157 | 71.4329 | 70.1301 | 69.0711 | 67.826 | 66.9996 | 66.8847 | 68.0425 | 71.2171 | 75.9779 | 81.0565 | 85.3641 | 88.295 | 90.456 | 91.9661 | 92.5382 | 92.8806 | 92.2677 | 90.9302 | 88.7338 | 84.8067 | 80.7896 | 78.2432 | 76.3003 | 0.023013 | 0.022694 | 0.02241 | 0.021277 | 0.023248 | 0.028005 | 0.043644 | 0.044504 | 0.054087 | 0.065139 | 0.073708 | 0.077601 | 0.077857 | 0.082524 | 0.088416 | 0.092717 | 0.096347 | 0.086296 | 0.071362 | 0.046233 | 0.037289 | 0.0267 | 0.023086 | 0.021177
Portfolio Adjusted1-in-10Size: Under 20 kWOrange County2020July Monthly Peak | Portfolio Adjusted | 1-in-10 | Size: Under 20 kW | Orange County | 2020 | July Monthly Peak | 7 | 1.1677 | 1.125 | 1.0959 | 1.0773 | 1.0769 | 1.0918 | 1.0229 | 1.2024 | 1.562 | 2.0273 | 2.3698 | 2.5746 | 2.6535 | 2.7225 | 2.7624 | 2.7433 | 2.5815 | 2.2575 | 1.8389 | 1.6607 | 1.6709 | 1.4534 | 1.3345 | 1.2304 | 0 | 0 | 0 | 0 | 0 | 0 | 0 | 0 | 0 | 0 | 0 | 0 | 0 | 0 | 0.055248 | 0.054865 | 0.051629 | 0.04515 | 0 | 0 | 0 | 0 | 0 | 0 | 74.9655 | 74.0072 | 73.0569 | 72.2426 | 71.5169 | 71.0468 | 70.8518 | 71.205 | 74.1214 | 78.7513 | 83.2729 | 87.1273 | 89.5638 | 91.1571 | 92.7652 | 93.2668 | 93.8903 | 92.8272 | 90.9047 | 88.8187 | 85.672 | 82.5617 | 80.4359 | 78.9059 | 0.022874 | 0.022557 | 0.022274 | 0.021148 | 0.023107 | 0.027836 | 0.04338 | 0.044234 | 0.05376 | 0.064745 | 0.073262 | 0.077132 | 0.077386 | 0.082025 | 0.087881 | 0.092156 | 0.095764 | 0.085774 | 0.070931 | 0.045953 | 0.037063 | 0.026539 | 0.022947 | 0.021048
Portfolio Adjusted1-in-10Size: Under 20 kWOrange County2020August Monthly Peak | Portfolio Adjusted | 1-in-10 | Size: Under 20 kW | Orange County | 2020 | August Monthly Peak | 8 | 1.1935 | 1.1496 | 1.1228 | 1.1048 | 1.105 | 1.1338 | 1.0973 | 1.2526 | 1.6264 | 2.1458 | 2.5439 | 2.7718 | 2.8628 | 2.9258 | 2.9743 | 2.93 | 2.7395 | 2.3784 | 1.923 | 1.7815 | 1.7421 | 1.4902 | 1.3657 | 1.2532 | 0 | 0 | 0 | 0 | 0 | 0 | 0 | 0 | 0 | 0 | 0 | 0 | 0 | 0 | 0.059486 | 0.0586 | 0.054789 | 0.047567 | 0 | 0 | 0 | 0 | 0 | 0 | 77.5433 | 76.6026 | 75.7751 | 75.1149 | 74.5775 | 73.9693 | 73.6338 | 73.8779 | 76.701 | 80.8519 | 85.1767 | 89.5812 | 92.9877 | 95.5882 | 96.9003 | 97.1878 | 96.9448 | 95.5807 | 94.2812 | 91.5607 | 87.5753 | 84.2546 | 81.9285 | 80.3122 | 0.023246 | 0.022924 | 0.022637 | 0.021493 | 0.023483 | 0.028289 | 0.044087 | 0.044955 | 0.054636 | 0.0658 | 0.074456 | 0.078388 | 0.078647 | 0.083361 | 0.089312 | 0.093657 | 0.097324 | 0.087171 | 0.072086 | 0.046702 | 0.037667 | 0.026971 | 0.023321 | 0.021391
Portfolio Adjusted1-in-10Size: Under 20 kWOrange County2020September Monthly Peak | Portfolio Adjusted | 1-in-10 | Size: Under 20 kW | Orange County | 2020 | September Monthly Peak | 9 | 1.1982 | 1.1572 | 1.1273 | 1.1083 | 1.1087 | 1.1576 | 1.1924 | 1.2789 | 1.662 | 2.1926 | 2.6024 | 2.822 | 2.9075 | 2.9923 | 3.0523 | 3.0278 | 2.819 | 2.4275 | 1.9545 | 1.9238 | 1.7472 | 1.5084 | 1.384 | 1.2652 | 0 | 0 | 0 | 0 | 0 | 0 | 0 | 0 | 0 | 0 | 0 | 0 | 0 | 0 | 0.061046 | 0.060556 | 0.056381 | 0.04855 | 0 | 0 | 0 | 0 | 0 | 0 | 79.9427 | 78.7122 | 77.6307 | 77.0637 | 76.1293 | 75.406 | 75.0568 | 75.1388 | 77.3957 | 81.7559 | 86.5183 | 91.5508 | 95.4203 | 97.8132 | 98.874 | 98.7938 | 98.2987 | 97.2712 | 95.501 | 92.5959 | 88.9658 | 85.5902 | 83.1255 | 81.321 | 0.023238 | 0.022916 | 0.022629 | 0.021485 | 0.023475 | 0.028279 | 0.044071 | 0.044939 | 0.054617 | 0.065777 | 0.07443 | 0.078361 | 0.078619 | 0.083332 | 0.089281 | 0.093624 | 0.09729 | 0.087141 | 0.072061 | 0.046685 | 0.037654 | 0.026962 | 0.023312 | 0.021384
Portfolio Adjusted1-in-10Size: Under 20 kWOrange County2020October Monthly Peak | Portfolio Adjusted | 1-in-10 | Size: Under 20 kW | Orange County | 2020 | October Monthly Peak | 10 | 1.1403 | 1.1102 | 1.087 | 1.0724 | 1.0663 | 1.0971 | 1.166 | 1.1528 | 1.4018 | 1.7823 | 2.0961 | 2.2884 | 2.3973 | 2.4851 | 2.5374 | 2.5494 | 2.3642 | 2.037 | 1.8204 | 1.7546 | 1.5874 | 1.4102 | 1.308 | 1.2069 | 0 | 0 | 0 | 0 | 0 | 0 | 0 | 0 | 0 | 0 | 0 | 0 | 0 | 0 | 0.050748 | 0.050989 | 0.047283 | 0.04074 | 0 | 0 | 0 | 0 | 0 | 0 | 74.8416 | 74.3689 | 73.8523 | 72.5509 | 71.7343 | 71.163 | 70.6476 | 70.3542 | 71.4317 | 74.7837 | 78.9574 | 83.4113 | 87.0102 | 89.6845 | 91.0404 | 91.4901 | 90.8069 | 89.0381 | 86.5509 | 83.2564 | 79.9733 | 77.7763 | 76.261 | 74.895 | 0.022994 | 0.022675 | 0.022391 | 0.021259 | 0.023228 | 0.027982 | 0.043607 | 0.044466 | 0.054042 | 0.065085 | 0.073646 | 0.077536 | 0.077792 | 0.082455 | 0.088342 | 0.092639 | 0.096266 | 0.086224 | 0.071302 | 0.046194 | 0.037258 | 0.026678 | 0.023067 | 0.021159
Portfolio Adjusted1-in-10Size: Under 20 kWOrange County2020November Monthly Peak | Portfolio Adjusted | 1-in-10 | Size: Under 20 kW | Orange County | 2020 | November Monthly Peak | 11 | 1.087 | 1.0723 | 1.0647 | 1.0488 | 1.0404 | 1.0758 | 1.0073 | 1.008 | 1.2261 | 1.4672 | 1.6284 | 1.7102 | 1.7515 | 1.7867 | 1.8006 | 1.7784 | 1.7289 | 1.813 | 1.6148 | 1.4697 | 1.3805 | 1.2494 | 1.1819 | 1.1161 | 0 | 0 | 0 | 0 | 0 | 0 | 0 | 0 | 0 | 0 | 0 | 0 | 0 | 0 | 0.036012 | 0.035567 | 0.034578 | 0.036261 | 0 | 0 | 0 | 0 | 0 | 0 | 62.9222 | 61.9036 | 61.2555 | 60.1368 | 59.019 | 58.2091 | 58.2712 | 58.7196 | 60.9677 | 65.1025 | 70.0958 | 74.2753 | 76.8999 | 78.5353 | 79.4696 | 79.4283 | 78.2743 | 75.8857 | 73.2459 | 70.8209 | 68.7961 | 67.0877 | 65.5155 | 64.7643 | 0.022907 | 0.02259 | 0.022307 | 0.021179 | 0.023141 | 0.027877 | 0.043444 | 0.0443 | 0.05384 | 0.064841 | 0.073371 | 0.077246 | 0.077501 | 0.082146 | 0.088011 | 0.092292 | 0.095906 | 0.085901 | 0.071036 | 0.046021 | 0.037118 | 0.026578 | 0.022981 | 0.02108
Portfolio Adjusted1-in-10Size: Under 20 kWOrange County2020December Monthly Peak | Portfolio Adjusted | 1-in-10 | Size: Under 20 kW | Orange County | 2020 | December Monthly Peak | 12 | 1.1436 | 1.1307 | 1.125 | 1.1164 | 1.1176 | 1.1719 | 1.2302 | 1.1806 | 1.3822 | 1.632 | 1.7309 | 1.7129 | 1.6189 | 1.5525 | 1.4996 | 1.4453 | 1.4862 | 1.6718 | 1.535 | 1.4667 | 1.3838 | 1.2969 | 1.2372 | 1.1822 | 0 | 0 | 0 | 0 | 0 | 0 | 0 | 0 | 0 | 0 | 0 | 0 | 0 | 0 | 0.029992 | 0.028907 | 0.029723 | 0.033436 | 0 | 0 | 0 | 0 | 0 | 0 | 43.3429 | 42.7257 | 42.0262 | 41.8296 | 41.3105 | 40.5006 | 40.5827 | 40.6635 | 41.5763 | 43.4846 | 45.7485 | 47.68 | 48.72 | 49.0929 | 49.4861 | 49.6795 | 49.1367 | 47.8529 | 46.167 | 45.2502 | 44.4733 | 43.6587 | 43.0382 | 42.5393 | 0.023325 | 0.023002 | 0.022714 | 0.021566 | 0.023563 | 0.028386 | 0.044237 | 0.045108 | 0.054822 | 0.066024 | 0.07471 | 0.078655 | 0.078915 | 0.083645 | 0.089617 | 0.093976 | 0.097656 | 0.087469 | 0.072332 | 0.046861 | 0.037796 | 0.027063 | 0.0234 | 0.021464
Portfolio Adjusted1-in-10Size: Under 20 kWOrange County2020Typical Event Day | Portfolio Adjusted | 1-in-10 | Size: Under 20 kW | Orange County | 2020 | Typical Event Day | 8 | 1.1817 | 1.1389 | 1.1127 | 1.0953 | 1.0951 | 1.1232 | 1.0864 | 1.2288 | 1.5842 | 2.0794 | 2.4571 | 2.6742 | 2.7654 | 2.8271 | 2.8754 | 2.8347 | 2.6546 | 2.3036 | 1.8705 | 1.7395 | 1.7092 | 1.4671 | 1.3474 | 1.2385 | 0 | 0 | 0 | 0 | 0 | 0 | 0 | 0 | 0 | 0 | 0 | 0 | 0 | 0 | 0.057509 | 0.056694 | 0.053091 | 0.046072 | 0 | 0 | 0 | 0 | 0 | 0 | 76.2918 | 75.1887 | 74.1482 | 73.3731 | 72.5124 | 71.8554 | 71.6068 | 72.0661 | 74.8588 | 79.3342 | 84.0061 | 88.4058 | 91.5667 | 93.7537 | 95.1264 | 95.4467 | 95.5036 | 94.4867 | 92.9043 | 90.4273 | 86.755 | 83.299 | 80.9333 | 79.2098 | 0.023056 | 0.022737 | 0.022452 | 0.021317 | 0.023291 | 0.028058 | 0.043726 | 0.044588 | 0.05419 | 0.065262 | 0.073848 | 0.077748 | 0.078005 | 0.08268 | 0.088583 | 0.092892 | 0.096529 | 0.086459 | 0.071497 | 0.04632 | 0.037359 | 0.026751 | 0.02313 | 0.021217
Portfolio Adjusted1-in-10Size: Under 20 kWOrange County2021January Monthly Peak | Portfolio Adjusted | 1-in-10 | Size: Under 20 kW | Orange County | 2021 | January Monthly Peak | 1 | 1.1027 | 1.0881 | 1.0658 | 1.057 | 1.0531 | 1.0949 | 1.2133 | 1.2038 | 1.4422 | 1.6953 | 1.809 | 1.776 | 1.6621 | 1.5982 | 1.5307 | 1.4786 | 1.4784 | 1.6698 | 1.525 | 1.4455 | 1.3411 | 1.251 | 1.1888 | 1.1516 | 0 | 0 | 0 | 0 | 0 | 0 | 0 | 0 | 0 | 0 | 0 | 0 | 0 | 0 | 0.030613 | 0.029572 | 0.029568 | 0.033395 | 0 | 0 | 0 | 0 | 0 | 0 | 41.0838 | 41.0197 | 40.276 | 39.6115 | 39.119 | 38.7309 | 38.3392 | 38.0874 | 38.7282 | 41.1943 | 43.371 | 45.378 | 46.8755 | 47.905 | 48.9228 | 49.2283 | 48.7238 | 47.4725 | 45.7469 | 44.9298 | 44.1803 | 43.9861 | 43.6625 | 43.1906 | 0.02428 | 0.023944 | 0.023644 | 0.022449 | 0.024528 | 0.029548 | 0.046048 | 0.046955 | 0.057067 | 0.068727 | 0.077768 | 0.081875 | 0.082146 | 0.087069 | 0.093285 | 0.097823 | 0.10165 | 0.091049 | 0.075293 | 0.048779 | 0.039343 | 0.028171 | 0.024358 | 0.022343
Portfolio Adjusted1-in-10Size: Under 20 kWOrange County2021February Monthly Peak | Portfolio Adjusted | 1-in-10 | Size: Under 20 kW | Orange County | 2021 | February Monthly Peak | 2 | 1.0555 | 1.0393 | 1.029 | 1.0265 | 1.0081 | 1.0289 | 1.1117 | 1.0845 | 1.2976 | 1.5265 | 1.6426 | 1.6487 | 1.6177 | 1.5885 | 1.57 | 1.5354 | 1.4832 | 1.5647 | 1.5495 | 1.4482 | 1.3421 | 1.2203 | 1.1466 | 1.0989 | 0 | 0 | 0 | 0 | 0 | 0 | 0 | 0 | 0 | 0 | 0 | 0 | 0 | 0 | 0.031401 | 0.030707 | 0.029664 | 0.031293 | 0 | 0 | 0 | 0 | 0 | 0 | 47.4699 | 47.1008 | 46.7081 | 46.111 | 45.6313 | 45.3097 | 44.6934 | 45.1723 | 46.2264 | 49.6126 | 52.6 | 55.7604 | 57.6815 | 58.6716 | 59.3254 | 59.5706 | 58.3196 | 57.3161 | 55.5428 | 53.6642 | 52.4488 | 51.1419 | 50.0798 | 48.6559 | 0.022947 | 0.022629 | 0.022346 | 0.021216 | 0.023181 | 0.027925 | 0.043519 | 0.044376 | 0.053933 | 0.064953 | 0.073497 | 0.077379 | 0.077634 | 0.082288 | 0.088162 | 0.092451 | 0.096071 | 0.086049 | 0.071158 | 0.0461 | 0.037182 | 0.026624 | 0.02302 | 0.021116
Portfolio Adjusted1-in-10Size: Under 20 kWOrange County2021March Monthly Peak | Portfolio Adjusted | 1-in-10 | Size: Under 20 kW | Orange County | 2021 | March Monthly Peak | 3 | 1.0387 | 1.0123 | 0.99342 | 0.9872 | 0.97916 | 0.99928 | 1.0486 | 1.0153 | 1.1926 | 1.4496 | 1.6232 | 1.6975 | 1.733 | 1.7694 | 1.7987 | 1.8008 | 1.7162 | 1.5614 | 1.4345 | 1.4892 | 1.3829 | 1.2309 | 1.1455 | 1.0819 | 0 | 0 | 0 | 0 | 0 | 0 | 0 | 0 | 0 | 0 | 0 | 0 | 0 | 0 | 0.035974 | 0.036016 | 0.034324 | 0.031228 | 0 | 0 | 0 | 0 | 0 | 0 | 60.3781 | 58.9811 | 58.0448 | 57.719 | 56.5723 | 55.5932 | 55.0637 | 55.8218 | 59.1829 | 63.6426 | 68.429 | 72.8658 | 76.0373 | 77.6711 | 78.3397 | 79.007 | 78.8128 | 77.6929 | 75.1672 | 71.7273 | 68.7499 | 65.888 | 63.6409 | 61.9199 | 0.022848 | 0.022531 | 0.022249 | 0.021124 | 0.023081 | 0.027804 | 0.043331 | 0.044184 | 0.053699 | 0.064672 | 0.073179 | 0.077044 | 0.077298 | 0.081932 | 0.087781 | 0.092051 | 0.095656 | 0.085677 | 0.07085 | 0.045901 | 0.037021 | 0.026509 | 0.022921 | 0.021025
Portfolio Adjusted1-in-10Size: Under 20 kWOrange County2021April Monthly Peak | Portfolio Adjusted | 1-in-10 | Size: Under 20 kW | Orange County | 2021 | April Monthly Peak | 4 | 1.0785 | 1.048 | 1.028 | 1.0158 | 1.0081 | 1.0232 | 0.98308 | 1.0159 | 1.2908 | 1.6264 | 1.8739 | 2.0326 | 2.1101 | 2.1927 | 2.2601 | 2.266 | 2.1414 | 1.8772 | 1.5638 | 1.5678 | 1.5096 | 1.3134 | 1.2246 | 1.1329 | 0 | 0 | 0 | 0 | 0 | 0 | 0 | 0 | 0 | 0 | 0 | 0 | 0 | 0 | 0.045202 | 0.045321 | 0.042828 | 0.037544 | 0 | 0 | 0 | 0 | 0 | 0 | 71.3249 | 69.5594 | 67.986 | 66.3746 | 65.3919 | 64.7372 | 64.1928 | 64.2748 | 67.3097 | 72.8277 | 78.6969 | 84.0812 | 87.711 | 89.7025 | 90.3149 | 90.7569 | 90.7246 | 89.8758 | 88.218 | 84.549 | 79.6124 | 75.707 | 73.1207 | 71.129 | 0.023001 | 0.022683 | 0.022399 | 0.021266 | 0.023236 | 0.027991 | 0.043622 | 0.044481 | 0.054061 | 0.065107 | 0.073672 | 0.077563 | 0.077819 | 0.082483 | 0.088372 | 0.092671 | 0.096299 | 0.086253 | 0.071327 | 0.04621 | 0.03727 | 0.026687 | 0.023075 | 0.021166
Portfolio Adjusted1-in-10Size: Under 20 kWOrange County2021May Monthly Peak | Portfolio Adjusted | 1-in-10 | Size: Under 20 kW | Orange County | 2021 | May Monthly Peak | 5 | 1.0982 | 1.0677 | 1.044 | 1.0298 | 1.0288 | 1.0325 | 0.91761 | 1.0597 | 1.3625 | 1.742 | 2.0283 | 2.2012 | 2.2829 | 2.3641 | 2.4029 | 2.3988 | 2.2721 | 1.9905 | 1.6303 | 1.5502 | 1.5514 | 1.3323 | 1.2372 | 1.1511 | 0 | 0 | 0 | 0 | 0 | 0 | 0 | 0 | 0 | 0 | 0 | 0 | 0 | 0 | 0.048058 | 0.047976 | 0.045442 | 0.03981 | 0 | 0 | 0 | 0 | 0 | 0 | 71.8569 | 70.5237 | 68.9165 | 68.1731 | 67.5346 | 66.6824 | 66.3011 | 66.6985 | 70.6737 | 76.8893 | 82.295 | 86.5498 | 89.1352 | 91.01 | 92.4135 | 93.2565 | 93.3112 | 92.084 | 89.9872 | 87.2461 | 83.8047 | 80.0193 | 77.1898 | 75.0889 | 0.022944 | 0.022626 | 0.022343 | 0.021213 | 0.023178 | 0.027922 | 0.043514 | 0.044371 | 0.053926 | 0.064945 | 0.073488 | 0.077369 | 0.077625 | 0.082278 | 0.088152 | 0.09244 | 0.096059 | 0.086039 | 0.071149 | 0.046095 | 0.037178 | 0.02662 | 0.023017 | 0.021113
Portfolio Adjusted1-in-10Size: Under 20 kWOrange County2021June Monthly Peak | Portfolio Adjusted | 1-in-10 | Size: Under 20 kW | Orange County | 2021 | June Monthly Peak | 6 | 1.1259 | 1.0903 | 1.0607 | 1.0478 | 1.0463 | 1.0417 | 0.94597 | 1.1077 | 1.4249 | 1.8182 | 2.1332 | 2.3404 | 2.4395 | 2.5355 | 2.5874 | 2.5728 | 2.4106 | 2.1076 | 1.7138 | 1.5802 | 1.588 | 1.3929 | 1.2757 | 1.1823 | 0 | 0 | 0 | 0 | 0 | 0 | 0 | 0 | 0 | 0 | 0 | 0 | 0 | 0 | 0.051747 | 0.051456 | 0.048211 | 0.042152 | 0 | 0 | 0 | 0 | 0 | 0 | 72.7157 | 71.4329 | 70.1301 | 69.0711 | 67.826 | 66.9996 | 66.8847 | 68.0425 | 71.2171 | 75.9779 | 81.0565 | 85.3641 | 88.295 | 90.456 | 91.9661 | 92.5382 | 92.8806 | 92.2677 | 90.9302 | 88.7338 | 84.8067 | 80.7896 | 78.2432 | 76.3003 | 0.023013 | 0.022694 | 0.02241 | 0.021277 | 0.023248 | 0.028005 | 0.043644 | 0.044504 | 0.054087 | 0.065139 | 0.073708 | 0.077601 | 0.077857 | 0.082524 | 0.088416 | 0.092717 | 0.096347 | 0.086296 | 0.071362 | 0.046233 | 0.037289 | 0.0267 | 0.023086 | 0.021177
Portfolio Adjusted1-in-10Size: Under 20 kWOrange County2021July Monthly Peak | Portfolio Adjusted | 1-in-10 | Size: Under 20 kW | Orange County | 2021 | July Monthly Peak | 7 | 1.1677 | 1.125 | 1.0959 | 1.0773 | 1.0769 | 1.0918 | 1.0229 | 1.2024 | 1.562 | 2.0273 | 2.3698 | 2.5746 | 2.6535 | 2.7225 | 2.7624 | 2.7433 | 2.5815 | 2.2575 | 1.8389 | 1.6607 | 1.6709 | 1.4534 | 1.3345 | 1.2304 | 0 | 0 | 0 | 0 | 0 | 0 | 0 | 0 | 0 | 0 | 0 | 0 | 0 | 0 | 0.055248 | 0.054865 | 0.051629 | 0.04515 | 0 | 0 | 0 | 0 | 0 | 0 | 74.9655 | 74.0072 | 73.0569 | 72.2426 | 71.5169 | 71.0468 | 70.8518 | 71.205 | 74.1214 | 78.7513 | 83.2729 | 87.1273 | 89.5638 | 91.1571 | 92.7652 | 93.2668 | 93.8903 | 92.8272 | 90.9047 | 88.8187 | 85.672 | 82.5617 | 80.4359 | 78.9059 | 0.022874 | 0.022557 | 0.022274 | 0.021148 | 0.023107 | 0.027836 | 0.04338 | 0.044234 | 0.05376 | 0.064745 | 0.073262 | 0.077132 | 0.077386 | 0.082025 | 0.087881 | 0.092156 | 0.095764 | 0.085774 | 0.070931 | 0.045953 | 0.037063 | 0.026539 | 0.022947 | 0.021048
Portfolio Adjusted1-in-10Size: Under 20 kWOrange County2021August Monthly Peak | Portfolio Adjusted | 1-in-10 | Size: Under 20 kW | Orange County | 2021 | August Monthly Peak | 8 | 1.1935 | 1.1496 | 1.1228 | 1.1048 | 1.105 | 1.1338 | 1.0973 | 1.2526 | 1.6264 | 2.1458 | 2.5439 | 2.7718 | 2.8628 | 2.9258 | 2.9743 | 2.93 | 2.7395 | 2.3784 | 1.923 | 1.7815 | 1.7421 | 1.4902 | 1.3657 | 1.2532 | 0 | 0 | 0 | 0 | 0 | 0 | 0 | 0 | 0 | 0 | 0 | 0 | 0 | 0 | 0.059486 | 0.0586 | 0.054789 | 0.047567 | 0 | 0 | 0 | 0 | 0 | 0 | 77.5433 | 76.6026 | 75.7751 | 75.1149 | 74.5775 | 73.9693 | 73.6338 | 73.8779 | 76.701 | 80.8519 | 85.1767 | 89.5812 | 92.9877 | 95.5882 | 96.9003 | 97.1878 | 96.9448 | 95.5807 | 94.2812 | 91.5607 | 87.5753 | 84.2546 | 81.9285 | 80.3122 | 0.023246 | 0.022924 | 0.022637 | 0.021493 | 0.023483 | 0.028289 | 0.044087 | 0.044955 | 0.054636 | 0.0658 | 0.074456 | 0.078388 | 0.078647 | 0.083361 | 0.089312 | 0.093657 | 0.097324 | 0.087171 | 0.072086 | 0.046702 | 0.037667 | 0.026971 | 0.023321 | 0.021391
Portfolio Adjusted1-in-10Size: Under 20 kWOrange County2021September Monthly Peak | Portfolio Adjusted | 1-in-10 | Size: Under 20 kW | Orange County | 2021 | September Monthly Peak | 9 | 1.1982 | 1.1572 | 1.1273 | 1.1083 | 1.1087 | 1.1576 | 1.1924 | 1.2789 | 1.662 | 2.1926 | 2.6024 | 2.822 | 2.9075 | 2.9923 | 3.0523 | 3.0278 | 2.819 | 2.4275 | 1.9545 | 1.9238 | 1.7472 | 1.5084 | 1.384 | 1.2652 | 0 | 0 | 0 | 0 | 0 | 0 | 0 | 0 | 0 | 0 | 0 | 0 | 0 | 0 | 0.061046 | 0.060556 | 0.056381 | 0.04855 | 0 | 0 | 0 | 0 | 0 | 0 | 79.9427 | 78.7122 | 77.6307 | 77.0637 | 76.1293 | 75.406 | 75.0568 | 75.1388 | 77.3957 | 81.7559 | 86.5182 | 91.5508 | 95.4203 | 97.8132 | 98.874 | 98.7938 | 98.2987 | 97.2712 | 95.501 | 92.5959 | 88.9658 | 85.5902 | 83.1255 | 81.321 | 0.023238 | 0.022916 | 0.022629 | 0.021485 | 0.023475 | 0.028279 | 0.044071 | 0.044939 | 0.054617 | 0.065777 | 0.07443 | 0.078361 | 0.078619 | 0.083332 | 0.089281 | 0.093624 | 0.09729 | 0.087141 | 0.072061 | 0.046685 | 0.037654 | 0.026962 | 0.023312 | 0.021384
Portfolio Adjusted1-in-10Size: Under 20 kWOrange County2021October Monthly Peak | Portfolio Adjusted | 1-in-10 | Size: Under 20 kW | Orange County | 2021 | October Monthly Peak | 10 | 1.1403 | 1.1102 | 1.087 | 1.0724 | 1.0663 | 1.0971 | 1.166 | 1.1528 | 1.4018 | 1.7823 | 2.0961 | 2.2884 | 2.3973 | 2.4851 | 2.5374 | 2.5494 | 2.3642 | 2.037 | 1.8204 | 1.7546 | 1.5874 | 1.4102 | 1.308 | 1.2069 | 0 | 0 | 0 | 0 | 0 | 0 | 0 | 0 | 0 | 0 | 0 | 0 | 0 | 0 | 0.050748 | 0.050989 | 0.047283 | 0.04074 | 0 | 0 | 0 | 0 | 0 | 0 | 74.8415 | 74.3689 | 73.8523 | 72.5509 | 71.7343 | 71.163 | 70.6476 | 70.3542 | 71.4317 | 74.7837 | 78.9574 | 83.4113 | 87.0102 | 89.6845 | 91.0404 | 91.4901 | 90.8069 | 89.0381 | 86.5509 | 83.2564 | 79.9733 | 77.7763 | 76.261 | 74.895 | 0.022994 | 0.022675 | 0.022391 | 0.021259 | 0.023228 | 0.027982 | 0.043607 | 0.044466 | 0.054042 | 0.065085 | 0.073646 | 0.077536 | 0.077792 | 0.082455 | 0.088342 | 0.092639 | 0.096266 | 0.086224 | 0.071302 | 0.046194 | 0.037258 | 0.026678 | 0.023067 | 0.021159
Portfolio Adjusted1-in-10Size: Under 20 kWOrange County2021November Monthly Peak | Portfolio Adjusted | 1-in-10 | Size: Under 20 kW | Orange County | 2021 | November Monthly Peak | 11 | 1.087 | 1.0723 | 1.0647 | 1.0488 | 1.0404 | 1.0758 | 1.0073 | 1.008 | 1.2261 | 1.4672 | 1.6284 | 1.7102 | 1.7515 | 1.7867 | 1.8006 | 1.7784 | 1.7289 | 1.813 | 1.6148 | 1.4697 | 1.3805 | 1.2494 | 1.1819 | 1.1161 | 0 | 0 | 0 | 0 | 0 | 0 | 0 | 0 | 0 | 0 | 0 | 0 | 0 | 0 | 0.036012 | 0.035567 | 0.034578 | 0.036261 | 0 | 0 | 0 | 0 | 0 | 0 | 62.9222 | 61.9036 | 61.2555 | 60.1368 | 59.019 | 58.2091 | 58.2712 | 58.7196 | 60.9677 | 65.1025 | 70.0958 | 74.2753 | 76.8999 | 78.5353 | 79.4696 | 79.4283 | 78.2743 | 75.8857 | 73.2459 | 70.8209 | 68.7961 | 67.0877 | 65.5155 | 64.7643 | 0.022907 | 0.02259 | 0.022307 | 0.021179 | 0.023141 | 0.027877 | 0.043444 | 0.0443 | 0.05384 | 0.064841 | 0.073371 | 0.077246 | 0.077501 | 0.082146 | 0.088011 | 0.092292 | 0.095906 | 0.085901 | 0.071036 | 0.046021 | 0.037118 | 0.026578 | 0.022981 | 0.02108
Portfolio Adjusted1-in-10Size: Under 20 kWOrange County2021December Monthly Peak | Portfolio Adjusted | 1-in-10 | Size: Under 20 kW | Orange County | 2021 | December Monthly Peak | 12 | 1.1436 | 1.1307 | 1.125 | 1.1164 | 1.1176 | 1.1719 | 1.2302 | 1.1806 | 1.3822 | 1.632 | 1.7309 | 1.7129 | 1.6189 | 1.5525 | 1.4996 | 1.4453 | 1.4862 | 1.6718 | 1.535 | 1.4667 | 1.3838 | 1.2969 | 1.2372 | 1.1822 | 0 | 0 | 0 | 0 | 0 | 0 | 0 | 0 | 0 | 0 | 0 | 0 | 0 | 0 | 0.029992 | 0.028907 | 0.029723 | 0.033436 | 0 | 0 | 0 | 0 | 0 | 0 | 43.3429 | 42.7257 | 42.0262 | 41.8296 | 41.3105 | 40.5006 | 40.5827 | 40.6635 | 41.5763 | 43.4846 | 45.7485 | 47.68 | 48.72 | 49.0929 | 49.4861 | 49.6795 | 49.1367 | 47.8529 | 46.167 | 45.2502 | 44.4733 | 43.6587 | 43.0382 | 42.5393 | 0.023325 | 0.023002 | 0.022714 | 0.021566 | 0.023563 | 0.028386 | 0.044237 | 0.045108 | 0.054822 | 0.066024 | 0.07471 | 0.078655 | 0.078915 | 0.083645 | 0.089617 | 0.093976 | 0.097656 | 0.087469 | 0.072332 | 0.046861 | 0.037796 | 0.027063 | 0.0234 | 0.021464
Portfolio Adjusted1-in-10Size: Under 20 kWOrange County2021Typical Event Day | Portfolio Adjusted | 1-in-10 | Size: Under 20 kW | Orange County | 2021 | Typical Event Day | 8 | 1.1817 | 1.1389 | 1.1127 | 1.0953 | 1.0951 | 1.1232 | 1.0864 | 1.2288 | 1.5842 | 2.0794 | 2.4571 | 2.6742 | 2.7654 | 2.8271 | 2.8754 | 2.8347 | 2.6546 | 2.3036 | 1.8705 | 1.7395 | 1.7092 | 1.4671 | 1.3474 | 1.2385 | 0 | 0 | 0 | 0 | 0 | 0 | 0 | 0 | 0 | 0 | 0 | 0 | 0 | 0 | 0.057509 | 0.056694 | 0.053091 | 0.046072 | 0 | 0 | 0 | 0 | 0 | 0 | 76.2918 | 75.1887 | 74.1482 | 73.3731 | 72.5124 | 71.8554 | 71.6068 | 72.0661 | 74.8588 | 79.3342 | 84.0061 | 88.4058 | 91.5667 | 93.7537 | 95.1264 | 95.4467 | 95.5036 | 94.4867 | 92.9043 | 90.4273 | 86.755 | 83.299 | 80.9333 | 79.2098 | 0.023056 | 0.022737 | 0.022452 | 0.021317 | 0.023291 | 0.028058 | 0.043726 | 0.044588 | 0.05419 | 0.065262 | 0.073848 | 0.077748 | 0.078004 | 0.08268 | 0.088583 | 0.092892 | 0.096529 | 0.086459 | 0.071497 | 0.04632 | 0.037359 | 0.026751 | 0.02313 | 0.021217
Portfolio Adjusted1-in-10Size: Under 20 kWOrange County2022January Monthly Peak | Portfolio Adjusted | 1-in-10 | Size: Under 20 kW | Orange County | 2022 | January Monthly Peak | 1 | 1.1027 | 1.0881 | 1.0658 | 1.057 | 1.0531 | 1.0949 | 1.2133 | 1.2038 | 1.4422 | 1.6953 | 1.809 | 1.776 | 1.6621 | 1.5982 | 1.5307 | 1.4786 | 1.4784 | 1.6698 | 1.525 | 1.4455 | 1.3411 | 1.251 | 1.1888 | 1.1516 | 0 | 0 | 0 | 0 | 0 | 0 | 0 | 0 | 0 | 0 | 0 | 0 | 0 | 0 | 0.030613 | 0.029572 | 0.029568 | 0.033395 | 0 | 0 | 0 | 0 | 0 | 0 | 41.0838 | 41.0197 | 40.276 | 39.6115 | 39.119 | 38.7309 | 38.3392 | 38.0874 | 38.7282 | 41.1943 | 43.371 | 45.378 | 46.8755 | 47.905 | 48.9228 | 49.2283 | 48.7238 | 47.4725 | 45.7469 | 44.9298 | 44.1803 | 43.9861 | 43.6625 | 43.1906 | 0.02428 | 0.023944 | 0.023644 | 0.022449 | 0.024528 | 0.029548 | 0.046048 | 0.046955 | 0.057067 | 0.068727 | 0.077768 | 0.081875 | 0.082146 | 0.087069 | 0.093285 | 0.097823 | 0.10165 | 0.091049 | 0.075293 | 0.048779 | 0.039343 | 0.028171 | 0.024358 | 0.022343
Portfolio Adjusted1-in-10Size: Under 20 kWOrange County2022February Monthly Peak | Portfolio Adjusted | 1-in-10 | Size: Under 20 kW | Orange County | 2022 | February Monthly Peak | 2 | 1.0555 | 1.0393 | 1.029 | 1.0265 | 1.0081 | 1.0289 | 1.1117 | 1.0845 | 1.2976 | 1.5265 | 1.6426 | 1.6487 | 1.6177 | 1.5885 | 1.57 | 1.5354 | 1.4832 | 1.5647 | 1.5495 | 1.4482 | 1.3421 | 1.2203 | 1.1466 | 1.0989 | 0 | 0 | 0 | 0 | 0 | 0 | 0 | 0 | 0 | 0 | 0 | 0 | 0 | 0 | 0.031401 | 0.030707 | 0.029664 | 0.031293 | 0 | 0 | 0 | 0 | 0 | 0 | 47.4699 | 47.1008 | 46.7081 | 46.111 | 45.6313 | 45.3097 | 44.6934 | 45.1723 | 46.2264 | 49.6126 | 52.6 | 55.7604 | 57.6815 | 58.6716 | 59.3254 | 59.5706 | 58.3196 | 57.3161 | 55.5428 | 53.6642 | 52.4488 | 51.1419 | 50.0798 | 48.6559 | 0.022947 | 0.022629 | 0.022346 | 0.021216 | 0.023181 | 0.027925 | 0.043519 | 0.044376 | 0.053933 | 0.064953 | 0.073497 | 0.077379 | 0.077634 | 0.082288 | 0.088162 | 0.092451 | 0.096071 | 0.086049 | 0.071158 | 0.0461 | 0.037182 | 0.026624 | 0.02302 | 0.021116
Portfolio Adjusted1-in-10Size: Under 20 kWOrange County2022March Monthly Peak | Portfolio Adjusted | 1-in-10 | Size: Under 20 kW | Orange County | 2022 | March Monthly Peak | 3 | 1.0387 | 1.0123 | 0.99342 | 0.9872 | 0.97916 | 0.99928 | 1.0486 | 1.0153 | 1.1926 | 1.4496 | 1.6232 | 1.6975 | 1.733 | 1.7694 | 1.7987 | 1.8008 | 1.7162 | 1.5614 | 1.4345 | 1.4892 | 1.3829 | 1.2309 | 1.1455 | 1.0819 | 0 | 0 | 0 | 0 | 0 | 0 | 0 | 0 | 0 | 0 | 0 | 0 | 0 | 0 | 0.035974 | 0.036016 | 0.034324 | 0.031228 | 0 | 0 | 0 | 0 | 0 | 0 | 60.3781 | 58.9811 | 58.0448 | 57.719 | 56.5723 | 55.5932 | 55.0637 | 55.8218 | 59.1829 | 63.6426 | 68.429 | 72.8658 | 76.0373 | 77.6711 | 78.3397 | 79.007 | 78.8128 | 77.6929 | 75.1672 | 71.7273 | 68.7499 | 65.888 | 63.6409 | 61.9199 | 0.022848 | 0.022531 | 0.022249 | 0.021124 | 0.023081 | 0.027804 | 0.043331 | 0.044184 | 0.053699 | 0.064672 | 0.073179 | 0.077044 | 0.077298 | 0.081932 | 0.087781 | 0.092051 | 0.095655 | 0.085677 | 0.07085 | 0.045901 | 0.037021 | 0.026509 | 0.022921 | 0.021025
Portfolio Adjusted1-in-10Size: Under 20 kWOrange County2022April Monthly Peak | Portfolio Adjusted | 1-in-10 | Size: Under 20 kW | Orange County | 2022 | April Monthly Peak | 4 | 1.0785 | 1.048 | 1.028 | 1.0158 | 1.0081 | 1.0232 | 0.98308 | 1.0159 | 1.2908 | 1.6264 | 1.8739 | 2.0326 | 2.1101 | 2.1927 | 2.2601 | 2.266 | 2.1414 | 1.8772 | 1.5638 | 1.5678 | 1.5096 | 1.3134 | 1.2246 | 1.1329 | 0 | 0 | 0 | 0 | 0 | 0 | 0 | 0 | 0 | 0 | 0 | 0 | 0 | 0 | 0.045202 | 0.045321 | 0.042828 | 0.037544 | 0 | 0 | 0 | 0 | 0 | 0 | 71.3249 | 69.5594 | 67.986 | 66.3746 | 65.3919 | 64.7372 | 64.1928 | 64.2748 | 67.3097 | 72.8277 | 78.6969 | 84.0812 | 87.711 | 89.7025 | 90.3149 | 90.7569 | 90.7246 | 89.8758 | 88.218 | 84.549 | 79.6124 | 75.707 | 73.1207 | 71.129 | 0.023001 | 0.022683 | 0.022399 | 0.021266 | 0.023236 | 0.027991 | 0.043622 | 0.044481 | 0.054061 | 0.065107 | 0.073672 | 0.077563 | 0.077819 | 0.082483 | 0.088372 | 0.092671 | 0.096299 | 0.086253 | 0.071327 | 0.04621 | 0.03727 | 0.026687 | 0.023075 | 0.021166
Portfolio Adjusted1-in-10Size: Under 20 kWOrange County2022May Monthly Peak | Portfolio Adjusted | 1-in-10 | Size: Under 20 kW | Orange County | 2022 | May Monthly Peak | 5 | 1.0982 | 1.0677 | 1.044 | 1.0298 | 1.0288 | 1.0325 | 0.91761 | 1.0597 | 1.3625 | 1.742 | 2.0283 | 2.2012 | 2.2829 | 2.3641 | 2.4029 | 2.3988 | 2.2721 | 1.9905 | 1.6303 | 1.5502 | 1.5514 | 1.3323 | 1.2372 | 1.1511 | 0 | 0 | 0 | 0 | 0 | 0 | 0 | 0 | 0 | 0 | 0 | 0 | 0 | 0 | 0.048058 | 0.047976 | 0.045442 | 0.03981 | 0 | 0 | 0 | 0 | 0 | 0 | 71.8569 | 70.5237 | 68.9165 | 68.1731 | 67.5346 | 66.6824 | 66.3012 | 66.6985 | 70.6737 | 76.8893 | 82.295 | 86.5498 | 89.1352 | 91.01 | 92.4135 | 93.2565 | 93.3112 | 92.084 | 89.9872 | 87.2461 | 83.8047 | 80.0193 | 77.1898 | 75.0889 | 0.022944 | 0.022626 | 0.022343 | 0.021213 | 0.023178 | 0.027922 | 0.043514 | 0.044371 | 0.053926 | 0.064945 | 0.073488 | 0.077369 | 0.077625 | 0.082278 | 0.088152 | 0.09244 | 0.096059 | 0.086039 | 0.071149 | 0.046095 | 0.037178 | 0.02662 | 0.023017 | 0.021113
Portfolio Adjusted1-in-10Size: Under 20 kWOrange County2022June Monthly Peak | Portfolio Adjusted | 1-in-10 | Size: Under 20 kW | Orange County | 2022 | June Monthly Peak | 6 | 1.1259 | 1.0903 | 1.0607 | 1.0478 | 1.0463 | 1.0417 | 0.94597 | 1.1077 | 1.4249 | 1.8182 | 2.1332 | 2.3404 | 2.4395 | 2.5355 | 2.5874 | 2.5728 | 2.4106 | 2.1076 | 1.7138 | 1.5802 | 1.588 | 1.3929 | 1.2757 | 1.1823 | 0 | 0 | 0 | 0 | 0 | 0 | 0 | 0 | 0 | 0 | 0 | 0 | 0 | 0 | 0.051747 | 0.051456 | 0.048211 | 0.042152 | 0 | 0 | 0 | 0 | 0 | 0 | 72.7157 | 71.4329 | 70.1301 | 69.0711 | 67.826 | 66.9996 | 66.8847 | 68.0425 | 71.2171 | 75.9779 | 81.0565 | 85.3641 | 88.295 | 90.4561 | 91.9661 | 92.5382 | 92.8806 | 92.2677 | 90.9302 | 88.7338 | 84.8067 | 80.7896 | 78.2432 | 76.3003 | 0.023013 | 0.022694 | 0.02241 | 0.021277 | 0.023248 | 0.028005 | 0.043644 | 0.044504 | 0.054087 | 0.065139 | 0.073708 | 0.077601 | 0.077857 | 0.082524 | 0.088416 | 0.092717 | 0.096347 | 0.086296 | 0.071362 | 0.046233 | 0.037289 | 0.0267 | 0.023086 | 0.021177
Portfolio Adjusted1-in-10Size: Under 20 kWOrange County2022July Monthly Peak | Portfolio Adjusted | 1-in-10 | Size: Under 20 kW | Orange County | 2022 | July Monthly Peak | 7 | 1.1677 | 1.125 | 1.0959 | 1.0773 | 1.0769 | 1.0918 | 1.0229 | 1.2024 | 1.562 | 2.0273 | 2.3698 | 2.5746 | 2.6535 | 2.7225 | 2.7624 | 2.7433 | 2.5815 | 2.2575 | 1.8389 | 1.6607 | 1.6709 | 1.4534 | 1.3345 | 1.2304 | 0 | 0 | 0 | 0 | 0 | 0 | 0 | 0 | 0 | 0 | 0 | 0 | 0 | 0 | 0.055248 | 0.054865 | 0.051629 | 0.04515 | 0 | 0 | 0 | 0 | 0 | 0 | 74.9655 | 74.0072 | 73.0569 | 72.2426 | 71.5169 | 71.0468 | 70.8518 | 71.205 | 74.1214 | 78.7513 | 83.2729 | 87.1273 | 89.5638 | 91.1571 | 92.7652 | 93.2669 | 93.8903 | 92.8272 | 90.9047 | 88.8187 | 85.672 | 82.5617 | 80.4359 | 78.9059 | 0.022874 | 0.022557 | 0.022274 | 0.021148 | 0.023107 | 0.027836 | 0.04338 | 0.044234 | 0.05376 | 0.064745 | 0.073262 | 0.077132 | 0.077386 | 0.082025 | 0.087881 | 0.092156 | 0.095764 | 0.085774 | 0.070931 | 0.045953 | 0.037063 | 0.026539 | 0.022947 | 0.021048
Portfolio Adjusted1-in-10Size: Under 20 kWOrange County2022August Monthly Peak | Portfolio Adjusted | 1-in-10 | Size: Under 20 kW | Orange County | 2022 | August Monthly Peak | 8 | 1.1935 | 1.1496 | 1.1228 | 1.1048 | 1.105 | 1.1338 | 1.0973 | 1.2526 | 1.6264 | 2.1458 | 2.5439 | 2.7718 | 2.8628 | 2.9258 | 2.9743 | 2.93 | 2.7395 | 2.3784 | 1.923 | 1.7815 | 1.7421 | 1.4902 | 1.3657 | 1.2532 | 0 | 0 | 0 | 0 | 0 | 0 | 0 | 0 | 0 | 0 | 0 | 0 | 0 | 0 | 0.059486 | 0.0586 | 0.054789 | 0.047567 | 0 | 0 | 0 | 0 | 0 | 0 | 77.5433 | 76.6026 | 75.7751 | 75.1149 | 74.5775 | 73.9693 | 73.6338 | 73.8779 | 76.701 | 80.8519 | 85.1767 | 89.5812 | 92.9877 | 95.5882 | 96.9003 | 97.1878 | 96.9448 | 95.5807 | 94.2812 | 91.5607 | 87.5753 | 84.2546 | 81.9285 | 80.3122 | 0.023246 | 0.022924 | 0.022637 | 0.021493 | 0.023483 | 0.028289 | 0.044087 | 0.044955 | 0.054636 | 0.0658 | 0.074456 | 0.078388 | 0.078647 | 0.083361 | 0.089312 | 0.093657 | 0.097324 | 0.087171 | 0.072086 | 0.046702 | 0.037667 | 0.026971 | 0.023321 | 0.021391
Portfolio Adjusted1-in-10Size: Under 20 kWOrange County2022September Monthly Peak | Portfolio Adjusted | 1-in-10 | Size: Under 20 kW | Orange County | 2022 | September Monthly Peak | 9 | 1.1982 | 1.1572 | 1.1273 | 1.1083 | 1.1087 | 1.1576 | 1.1924 | 1.2789 | 1.662 | 2.1926 | 2.6024 | 2.822 | 2.9075 | 2.9923 | 3.0523 | 3.0278 | 2.819 | 2.4275 | 1.9545 | 1.9238 | 1.7472 | 1.5084 | 1.384 | 1.2652 | 0 | 0 | 0 | 0 | 0 | 0 | 0 | 0 | 0 | 0 | 0 | 0 | 0 | 0 | 0.061046 | 0.060556 | 0.056381 | 0.04855 | 0 | 0 | 0 | 0 | 0 | 0 | 79.9427 | 78.7122 | 77.6307 | 77.0637 | 76.1293 | 75.406 | 75.0568 | 75.1388 | 77.3957 | 81.7559 | 86.5183 | 91.5508 | 95.4203 | 97.8132 | 98.874 | 98.7938 | 98.2987 | 97.2712 | 95.501 | 92.5959 | 88.9658 | 85.5902 | 83.1255 | 81.321 | 0.023238 | 0.022916 | 0.022629 | 0.021485 | 0.023475 | 0.028279 | 0.044071 | 0.044939 | 0.054617 | 0.065777 | 0.07443 | 0.078361 | 0.078619 | 0.083332 | 0.089281 | 0.093624 | 0.09729 | 0.087141 | 0.072061 | 0.046685 | 0.037654 | 0.026962 | 0.023312 | 0.021384
Portfolio Adjusted1-in-10Size: Under 20 kWOrange County2022October Monthly Peak | Portfolio Adjusted | 1-in-10 | Size: Under 20 kW | Orange County | 2022 | October Monthly Peak | 10 | 1.1403 | 1.1102 | 1.087 | 1.0724 | 1.0663 | 1.0971 | 1.166 | 1.1528 | 1.4018 | 1.7823 | 2.0961 | 2.2884 | 2.3973 | 2.4851 | 2.5374 | 2.5494 | 2.3642 | 2.037 | 1.8204 | 1.7546 | 1.5874 | 1.4102 | 1.308 | 1.2069 | 0 | 0 | 0 | 0 | 0 | 0 | 0 | 0 | 0 | 0 | 0 | 0 | 0 | 0 | 0.050748 | 0.050989 | 0.047283 | 0.04074 | 0 | 0 | 0 | 0 | 0 | 0 | 74.8416 | 74.3689 | 73.8523 | 72.5509 | 71.7343 | 71.163 | 70.6476 | 70.3542 | 71.4317 | 74.7837 | 78.9574 | 83.4113 | 87.0102 | 89.6845 | 91.0404 | 91.4901 | 90.8069 | 89.0381 | 86.5509 | 83.2564 | 79.9733 | 77.7763 | 76.261 | 74.895 | 0.022994 | 0.022675 | 0.022391 | 0.021259 | 0.023228 | 0.027982 | 0.043607 | 0.044466 | 0.054042 | 0.065085 | 0.073646 | 0.077536 | 0.077792 | 0.082455 | 0.088342 | 0.092639 | 0.096266 | 0.086224 | 0.071302 | 0.046194 | 0.037258 | 0.026678 | 0.023067 | 0.021159
Portfolio Adjusted1-in-10Size: Under 20 kWOrange County2022November Monthly Peak | Portfolio Adjusted | 1-in-10 | Size: Under 20 kW | Orange County | 2022 | November Monthly Peak | 11 | 1.087 | 1.0723 | 1.0647 | 1.0488 | 1.0404 | 1.0758 | 1.0073 | 1.008 | 1.2261 | 1.4672 | 1.6284 | 1.7102 | 1.7515 | 1.7867 | 1.8006 | 1.7784 | 1.7289 | 1.813 | 1.6148 | 1.4697 | 1.3805 | 1.2494 | 1.1819 | 1.1161 | 0 | 0 | 0 | 0 | 0 | 0 | 0 | 0 | 0 | 0 | 0 | 0 | 0 | 0 | 0.036012 | 0.035567 | 0.034578 | 0.036261 | 0 | 0 | 0 | 0 | 0 | 0 | 62.9222 | 61.9036 | 61.2555 | 60.1368 | 59.019 | 58.2091 | 58.2712 | 58.7196 | 60.9677 | 65.1025 | 70.0958 | 74.2753 | 76.8999 | 78.5353 | 79.4696 | 79.4283 | 78.2743 | 75.8857 | 73.2459 | 70.8209 | 68.7961 | 67.0877 | 65.5155 | 64.7643 | 0.022907 | 0.02259 | 0.022307 | 0.021179 | 0.023141 | 0.027877 | 0.043444 | 0.0443 | 0.05384 | 0.064841 | 0.073371 | 0.077246 | 0.077501 | 0.082146 | 0.088011 | 0.092292 | 0.095906 | 0.085901 | 0.071036 | 0.046021 | 0.037118 | 0.026578 | 0.022981 | 0.02108
Portfolio Adjusted1-in-10Size: Under 20 kWOrange County2022December Monthly Peak | Portfolio Adjusted | 1-in-10 | Size: Under 20 kW | Orange County | 2022 | December Monthly Peak | 12 | 1.1436 | 1.1307 | 1.125 | 1.1164 | 1.1176 | 1.1719 | 1.2302 | 1.1806 | 1.3822 | 1.632 | 1.7309 | 1.7129 | 1.6189 | 1.5525 | 1.4996 | 1.4453 | 1.4862 | 1.6718 | 1.535 | 1.4667 | 1.3838 | 1.2969 | 1.2372 | 1.1822 | 0 | 0 | 0 | 0 | 0 | 0 | 0 | 0 | 0 | 0 | 0 | 0 | 0 | 0 | 0.029992 | 0.028907 | 0.029723 | 0.033436 | 0 | 0 | 0 | 0 | 0 | 0 | 43.3429 | 42.7257 | 42.0262 | 41.8296 | 41.3105 | 40.5006 | 40.5827 | 40.6635 | 41.5763 | 43.4846 | 45.7485 | 47.68 | 48.72 | 49.0929 | 49.4861 | 49.6795 | 49.1367 | 47.8529 | 46.167 | 45.2502 | 44.4733 | 43.6587 | 43.0382 | 42.5393 | 0.023325 | 0.023002 | 0.022714 | 0.021566 | 0.023563 | 0.028386 | 0.044237 | 0.045108 | 0.054822 | 0.066024 | 0.07471 | 0.078655 | 0.078915 | 0.083645 | 0.089617 | 0.093976 | 0.097656 | 0.087469 | 0.072332 | 0.046861 | 0.037796 | 0.027063 | 0.0234 | 0.021464
Portfolio Adjusted1-in-10Size: Under 20 kWOrange County2022Typical Event Day | Portfolio Adjusted | 1-in-10 | Size: Under 20 kW | Orange County | 2022 | Typical Event Day | 8 | 1.1817 | 1.1389 | 1.1127 | 1.0953 | 1.0951 | 1.1232 | 1.0864 | 1.2288 | 1.5842 | 2.0794 | 2.4571 | 2.6742 | 2.7654 | 2.8271 | 2.8754 | 2.8347 | 2.6546 | 2.3036 | 1.8705 | 1.7395 | 1.7092 | 1.4671 | 1.3474 | 1.2385 | 0 | 0 | 0 | 0 | 0 | 0 | 0 | 0 | 0 | 0 | 0 | 0 | 0 | 0 | 0.057509 | 0.056694 | 0.053091 | 0.046072 | 0 | 0 | 0 | 0 | 0 | 0 | 76.2918 | 75.1887 | 74.1482 | 73.3731 | 72.5124 | 71.8554 | 71.6068 | 72.0661 | 74.8588 | 79.3343 | 84.0061 | 88.4058 | 91.5667 | 93.7537 | 95.1264 | 95.4467 | 95.5036 | 94.4867 | 92.9043 | 90.4273 | 86.755 | 83.299 | 80.9333 | 79.2098 | 0.023056 | 0.022737 | 0.022452 | 0.021317 | 0.023291 | 0.028058 | 0.043726 | 0.044588 | 0.05419 | 0.065262 | 0.073848 | 0.077748 | 0.078005 | 0.08268 | 0.088583 | 0.092892 | 0.096529 | 0.086459 | 0.071497 | 0.04632 | 0.037359 | 0.026751 | 0.02313 | 0.021217
Portfolio Adjusted1-in-10Size: Under 20 kWOrange County2023January Monthly Peak | Portfolio Adjusted | 1-in-10 | Size: Under 20 kW | Orange County | 2023 | January Monthly Peak | 1 | 1.1027 | 1.0881 | 1.0658 | 1.057 | 1.0531 | 1.0949 | 1.2133 | 1.2038 | 1.4422 | 1.6953 | 1.809 | 1.776 | 1.6621 | 1.5982 | 1.5307 | 1.4786 | 1.4784 | 1.6698 | 1.525 | 1.4455 | 1.3411 | 1.251 | 1.1888 | 1.1516 | 0 | 0 | 0 | 0 | 0 | 0 | 0 | 0 | 0 | 0 | 0 | 0 | 0 | 0 | 0.030613 | 0.029572 | 0.029568 | 0.033395 | 0 | 0 | 0 | 0 | 0 | 0 | 41.0838 | 41.0197 | 40.276 | 39.6115 | 39.119 | 38.7309 | 38.3392 | 38.0874 | 38.7282 | 41.1943 | 43.371 | 45.378 | 46.8755 | 47.905 | 48.9228 | 49.2283 | 48.7238 | 47.4725 | 45.7469 | 44.9298 | 44.1803 | 43.9861 | 43.6625 | 43.1906 | 0.02428 | 0.023944 | 0.023644 | 0.022449 | 0.024528 | 0.029548 | 0.046048 | 0.046955 | 0.057067 | 0.068727 | 0.077768 | 0.081875 | 0.082146 | 0.087069 | 0.093285 | 0.097823 | 0.10165 | 0.091049 | 0.075293 | 0.048779 | 0.039343 | 0.028171 | 0.024358 | 0.022343
Portfolio Adjusted1-in-10Size: Under 20 kWOrange County2023February Monthly Peak | Portfolio Adjusted | 1-in-10 | Size: Under 20 kW | Orange County | 2023 | February Monthly Peak | 2 | 1.0555 | 1.0393 | 1.029 | 1.0265 | 1.0081 | 1.0289 | 1.1117 | 1.0845 | 1.2976 | 1.5265 | 1.6426 | 1.6487 | 1.6177 | 1.5885 | 1.57 | 1.5354 | 1.4832 | 1.5647 | 1.5495 | 1.4482 | 1.3421 | 1.2203 | 1.1466 | 1.0989 | 0 | 0 | 0 | 0 | 0 | 0 | 0 | 0 | 0 | 0 | 0 | 0 | 0 | 0 | 0.031401 | 0.030707 | 0.029664 | 0.031293 | 0 | 0 | 0 | 0 | 0 | 0 | 47.4699 | 47.1008 | 46.7081 | 46.111 | 45.6313 | 45.3097 | 44.6934 | 45.1723 | 46.2264 | 49.6126 | 52.6 | 55.7604 | 57.6815 | 58.6716 | 59.3254 | 59.5706 | 58.3196 | 57.3161 | 55.5428 | 53.6642 | 52.4488 | 51.1419 | 50.0798 | 48.6559 | 0.022947 | 0.022629 | 0.022346 | 0.021216 | 0.023181 | 0.027925 | 0.043519 | 0.044376 | 0.053933 | 0.064953 | 0.073497 | 0.077379 | 0.077634 | 0.082288 | 0.088162 | 0.092451 | 0.096071 | 0.086049 | 0.071158 | 0.0461 | 0.037182 | 0.026624 | 0.02302 | 0.021116
Portfolio Adjusted1-in-10Size: Under 20 kWOrange County2023March Monthly Peak | Portfolio Adjusted | 1-in-10 | Size: Under 20 kW | Orange County | 2023 | March Monthly Peak | 3 | 1.0387 | 1.0123 | 0.99342 | 0.9872 | 0.97916 | 0.99928 | 1.0486 | 1.0153 | 1.1926 | 1.4496 | 1.6232 | 1.6975 | 1.733 | 1.7694 | 1.7987 | 1.8008 | 1.7162 | 1.5614 | 1.4345 | 1.4892 | 1.3829 | 1.2309 | 1.1455 | 1.0819 | 0 | 0 | 0 | 0 | 0 | 0 | 0 | 0 | 0 | 0 | 0 | 0 | 0 | 0 | 0.035974 | 0.036016 | 0.034324 | 0.031228 | 0 | 0 | 0 | 0 | 0 | 0 | 60.3781 | 58.9811 | 58.0448 | 57.719 | 56.5723 | 55.5932 | 55.0637 | 55.8218 | 59.1829 | 63.6426 | 68.429 | 72.8658 | 76.0373 | 77.6711 | 78.3397 | 79.007 | 78.8128 | 77.6929 | 75.1672 | 71.7273 | 68.7499 | 65.888 | 63.6409 | 61.9199 | 0.022848 | 0.022531 | 0.022249 | 0.021124 | 0.023081 | 0.027804 | 0.043331 | 0.044184 | 0.053699 | 0.064672 | 0.073179 | 0.077044 | 0.077298 | 0.081932 | 0.087781 | 0.092051 | 0.095656 | 0.085677 | 0.07085 | 0.045901 | 0.037021 | 0.026509 | 0.022921 | 0.021025
Portfolio Adjusted1-in-10Size: Under 20 kWOrange County2023April Monthly Peak | Portfolio Adjusted | 1-in-10 | Size: Under 20 kW | Orange County | 2023 | April Monthly Peak | 4 | 1.0785 | 1.048 | 1.028 | 1.0158 | 1.0081 | 1.0232 | 0.98308 | 1.0159 | 1.2908 | 1.6264 | 1.8739 | 2.0326 | 2.1101 | 2.1927 | 2.2601 | 2.266 | 2.1414 | 1.8772 | 1.5638 | 1.5678 | 1.5096 | 1.3134 | 1.2246 | 1.1329 | 0 | 0 | 0 | 0 | 0 | 0 | 0 | 0 | 0 | 0 | 0 | 0 | 0 | 0 | 0.045202 | 0.045321 | 0.042828 | 0.037544 | 0 | 0 | 0 | 0 | 0 | 0 | 71.3249 | 69.5594 | 67.986 | 66.3746 | 65.3919 | 64.7372 | 64.1928 | 64.2748 | 67.3096 | 72.8277 | 78.6969 | 84.0812 | 87.711 | 89.7025 | 90.3149 | 90.7569 | 90.7246 | 89.8758 | 88.218 | 84.549 | 79.6124 | 75.707 | 73.1207 | 71.129 | 0.023001 | 0.022683 | 0.022399 | 0.021266 | 0.023236 | 0.027991 | 0.043622 | 0.044481 | 0.054061 | 0.065107 | 0.073672 | 0.077563 | 0.077819 | 0.082483 | 0.088372 | 0.092671 | 0.096299 | 0.086253 | 0.071327 | 0.04621 | 0.03727 | 0.026687 | 0.023075 | 0.021166
Portfolio Adjusted1-in-10Size: Under 20 kWOrange County2023May Monthly Peak | Portfolio Adjusted | 1-in-10 | Size: Under 20 kW | Orange County | 2023 | May Monthly Peak | 5 | 1.0982 | 1.0677 | 1.044 | 1.0298 | 1.0288 | 1.0325 | 0.91761 | 1.0597 | 1.3625 | 1.742 | 2.0283 | 2.2012 | 2.2829 | 2.3641 | 2.4029 | 2.3988 | 2.2721 | 1.9905 | 1.6303 | 1.5502 | 1.5514 | 1.3323 | 1.2372 | 1.1511 | 0 | 0 | 0 | 0 | 0 | 0 | 0 | 0 | 0 | 0 | 0 | 0 | 0 | 0 | 0.048058 | 0.047976 | 0.045442 | 0.03981 | 0 | 0 | 0 | 0 | 0 | 0 | 71.8569 | 70.5237 | 68.9165 | 68.1731 | 67.5346 | 66.6824 | 66.3011 | 66.6985 | 70.6737 | 76.8893 | 82.295 | 86.5498 | 89.1352 | 91.01 | 92.4135 | 93.2565 | 93.3112 | 92.084 | 89.9872 | 87.2461 | 83.8047 | 80.0193 | 77.1898 | 75.0889 | 0.022944 | 0.022626 | 0.022343 | 0.021213 | 0.023178 | 0.027922 | 0.043514 | 0.044371 | 0.053926 | 0.064945 | 0.073488 | 0.077369 | 0.077625 | 0.082278 | 0.088152 | 0.09244 | 0.096059 | 0.086039 | 0.071149 | 0.046095 | 0.037178 | 0.02662 | 0.023017 | 0.021113
Portfolio Adjusted1-in-10Size: Under 20 kWOrange County2023June Monthly Peak | Portfolio Adjusted | 1-in-10 | Size: Under 20 kW | Orange County | 2023 | June Monthly Peak | 6 | 1.1259 | 1.0903 | 1.0607 | 1.0478 | 1.0463 | 1.0417 | 0.94597 | 1.1077 | 1.4249 | 1.8182 | 2.1332 | 2.3404 | 2.4395 | 2.5355 | 2.5874 | 2.5728 | 2.4106 | 2.1076 | 1.7138 | 1.5802 | 1.588 | 1.3929 | 1.2757 | 1.1823 | 0 | 0 | 0 | 0 | 0 | 0 | 0 | 0 | 0 | 0 | 0 | 0 | 0 | 0 | 0.051747 | 0.051456 | 0.048211 | 0.042152 | 0 | 0 | 0 | 0 | 0 | 0 | 72.7157 | 71.4329 | 70.1301 | 69.0711 | 67.826 | 66.9996 | 66.8847 | 68.0425 | 71.2171 | 75.9779 | 81.0565 | 85.3641 | 88.295 | 90.456 | 91.9661 | 92.5382 | 92.8806 | 92.2677 | 90.9302 | 88.7338 | 84.8067 | 80.7896 | 78.2432 | 76.3003 | 0.023013 | 0.022694 | 0.02241 | 0.021277 | 0.023248 | 0.028005 | 0.043644 | 0.044504 | 0.054087 | 0.065139 | 0.073708 | 0.077601 | 0.077857 | 0.082524 | 0.088416 | 0.092717 | 0.096347 | 0.086296 | 0.071362 | 0.046233 | 0.037289 | 0.0267 | 0.023086 | 0.021177
Portfolio Adjusted1-in-10Size: Under 20 kWOrange County2023July Monthly Peak | Portfolio Adjusted | 1-in-10 | Size: Under 20 kW | Orange County | 2023 | July Monthly Peak | 7 | 1.1677 | 1.125 | 1.0959 | 1.0773 | 1.0769 | 1.0918 | 1.0229 | 1.2024 | 1.562 | 2.0273 | 2.3698 | 2.5746 | 2.6535 | 2.7225 | 2.7624 | 2.7433 | 2.5815 | 2.2575 | 1.8389 | 1.6607 | 1.6709 | 1.4534 | 1.3345 | 1.2304 | 0 | 0 | 0 | 0 | 0 | 0 | 0 | 0 | 0 | 0 | 0 | 0 | 0 | 0 | 0.055248 | 0.054865 | 0.051629 | 0.04515 | 0 | 0 | 0 | 0 | 0 | 0 | 74.9655 | 74.0072 | 73.0569 | 72.2426 | 71.5169 | 71.0468 | 70.8518 | 71.205 | 74.1214 | 78.7513 | 83.2729 | 87.1273 | 89.5638 | 91.1571 | 92.7652 | 93.2669 | 93.8903 | 92.8272 | 90.9047 | 88.8187 | 85.672 | 82.5617 | 80.4359 | 78.9059 | 0.022874 | 0.022557 | 0.022274 | 0.021148 | 0.023107 | 0.027836 | 0.04338 | 0.044234 | 0.05376 | 0.064745 | 0.073262 | 0.077132 | 0.077386 | 0.082025 | 0.087881 | 0.092156 | 0.095764 | 0.085774 | 0.070931 | 0.045953 | 0.037063 | 0.026539 | 0.022947 | 0.021048
Portfolio Adjusted1-in-10Size: Under 20 kWOrange County2023August Monthly Peak | Portfolio Adjusted | 1-in-10 | Size: Under 20 kW | Orange County | 2023 | August Monthly Peak | 8 | 1.1935 | 1.1496 | 1.1228 | 1.1048 | 1.105 | 1.1338 | 1.0973 | 1.2526 | 1.6264 | 2.1458 | 2.5439 | 2.7718 | 2.8628 | 2.9258 | 2.9743 | 2.93 | 2.7395 | 2.3784 | 1.923 | 1.7815 | 1.7421 | 1.4902 | 1.3657 | 1.2532 | 0 | 0 | 0 | 0 | 0 | 0 | 0 | 0 | 0 | 0 | 0 | 0 | 0 | 0 | 0.059486 | 0.0586 | 0.054789 | 0.047567 | 0 | 0 | 0 | 0 | 0 | 0 | 77.5433 | 76.6026 | 75.7751 | 75.1149 | 74.5775 | 73.9693 | 73.6338 | 73.8779 | 76.701 | 80.8519 | 85.1767 | 89.5812 | 92.9877 | 95.5882 | 96.9003 | 97.1878 | 96.9448 | 95.5807 | 94.2812 | 91.5607 | 87.5753 | 84.2546 | 81.9285 | 80.3122 | 0.023246 | 0.022924 | 0.022637 | 0.021493 | 0.023483 | 0.028289 | 0.044087 | 0.044955 | 0.054636 | 0.0658 | 0.074456 | 0.078388 | 0.078647 | 0.083361 | 0.089312 | 0.093657 | 0.097324 | 0.087171 | 0.072086 | 0.046702 | 0.037667 | 0.026971 | 0.023321 | 0.021391
Portfolio Adjusted1-in-10Size: Under 20 kWOrange County2023September Monthly Peak | Portfolio Adjusted | 1-in-10 | Size: Under 20 kW | Orange County | 2023 | September Monthly Peak | 9 | 1.1982 | 1.1572 | 1.1273 | 1.1083 | 1.1087 | 1.1576 | 1.1924 | 1.2789 | 1.662 | 2.1926 | 2.6024 | 2.822 | 2.9075 | 2.9923 | 3.0523 | 3.0278 | 2.819 | 2.4275 | 1.9545 | 1.9238 | 1.7472 | 1.5084 | 1.384 | 1.2652 | 0 | 0 | 0 | 0 | 0 | 0 | 0 | 0 | 0 | 0 | 0 | 0 | 0 | 0 | 0.061046 | 0.060556 | 0.056381 | 0.04855 | 0 | 0 | 0 | 0 | 0 | 0 | 79.9427 | 78.7122 | 77.6307 | 77.0637 | 76.1293 | 75.406 | 75.0568 | 75.1388 | 77.3957 | 81.7559 | 86.5182 | 91.5508 | 95.4203 | 97.8132 | 98.874 | 98.7938 | 98.2987 | 97.2712 | 95.501 | 92.5959 | 88.9658 | 85.5902 | 83.1255 | 81.321 | 0.023238 | 0.022916 | 0.022629 | 0.021485 | 0.023475 | 0.028279 | 0.044071 | 0.044939 | 0.054617 | 0.065777 | 0.07443 | 0.078361 | 0.078619 | 0.083332 | 0.089281 | 0.093624 | 0.09729 | 0.087141 | 0.072061 | 0.046685 | 0.037654 | 0.026962 | 0.023312 | 0.021384
Portfolio Adjusted1-in-10Size: Under 20 kWOrange County2023October Monthly Peak | Portfolio Adjusted | 1-in-10 | Size: Under 20 kW | Orange County | 2023 | October Monthly Peak | 10 | 1.1403 | 1.1102 | 1.087 | 1.0724 | 1.0663 | 1.0971 | 1.166 | 1.1528 | 1.4018 | 1.7823 | 2.0961 | 2.2884 | 2.3973 | 2.4851 | 2.5374 | 2.5494 | 2.3642 | 2.037 | 1.8204 | 1.7546 | 1.5874 | 1.4102 | 1.308 | 1.2069 | 0 | 0 | 0 | 0 | 0 | 0 | 0 | 0 | 0 | 0 | 0 | 0 | 0 | 0 | 0.050748 | 0.050989 | 0.047283 | 0.04074 | 0 | 0 | 0 | 0 | 0 | 0 | 74.8415 | 74.3689 | 73.8523 | 72.5509 | 71.7343 | 71.163 | 70.6476 | 70.3542 | 71.4317 | 74.7837 | 78.9574 | 83.4113 | 87.0102 | 89.6845 | 91.0404 | 91.4901 | 90.8069 | 89.0381 | 86.5509 | 83.2564 | 79.9733 | 77.7763 | 76.261 | 74.895 | 0.022994 | 0.022675 | 0.022391 | 0.021259 | 0.023228 | 0.027982 | 0.043607 | 0.044466 | 0.054042 | 0.065085 | 0.073646 | 0.077536 | 0.077792 | 0.082455 | 0.088342 | 0.092639 | 0.096266 | 0.086224 | 0.071302 | 0.046194 | 0.037258 | 0.026678 | 0.023067 | 0.021159
Portfolio Adjusted1-in-10Size: Under 20 kWOrange County2023November Monthly Peak | Portfolio Adjusted | 1-in-10 | Size: Under 20 kW | Orange County | 2023 | November Monthly Peak | 11 | 1.087 | 1.0723 | 1.0647 | 1.0488 | 1.0404 | 1.0758 | 1.0073 | 1.008 | 1.2261 | 1.4672 | 1.6284 | 1.7102 | 1.7515 | 1.7867 | 1.8006 | 1.7784 | 1.7289 | 1.813 | 1.6148 | 1.4697 | 1.3805 | 1.2494 | 1.1819 | 1.1161 | 0 | 0 | 0 | 0 | 0 | 0 | 0 | 0 | 0 | 0 | 0 | 0 | 0 | 0 | 0.036012 | 0.035567 | 0.034578 | 0.036261 | 0 | 0 | 0 | 0 | 0 | 0 | 62.9222 | 61.9036 | 61.2555 | 60.1368 | 59.019 | 58.2091 | 58.2712 | 58.7196 | 60.9677 | 65.1025 | 70.0958 | 74.2753 | 76.8999 | 78.5353 | 79.4696 | 79.4283 | 78.2743 | 75.8857 | 73.2459 | 70.8209 | 68.7961 | 67.0877 | 65.5155 | 64.7643 | 0.022907 | 0.02259 | 0.022307 | 0.021179 | 0.023141 | 0.027877 | 0.043444 | 0.0443 | 0.05384 | 0.064841 | 0.073371 | 0.077246 | 0.077501 | 0.082146 | 0.088011 | 0.092292 | 0.095906 | 0.085901 | 0.071036 | 0.046021 | 0.037118 | 0.026578 | 0.022981 | 0.02108
Portfolio Adjusted1-in-10Size: Under 20 kWOrange County2023December Monthly Peak | Portfolio Adjusted | 1-in-10 | Size: Under 20 kW | Orange County | 2023 | December Monthly Peak | 12 | 1.1436 | 1.1307 | 1.125 | 1.1164 | 1.1176 | 1.1719 | 1.2302 | 1.1806 | 1.3822 | 1.632 | 1.7309 | 1.7129 | 1.6189 | 1.5525 | 1.4996 | 1.4453 | 1.4862 | 1.6718 | 1.535 | 1.4667 | 1.3838 | 1.2969 | 1.2372 | 1.1822 | 0 | 0 | 0 | 0 | 0 | 0 | 0 | 0 | 0 | 0 | 0 | 0 | 0 | 0 | 0.029992 | 0.028907 | 0.029723 | 0.033436 | 0 | 0 | 0 | 0 | 0 | 0 | 43.3429 | 42.7257 | 42.0262 | 41.8296 | 41.3105 | 40.5006 | 40.5827 | 40.6635 | 41.5763 | 43.4846 | 45.7485 | 47.68 | 48.72 | 49.0929 | 49.4861 | 49.6795 | 49.1367 | 47.8529 | 46.167 | 45.2502 | 44.4733 | 43.6587 | 43.0382 | 42.5393 | 0.023325 | 0.023002 | 0.022714 | 0.021566 | 0.023563 | 0.028386 | 0.044237 | 0.045108 | 0.054822 | 0.066024 | 0.07471 | 0.078655 | 0.078915 | 0.083645 | 0.089617 | 0.093976 | 0.097656 | 0.087469 | 0.072332 | 0.046861 | 0.037796 | 0.027063 | 0.0234 | 0.021464
Portfolio Adjusted1-in-10Size: Under 20 kWOrange County2023Typical Event Day | Portfolio Adjusted | 1-in-10 | Size: Under 20 kW | Orange County | 2023 | Typical Event Day | 8 | 1.1817 | 1.1389 | 1.1127 | 1.0953 | 1.0951 | 1.1232 | 1.0864 | 1.2288 | 1.5842 | 2.0794 | 2.4571 | 2.6742 | 2.7654 | 2.8271 | 2.8754 | 2.8347 | 2.6546 | 2.3036 | 1.8705 | 1.7395 | 1.7092 | 1.4671 | 1.3474 | 1.2385 | 0 | 0 | 0 | 0 | 0 | 0 | 0 | 0 | 0 | 0 | 0 | 0 | 0 | 0 | 0.057509 | 0.056694 | 0.053091 | 0.046072 | 0 | 0 | 0 | 0 | 0 | 0 | 76.2918 | 75.1887 | 74.1482 | 73.3731 | 72.5124 | 71.8554 | 71.6068 | 72.0661 | 74.8588 | 79.3342 | 84.0061 | 88.4058 | 91.5667 | 93.7537 | 95.1264 | 95.4467 | 95.5036 | 94.4867 | 92.9043 | 90.4273 | 86.755 | 83.299 | 80.9333 | 79.2098 | 0.023056 | 0.022737 | 0.022452 | 0.021317 | 0.023291 | 0.028058 | 0.043726 | 0.044588 | 0.05419 | 0.065262 | 0.073848 | 0.077748 | 0.078005 | 0.08268 | 0.088583 | 0.092892 | 0.096529 | 0.086459 | 0.071497 | 0.04632 | 0.037359 | 0.026751 | 0.02313 | 0.021217
Portfolio Adjusted1-in-10Size: Under 20 kWOrange County2024January Monthly Peak | Portfolio Adjusted | 1-in-10 | Size: Under 20 kW | Orange County | 2024 | January Monthly Peak | 1 | 1.1027 | 1.0881 | 1.0658 | 1.057 | 1.0531 | 1.0949 | 1.2133 | 1.2038 | 1.4422 | 1.6953 | 1.809 | 1.776 | 1.6621 | 1.5982 | 1.5307 | 1.4786 | 1.4784 | 1.6698 | 1.525 | 1.4455 | 1.3411 | 1.251 | 1.1888 | 1.1516 | 0 | 0 | 0 | 0 | 0 | 0 | 0 | 0 | 0 | 0 | 0 | 0 | 0 | 0 | 0.030613 | 0.029572 | 0.029568 | 0.033395 | 0 | 0 | 0 | 0 | 0 | 0 | 41.0838 | 41.0197 | 40.276 | 39.6115 | 39.119 | 38.7309 | 38.3392 | 38.0874 | 38.7282 | 41.1943 | 43.371 | 45.378 | 46.8755 | 47.905 | 48.9228 | 49.2283 | 48.7238 | 47.4725 | 45.7469 | 44.9298 | 44.1803 | 43.9861 | 43.6625 | 43.1906 | 0.02428 | 0.023944 | 0.023644 | 0.022449 | 0.024528 | 0.029548 | 0.046048 | 0.046955 | 0.057067 | 0.068727 | 0.077768 | 0.081875 | 0.082146 | 0.087069 | 0.093285 | 0.097823 | 0.10165 | 0.091049 | 0.075293 | 0.048779 | 0.039343 | 0.028171 | 0.024358 | 0.022343
Portfolio Adjusted1-in-10Size: Under 20 kWOrange County2024February Monthly Peak | Portfolio Adjusted | 1-in-10 | Size: Under 20 kW | Orange County | 2024 | February Monthly Peak | 2 | 1.0555 | 1.0393 | 1.029 | 1.0265 | 1.0081 | 1.0289 | 1.1117 | 1.0845 | 1.2976 | 1.5265 | 1.6426 | 1.6487 | 1.6177 | 1.5885 | 1.57 | 1.5354 | 1.4832 | 1.5647 | 1.5495 | 1.4482 | 1.3421 | 1.2203 | 1.1466 | 1.0989 | 0 | 0 | 0 | 0 | 0 | 0 | 0 | 0 | 0 | 0 | 0 | 0 | 0 | 0 | 0.031401 | 0.030707 | 0.029664 | 0.031293 | 0 | 0 | 0 | 0 | 0 | 0 | 47.4699 | 47.1008 | 46.7081 | 46.111 | 45.6313 | 45.3097 | 44.6934 | 45.1723 | 46.2264 | 49.6126 | 52.6 | 55.7604 | 57.6815 | 58.6716 | 59.3254 | 59.5706 | 58.3196 | 57.3161 | 55.5428 | 53.6642 | 52.4488 | 51.1419 | 50.0798 | 48.6559 | 0.022947 | 0.022629 | 0.022346 | 0.021216 | 0.023181 | 0.027925 | 0.043519 | 0.044376 | 0.053933 | 0.064953 | 0.073497 | 0.077379 | 0.077634 | 0.082288 | 0.088162 | 0.092451 | 0.096071 | 0.086049 | 0.071158 | 0.0461 | 0.037182 | 0.026624 | 0.02302 | 0.021116
Portfolio Adjusted1-in-10Size: Under 20 kWOrange County2024March Monthly Peak | Portfolio Adjusted | 1-in-10 | Size: Under 20 kW | Orange County | 2024 | March Monthly Peak | 3 | 1.0387 | 1.0123 | 0.99342 | 0.9872 | 0.97916 | 0.99928 | 1.0486 | 1.0153 | 1.1926 | 1.4496 | 1.6232 | 1.6975 | 1.733 | 1.7694 | 1.7987 | 1.8008 | 1.7162 | 1.5614 | 1.4345 | 1.4892 | 1.3829 | 1.2309 | 1.1455 | 1.0819 | 0 | 0 | 0 | 0 | 0 | 0 | 0 | 0 | 0 | 0 | 0 | 0 | 0 | 0 | 0.035974 | 0.036016 | 0.034324 | 0.031228 | 0 | 0 | 0 | 0 | 0 | 0 | 60.3781 | 58.9811 | 58.0448 | 57.719 | 56.5723 | 55.5932 | 55.0637 | 55.8218 | 59.1829 | 63.6426 | 68.429 | 72.8658 | 76.0373 | 77.6711 | 78.3397 | 79.007 | 78.8128 | 77.6929 | 75.1672 | 71.7273 | 68.7499 | 65.888 | 63.6409 | 61.9199 | 0.022848 | 0.022531 | 0.022249 | 0.021124 | 0.023081 | 0.027804 | 0.043331 | 0.044184 | 0.053699 | 0.064672 | 0.073179 | 0.077044 | 0.077298 | 0.081932 | 0.087781 | 0.092051 | 0.095655 | 0.085677 | 0.07085 | 0.045901 | 0.037021 | 0.026509 | 0.022921 | 0.021025
Portfolio Adjusted1-in-10Size: Under 20 kWOrange County2024April Monthly Peak | Portfolio Adjusted | 1-in-10 | Size: Under 20 kW | Orange County | 2024 | April Monthly Peak | 4 | 1.0785 | 1.048 | 1.028 | 1.0158 | 1.0081 | 1.0232 | 0.98308 | 1.0159 | 1.2908 | 1.6264 | 1.8739 | 2.0326 | 2.1101 | 2.1927 | 2.2601 | 2.266 | 2.1414 | 1.8772 | 1.5638 | 1.5678 | 1.5096 | 1.3134 | 1.2246 | 1.1329 | 0 | 0 | 0 | 0 | 0 | 0 | 0 | 0 | 0 | 0 | 0 | 0 | 0 | 0 | 0.045202 | 0.045321 | 0.042828 | 0.037544 | 0 | 0 | 0 | 0 | 0 | 0 | 71.3249 | 69.5594 | 67.986 | 66.3746 | 65.3919 | 64.7372 | 64.1928 | 64.2748 | 67.3097 | 72.8277 | 78.6969 | 84.0812 | 87.711 | 89.7025 | 90.3149 | 90.7569 | 90.7246 | 89.8758 | 88.218 | 84.549 | 79.6124 | 75.707 | 73.1207 | 71.129 | 0.023001 | 0.022683 | 0.022399 | 0.021266 | 0.023236 | 0.027991 | 0.043622 | 0.044481 | 0.054061 | 0.065107 | 0.073672 | 0.077563 | 0.077819 | 0.082483 | 0.088372 | 0.092671 | 0.096299 | 0.086253 | 0.071327 | 0.04621 | 0.03727 | 0.026687 | 0.023075 | 0.021166
Portfolio Adjusted1-in-10Size: Under 20 kWOrange County2024May Monthly Peak | Portfolio Adjusted | 1-in-10 | Size: Under 20 kW | Orange County | 2024 | May Monthly Peak | 5 | 1.0982 | 1.0677 | 1.044 | 1.0298 | 1.0288 | 1.0325 | 0.91761 | 1.0597 | 1.3625 | 1.742 | 2.0283 | 2.2012 | 2.2829 | 2.3641 | 2.4029 | 2.3988 | 2.2721 | 1.9905 | 1.6303 | 1.5502 | 1.5514 | 1.3323 | 1.2372 | 1.1511 | 0 | 0 | 0 | 0 | 0 | 0 | 0 | 0 | 0 | 0 | 0 | 0 | 0 | 0 | 0.048058 | 0.047976 | 0.045442 | 0.03981 | 0 | 0 | 0 | 0 | 0 | 0 | 71.8569 | 70.5237 | 68.9165 | 68.1731 | 67.5346 | 66.6824 | 66.3012 | 66.6985 | 70.6737 | 76.8893 | 82.295 | 86.5498 | 89.1352 | 91.01 | 92.4135 | 93.2565 | 93.3112 | 92.084 | 89.9872 | 87.2461 | 83.8047 | 80.0193 | 77.1898 | 75.0889 | 0.022944 | 0.022626 | 0.022343 | 0.021213 | 0.023178 | 0.027922 | 0.043514 | 0.044371 | 0.053926 | 0.064945 | 0.073488 | 0.077369 | 0.077625 | 0.082278 | 0.088152 | 0.09244 | 0.096059 | 0.086039 | 0.071149 | 0.046095 | 0.037178 | 0.02662 | 0.023017 | 0.021113
Portfolio Adjusted1-in-10Size: Under 20 kWOrange County2024June Monthly Peak | Portfolio Adjusted | 1-in-10 | Size: Under 20 kW | Orange County | 2024 | June Monthly Peak | 6 | 1.1259 | 1.0903 | 1.0607 | 1.0478 | 1.0463 | 1.0417 | 0.94597 | 1.1077 | 1.4249 | 1.8182 | 2.1332 | 2.3404 | 2.4395 | 2.5355 | 2.5874 | 2.5728 | 2.4106 | 2.1076 | 1.7138 | 1.5802 | 1.588 | 1.3929 | 1.2757 | 1.1823 | 0 | 0 | 0 | 0 | 0 | 0 | 0 | 0 | 0 | 0 | 0 | 0 | 0 | 0 | 0.051747 | 0.051456 | 0.048211 | 0.042152 | 0 | 0 | 0 | 0 | 0 | 0 | 72.7157 | 71.4329 | 70.1301 | 69.0711 | 67.826 | 66.9996 | 66.8847 | 68.0425 | 71.2171 | 75.9779 | 81.0565 | 85.3641 | 88.295 | 90.4561 | 91.9661 | 92.5382 | 92.8806 | 92.2677 | 90.9302 | 88.7338 | 84.8067 | 80.7896 | 78.2432 | 76.3003 | 0.023013 | 0.022694 | 0.02241 | 0.021277 | 0.023248 | 0.028005 | 0.043644 | 0.044504 | 0.054087 | 0.065139 | 0.073708 | 0.077601 | 0.077857 | 0.082524 | 0.088416 | 0.092717 | 0.096347 | 0.086296 | 0.071362 | 0.046233 | 0.037289 | 0.0267 | 0.023086 | 0.021177
Portfolio Adjusted1-in-10Size: Under 20 kWOrange County2024July Monthly Peak | Portfolio Adjusted | 1-in-10 | Size: Under 20 kW | Orange County | 2024 | July Monthly Peak | 7 | 1.1677 | 1.125 | 1.0959 | 1.0773 | 1.0769 | 1.0918 | 1.0229 | 1.2024 | 1.562 | 2.0273 | 2.3698 | 2.5746 | 2.6535 | 2.7225 | 2.7624 | 2.7433 | 2.5815 | 2.2575 | 1.8389 | 1.6607 | 1.6709 | 1.4534 | 1.3345 | 1.2304 | 0 | 0 | 0 | 0 | 0 | 0 | 0 | 0 | 0 | 0 | 0 | 0 | 0 | 0 | 0.055248 | 0.054865 | 0.051629 | 0.04515 | 0 | 0 | 0 | 0 | 0 | 0 | 74.9655 | 74.0072 | 73.0569 | 72.2426 | 71.5169 | 71.0468 | 70.8518 | 71.205 | 74.1214 | 78.7513 | 83.2729 | 87.1273 | 89.5638 | 91.1571 | 92.7652 | 93.2669 | 93.8903 | 92.8272 | 90.9047 | 88.8187 | 85.672 | 82.5617 | 80.4359 | 78.9059 | 0.022874 | 0.022557 | 0.022274 | 0.021148 | 0.023107 | 0.027836 | 0.04338 | 0.044234 | 0.05376 | 0.064745 | 0.073262 | 0.077132 | 0.077386 | 0.082025 | 0.087881 | 0.092156 | 0.095764 | 0.085774 | 0.070931 | 0.045953 | 0.037063 | 0.026539 | 0.022947 | 0.021048
Portfolio Adjusted1-in-10Size: Under 20 kWOrange County2024August Monthly Peak | Portfolio Adjusted | 1-in-10 | Size: Under 20 kW | Orange County | 2024 | August Monthly Peak | 8 | 1.1935 | 1.1496 | 1.1228 | 1.1048 | 1.105 | 1.1338 | 1.0973 | 1.2526 | 1.6264 | 2.1458 | 2.5439 | 2.7718 | 2.8628 | 2.9258 | 2.9743 | 2.93 | 2.7395 | 2.3784 | 1.923 | 1.7815 | 1.7421 | 1.4902 | 1.3657 | 1.2532 | 0 | 0 | 0 | 0 | 0 | 0 | 0 | 0 | 0 | 0 | 0 | 0 | 0 | 0 | 0.059486 | 0.0586 | 0.054789 | 0.047567 | 0 | 0 | 0 | 0 | 0 | 0 | 77.5433 | 76.6026 | 75.7751 | 75.1149 | 74.5775 | 73.9693 | 73.6338 | 73.8779 | 76.701 | 80.8519 | 85.1767 | 89.5812 | 92.9877 | 95.5882 | 96.9003 | 97.1878 | 96.9448 | 95.5807 | 94.2812 | 91.5607 | 87.5753 | 84.2545 | 81.9285 | 80.3122 | 0.023246 | 0.022924 | 0.022637 | 0.021493 | 0.023483 | 0.028289 | 0.044087 | 0.044955 | 0.054636 | 0.0658 | 0.074456 | 0.078388 | 0.078647 | 0.083361 | 0.089312 | 0.093657 | 0.097324 | 0.087171 | 0.072086 | 0.046702 | 0.037667 | 0.026971 | 0.023321 | 0.021391
Portfolio Adjusted1-in-10Size: Under 20 kWOrange County2024September Monthly Peak | Portfolio Adjusted | 1-in-10 | Size: Under 20 kW | Orange County | 2024 | September Monthly Peak | 9 | 1.1982 | 1.1572 | 1.1273 | 1.1083 | 1.1087 | 1.1576 | 1.1924 | 1.2789 | 1.662 | 2.1926 | 2.6024 | 2.822 | 2.9075 | 2.9923 | 3.0523 | 3.0278 | 2.819 | 2.4275 | 1.9545 | 1.9238 | 1.7472 | 1.5084 | 1.384 | 1.2652 | 0 | 0 | 0 | 0 | 0 | 0 | 0 | 0 | 0 | 0 | 0 | 0 | 0 | 0 | 0.061046 | 0.060556 | 0.056381 | 0.04855 | 0 | 0 | 0 | 0 | 0 | 0 | 79.9427 | 78.7122 | 77.6307 | 77.0637 | 76.1293 | 75.406 | 75.0568 | 75.1388 | 77.3957 | 81.7559 | 86.5182 | 91.5508 | 95.4203 | 97.8132 | 98.874 | 98.7938 | 98.2987 | 97.2712 | 95.501 | 92.5959 | 88.9658 | 85.5902 | 83.1255 | 81.321 | 0.023238 | 0.022916 | 0.022629 | 0.021485 | 0.023475 | 0.028279 | 0.044071 | 0.044939 | 0.054617 | 0.065777 | 0.07443 | 0.078361 | 0.078619 | 0.083332 | 0.089281 | 0.093624 | 0.09729 | 0.087141 | 0.072061 | 0.046685 | 0.037654 | 0.026962 | 0.023312 | 0.021384
Portfolio Adjusted1-in-10Size: Under 20 kWOrange County2024October Monthly Peak | Portfolio Adjusted | 1-in-10 | Size: Under 20 kW | Orange County | 2024 | October Monthly Peak | 10 | 1.1403 | 1.1102 | 1.087 | 1.0724 | 1.0663 | 1.0971 | 1.166 | 1.1528 | 1.4018 | 1.7823 | 2.0961 | 2.2884 | 2.3973 | 2.4851 | 2.5374 | 2.5494 | 2.3642 | 2.037 | 1.8204 | 1.7546 | 1.5874 | 1.4102 | 1.308 | 1.2069 | 0 | 0 | 0 | 0 | 0 | 0 | 0 | 0 | 0 | 0 | 0 | 0 | 0 | 0 | 0.050748 | 0.050989 | 0.047283 | 0.04074 | 0 | 0 | 0 | 0 | 0 | 0 | 74.8415 | 74.3689 | 73.8523 | 72.5509 | 71.7343 | 71.163 | 70.6476 | 70.3542 | 71.4317 | 74.7837 | 78.9574 | 83.4113 | 87.0102 | 89.6845 | 91.0404 | 91.4901 | 90.8069 | 89.0381 | 86.5509 | 83.2564 | 79.9733 | 77.7763 | 76.261 | 74.895 | 0.022994 | 0.022675 | 0.022391 | 0.021259 | 0.023228 | 0.027982 | 0.043607 | 0.044466 | 0.054042 | 0.065085 | 0.073646 | 0.077536 | 0.077792 | 0.082455 | 0.088342 | 0.092639 | 0.096266 | 0.086224 | 0.071302 | 0.046194 | 0.037258 | 0.026678 | 0.023067 | 0.021159
Portfolio Adjusted1-in-10Size: Under 20 kWOrange County2024November Monthly Peak | Portfolio Adjusted | 1-in-10 | Size: Under 20 kW | Orange County | 2024 | November Monthly Peak | 11 | 1.087 | 1.0723 | 1.0647 | 1.0488 | 1.0404 | 1.0758 | 1.0073 | 1.008 | 1.2261 | 1.4672 | 1.6284 | 1.7102 | 1.7515 | 1.7867 | 1.8006 | 1.7784 | 1.7289 | 1.813 | 1.6148 | 1.4697 | 1.3805 | 1.2494 | 1.1819 | 1.1161 | 0 | 0 | 0 | 0 | 0 | 0 | 0 | 0 | 0 | 0 | 0 | 0 | 0 | 0 | 0.036012 | 0.035567 | 0.034578 | 0.036261 | 0 | 0 | 0 | 0 | 0 | 0 | 62.9223 | 61.9036 | 61.2555 | 60.1368 | 59.019 | 58.2091 | 58.2712 | 58.7196 | 60.9677 | 65.1025 | 70.0958 | 74.2753 | 76.8999 | 78.5353 | 79.4696 | 79.4283 | 78.2743 | 75.8857 | 73.2459 | 70.8209 | 68.7961 | 67.0877 | 65.5155 | 64.7643 | 0.022907 | 0.02259 | 0.022307 | 0.021179 | 0.023141 | 0.027877 | 0.043444 | 0.0443 | 0.05384 | 0.064841 | 0.073371 | 0.077246 | 0.077501 | 0.082146 | 0.088011 | 0.092292 | 0.095906 | 0.085901 | 0.071036 | 0.046021 | 0.037118 | 0.026578 | 0.022981 | 0.02108
Portfolio Adjusted1-in-10Size: Under 20 kWOrange County2024December Monthly Peak | Portfolio Adjusted | 1-in-10 | Size: Under 20 kW | Orange County | 2024 | December Monthly Peak | 12 | 1.1436 | 1.1307 | 1.125 | 1.1164 | 1.1176 | 1.1719 | 1.2302 | 1.1806 | 1.3822 | 1.632 | 1.7309 | 1.7129 | 1.6189 | 1.5525 | 1.4996 | 1.4453 | 1.4862 | 1.6718 | 1.535 | 1.4667 | 1.3838 | 1.2969 | 1.2372 | 1.1822 | 0 | 0 | 0 | 0 | 0 | 0 | 0 | 0 | 0 | 0 | 0 | 0 | 0 | 0 | 0.029992 | 0.028907 | 0.029723 | 0.033436 | 0 | 0 | 0 | 0 | 0 | 0 | 43.3429 | 42.7257 | 42.0262 | 41.8296 | 41.3105 | 40.5006 | 40.5827 | 40.6635 | 41.5763 | 43.4846 | 45.7485 | 47.68 | 48.72 | 49.0929 | 49.4861 | 49.6795 | 49.1367 | 47.8529 | 46.167 | 45.2502 | 44.4733 | 43.6587 | 43.0382 | 42.5393 | 0.023325 | 0.023002 | 0.022714 | 0.021566 | 0.023563 | 0.028386 | 0.044237 | 0.045108 | 0.054822 | 0.066024 | 0.07471 | 0.078655 | 0.078915 | 0.083645 | 0.089617 | 0.093976 | 0.097656 | 0.087469 | 0.072332 | 0.046861 | 0.037796 | 0.027063 | 0.0234 | 0.021464
Portfolio Adjusted1-in-10Size: Under 20 kWOrange County2024Typical Event Day | Portfolio Adjusted | 1-in-10 | Size: Under 20 kW | Orange County | 2024 | Typical Event Day | 8 | 1.1817 | 1.1389 | 1.1127 | 1.0953 | 1.0951 | 1.1232 | 1.0864 | 1.2288 | 1.5842 | 2.0794 | 2.4571 | 2.6742 | 2.7654 | 2.8271 | 2.8754 | 2.8347 | 2.6546 | 2.3036 | 1.8705 | 1.7395 | 1.7092 | 1.4671 | 1.3474 | 1.2385 | 0 | 0 | 0 | 0 | 0 | 0 | 0 | 0 | 0 | 0 | 0 | 0 | 0 | 0 | 0.057509 | 0.056694 | 0.053091 | 0.046072 | 0 | 0 | 0 | 0 | 0 | 0 | 76.2918 | 75.1887 | 74.1482 | 73.3731 | 72.5124 | 71.8554 | 71.6068 | 72.0661 | 74.8588 | 79.3342 | 84.0061 | 88.4058 | 91.5667 | 93.7536 | 95.1264 | 95.4467 | 95.5036 | 94.4867 | 92.9043 | 90.4273 | 86.755 | 83.299 | 80.9333 | 79.2098 | 0.023056 | 0.022737 | 0.022452 | 0.021317 | 0.023291 | 0.028058 | 0.043726 | 0.044588 | 0.05419 | 0.065262 | 0.073848 | 0.077748 | 0.078004 | 0.08268 | 0.088583 | 0.092892 | 0.096529 | 0.086459 | 0.071497 | 0.04632 | 0.037359 | 0.026751 | 0.02313 | 0.021217
Portfolio Adjusted1-in-10Size: Under 20 kWOrange County2025January Monthly Peak | Portfolio Adjusted | 1-in-10 | Size: Under 20 kW | Orange County | 2025 | January Monthly Peak | 1 | 1.1027 | 1.0881 | 1.0658 | 1.057 | 1.0531 | 1.0949 | 1.2133 | 1.2038 | 1.4422 | 1.6953 | 1.809 | 1.776 | 1.6621 | 1.5982 | 1.5307 | 1.4786 | 1.4784 | 1.6698 | 1.525 | 1.4455 | 1.3411 | 1.251 | 1.1888 | 1.1516 | 0 | 0 | 0 | 0 | 0 | 0 | 0 | 0 | 0 | 0 | 0 | 0 | 0 | 0 | 0.030613 | 0.029572 | 0.029568 | 0.033395 | 0 | 0 | 0 | 0 | 0 | 0 | 41.0838 | 41.0196 | 40.276 | 39.6115 | 39.119 | 38.7309 | 38.3392 | 38.0874 | 38.7282 | 41.1943 | 43.371 | 45.378 | 46.8755 | 47.905 | 48.9228 | 49.2283 | 48.7237 | 47.4725 | 45.7469 | 44.9298 | 44.1803 | 43.9861 | 43.6625 | 43.1906 | 0.02428 | 0.023944 | 0.023644 | 0.022449 | 0.024528 | 0.029548 | 0.046048 | 0.046955 | 0.057067 | 0.068727 | 0.077768 | 0.081875 | 0.082146 | 0.087069 | 0.093285 | 0.097823 | 0.10165 | 0.091049 | 0.075293 | 0.048779 | 0.039343 | 0.028171 | 0.024358 | 0.022343
Portfolio Adjusted1-in-10Size: Under 20 kWOrange County2025February Monthly Peak | Portfolio Adjusted | 1-in-10 | Size: Under 20 kW | Orange County | 2025 | February Monthly Peak | 2 | 1.0555 | 1.0393 | 1.029 | 1.0265 | 1.0081 | 1.0289 | 1.1117 | 1.0845 | 1.2976 | 1.5265 | 1.6426 | 1.6487 | 1.6177 | 1.5885 | 1.57 | 1.5354 | 1.4832 | 1.5647 | 1.5495 | 1.4482 | 1.3421 | 1.2203 | 1.1466 | 1.0989 | 0 | 0 | 0 | 0 | 0 | 0 | 0 | 0 | 0 | 0 | 0 | 0 | 0 | 0 | 0.031401 | 0.030707 | 0.029664 | 0.031293 | 0 | 0 | 0 | 0 | 0 | 0 | 47.4699 | 47.1008 | 46.7081 | 46.111 | 45.6313 | 45.3097 | 44.6934 | 45.1723 | 46.2264 | 49.6126 | 52.6 | 55.7604 | 57.6815 | 58.6716 | 59.3254 | 59.5706 | 58.3196 | 57.3161 | 55.5428 | 53.6642 | 52.4488 | 51.1419 | 50.0798 | 48.6559 | 0.022947 | 0.022629 | 0.022346 | 0.021216 | 0.023181 | 0.027925 | 0.043519 | 0.044376 | 0.053933 | 0.064953 | 0.073497 | 0.077379 | 0.077634 | 0.082288 | 0.088162 | 0.092451 | 0.096071 | 0.086049 | 0.071158 | 0.0461 | 0.037182 | 0.026624 | 0.02302 | 0.021116
Portfolio Adjusted1-in-10Size: Under 20 kWOrange County2025March Monthly Peak | Portfolio Adjusted | 1-in-10 | Size: Under 20 kW | Orange County | 2025 | March Monthly Peak | 3 | 1.0387 | 1.0123 | 0.99342 | 0.9872 | 0.97916 | 0.99928 | 1.0486 | 1.0153 | 1.1926 | 1.4496 | 1.6232 | 1.6975 | 1.733 | 1.7694 | 1.7987 | 1.8008 | 1.7162 | 1.5614 | 1.4345 | 1.4892 | 1.3829 | 1.2309 | 1.1455 | 1.0819 | 0 | 0 | 0 | 0 | 0 | 0 | 0 | 0 | 0 | 0 | 0 | 0 | 0 | 0 | 0.035974 | 0.036016 | 0.034324 | 0.031228 | 0 | 0 | 0 | 0 | 0 | 0 | 60.3781 | 58.9811 | 58.0448 | 57.719 | 56.5723 | 55.5932 | 55.0637 | 55.8218 | 59.1829 | 63.6426 | 68.429 | 72.8658 | 76.0373 | 77.6711 | 78.3397 | 79.007 | 78.8128 | 77.6929 | 75.1672 | 71.7273 | 68.7499 | 65.888 | 63.6409 | 61.9199 | 0.022848 | 0.022531 | 0.022249 | 0.021124 | 0.023081 | 0.027804 | 0.043331 | 0.044184 | 0.053699 | 0.064672 | 0.073179 | 0.077044 | 0.077298 | 0.081932 | 0.087781 | 0.092051 | 0.095655 | 0.085677 | 0.07085 | 0.045901 | 0.037021 | 0.026509 | 0.022921 | 0.021025
Portfolio Adjusted1-in-10Size: Under 20 kWOrange County2025April Monthly Peak | Portfolio Adjusted | 1-in-10 | Size: Under 20 kW | Orange County | 2025 | April Monthly Peak | 4 | 1.0785 | 1.048 | 1.028 | 1.0158 | 1.0081 | 1.0232 | 0.98308 | 1.0159 | 1.2908 | 1.6264 | 1.8739 | 2.0326 | 2.1101 | 2.1927 | 2.2601 | 2.266 | 2.1414 | 1.8772 | 1.5638 | 1.5678 | 1.5096 | 1.3134 | 1.2246 | 1.1329 | 0 | 0 | 0 | 0 | 0 | 0 | 0 | 0 | 0 | 0 | 0 | 0 | 0 | 0 | 0.045202 | 0.045321 | 0.042828 | 0.037544 | 0 | 0 | 0 | 0 | 0 | 0 | 71.3249 | 69.5594 | 67.986 | 66.3746 | 65.3919 | 64.7372 | 64.1928 | 64.2748 | 67.3097 | 72.8277 | 78.6969 | 84.0812 | 87.711 | 89.7025 | 90.3149 | 90.7569 | 90.7246 | 89.8758 | 88.218 | 84.549 | 79.6124 | 75.707 | 73.1207 | 71.129 | 0.023001 | 0.022683 | 0.022399 | 0.021266 | 0.023236 | 0.027991 | 0.043622 | 0.044481 | 0.054061 | 0.065107 | 0.073672 | 0.077563 | 0.077819 | 0.082483 | 0.088372 | 0.092671 | 0.096299 | 0.086253 | 0.071327 | 0.04621 | 0.03727 | 0.026687 | 0.023075 | 0.021166
Portfolio Adjusted1-in-10Size: Under 20 kWOrange County2025May Monthly Peak | Portfolio Adjusted | 1-in-10 | Size: Under 20 kW | Orange County | 2025 | May Monthly Peak | 5 | 1.0982 | 1.0677 | 1.044 | 1.0298 | 1.0288 | 1.0325 | 0.91761 | 1.0597 | 1.3625 | 1.742 | 2.0283 | 2.2012 | 2.2829 | 2.3641 | 2.4029 | 2.3988 | 2.2721 | 1.9905 | 1.6303 | 1.5502 | 1.5514 | 1.3323 | 1.2372 | 1.1511 | 0 | 0 | 0 | 0 | 0 | 0 | 0 | 0 | 0 | 0 | 0 | 0 | 0 | 0 | 0.048058 | 0.047976 | 0.045442 | 0.03981 | 0 | 0 | 0 | 0 | 0 | 0 | 71.8569 | 70.5237 | 68.9165 | 68.1731 | 67.5346 | 66.6824 | 66.3012 | 66.6985 | 70.6737 | 76.8893 | 82.295 | 86.5498 | 89.1352 | 91.01 | 92.4135 | 93.2565 | 93.3112 | 92.084 | 89.9872 | 87.2461 | 83.8047 | 80.0193 | 77.1898 | 75.0889 | 0.022944 | 0.022626 | 0.022343 | 0.021213 | 0.023178 | 0.027922 | 0.043514 | 0.044371 | 0.053926 | 0.064945 | 0.073488 | 0.077369 | 0.077625 | 0.082278 | 0.088152 | 0.09244 | 0.096059 | 0.086039 | 0.071149 | 0.046095 | 0.037178 | 0.02662 | 0.023017 | 0.021113
Portfolio Adjusted1-in-10Size: Under 20 kWOrange County2025June Monthly Peak | Portfolio Adjusted | 1-in-10 | Size: Under 20 kW | Orange County | 2025 | June Monthly Peak | 6 | 1.1259 | 1.0903 | 1.0607 | 1.0478 | 1.0463 | 1.0417 | 0.94597 | 1.1077 | 1.4249 | 1.8182 | 2.1332 | 2.3404 | 2.4395 | 2.5355 | 2.5874 | 2.5728 | 2.4106 | 2.1076 | 1.7138 | 1.5802 | 1.588 | 1.3929 | 1.2757 | 1.1823 | 0 | 0 | 0 | 0 | 0 | 0 | 0 | 0 | 0 | 0 | 0 | 0 | 0 | 0 | 0.051747 | 0.051456 | 0.048211 | 0.042152 | 0 | 0 | 0 | 0 | 0 | 0 | 72.7157 | 71.4329 | 70.1301 | 69.0711 | 67.826 | 66.9996 | 66.8847 | 68.0425 | 71.2171 | 75.9779 | 81.0565 | 85.3641 | 88.295 | 90.4561 | 91.9661 | 92.5382 | 92.8806 | 92.2677 | 90.9302 | 88.7338 | 84.8067 | 80.7896 | 78.2432 | 76.3003 | 0.023013 | 0.022694 | 0.02241 | 0.021277 | 0.023248 | 0.028005 | 0.043644 | 0.044504 | 0.054087 | 0.065139 | 0.073708 | 0.077601 | 0.077857 | 0.082524 | 0.088416 | 0.092717 | 0.096347 | 0.086296 | 0.071362 | 0.046233 | 0.037289 | 0.0267 | 0.023086 | 0.021177
Portfolio Adjusted1-in-10Size: Under 20 kWOrange County2025July Monthly Peak | Portfolio Adjusted | 1-in-10 | Size: Under 20 kW | Orange County | 2025 | July Monthly Peak | 7 | 1.1677 | 1.125 | 1.0959 | 1.0773 | 1.0769 | 1.0918 | 1.0229 | 1.2024 | 1.562 | 2.0273 | 2.3698 | 2.5746 | 2.6535 | 2.7225 | 2.7624 | 2.7433 | 2.5815 | 2.2575 | 1.8389 | 1.6607 | 1.6709 | 1.4534 | 1.3345 | 1.2304 | 0 | 0 | 0 | 0 | 0 | 0 | 0 | 0 | 0 | 0 | 0 | 0 | 0 | 0 | 0.055248 | 0.054865 | 0.051629 | 0.04515 | 0 | 0 | 0 | 0 | 0 | 0 | 74.9655 | 74.0072 | 73.0569 | 72.2426 | 71.5169 | 71.0468 | 70.8518 | 71.205 | 74.1214 | 78.7513 | 83.2729 | 87.1273 | 89.5638 | 91.1571 | 92.7652 | 93.2668 | 93.8903 | 92.8272 | 90.9047 | 88.8187 | 85.672 | 82.5617 | 80.4359 | 78.9059 | 0.022874 | 0.022557 | 0.022274 | 0.021148 | 0.023107 | 0.027836 | 0.04338 | 0.044234 | 0.05376 | 0.064745 | 0.073262 | 0.077132 | 0.077386 | 0.082025 | 0.087881 | 0.092156 | 0.095764 | 0.085774 | 0.070931 | 0.045953 | 0.037063 | 0.026539 | 0.022947 | 0.021048
Portfolio Adjusted1-in-10Size: Under 20 kWOrange County2025August Monthly Peak | Portfolio Adjusted | 1-in-10 | Size: Under 20 kW | Orange County | 2025 | August Monthly Peak | 8 | 1.1935 | 1.1496 | 1.1228 | 1.1048 | 1.105 | 1.1338 | 1.0973 | 1.2526 | 1.6264 | 2.1458 | 2.5439 | 2.7718 | 2.8628 | 2.9258 | 2.9743 | 2.93 | 2.7395 | 2.3784 | 1.923 | 1.7815 | 1.7421 | 1.4902 | 1.3657 | 1.2532 | 0 | 0 | 0 | 0 | 0 | 0 | 0 | 0 | 0 | 0 | 0 | 0 | 0 | 0 | 0.059486 | 0.0586 | 0.054789 | 0.047567 | 0 | 0 | 0 | 0 | 0 | 0 | 77.5433 | 76.6026 | 75.7751 | 75.1149 | 74.5775 | 73.9693 | 73.6338 | 73.8779 | 76.701 | 80.8519 | 85.1767 | 89.5812 | 92.9877 | 95.5882 | 96.9003 | 97.1878 | 96.9448 | 95.5807 | 94.2812 | 91.5607 | 87.5753 | 84.2546 | 81.9285 | 80.3122 | 0.023246 | 0.022924 | 0.022637 | 0.021493 | 0.023483 | 0.028289 | 0.044087 | 0.044955 | 0.054636 | 0.0658 | 0.074456 | 0.078388 | 0.078647 | 0.083361 | 0.089312 | 0.093657 | 0.097324 | 0.087171 | 0.072086 | 0.046702 | 0.037667 | 0.026971 | 0.023321 | 0.021391
Portfolio Adjusted1-in-10Size: Under 20 kWOrange County2025September Monthly Peak | Portfolio Adjusted | 1-in-10 | Size: Under 20 kW | Orange County | 2025 | September Monthly Peak | 9 | 1.1982 | 1.1572 | 1.1273 | 1.1083 | 1.1087 | 1.1576 | 1.1924 | 1.2789 | 1.662 | 2.1926 | 2.6024 | 2.822 | 2.9075 | 2.9923 | 3.0523 | 3.0278 | 2.819 | 2.4275 | 1.9545 | 1.9238 | 1.7472 | 1.5084 | 1.384 | 1.2652 | 0 | 0 | 0 | 0 | 0 | 0 | 0 | 0 | 0 | 0 | 0 | 0 | 0 | 0 | 0.061046 | 0.060556 | 0.056381 | 0.04855 | 0 | 0 | 0 | 0 | 0 | 0 | 79.9427 | 78.7122 | 77.6307 | 77.0637 | 76.1293 | 75.406 | 75.0568 | 75.1388 | 77.3957 | 81.7559 | 86.5182 | 91.5508 | 95.4203 | 97.8132 | 98.874 | 98.7938 | 98.2987 | 97.2712 | 95.501 | 92.5959 | 88.9658 | 85.5902 | 83.1255 | 81.321 | 0.023238 | 0.022916 | 0.022629 | 0.021485 | 0.023475 | 0.028279 | 0.044071 | 0.044939 | 0.054617 | 0.065777 | 0.07443 | 0.078361 | 0.078619 | 0.083332 | 0.089281 | 0.093624 | 0.09729 | 0.087141 | 0.072061 | 0.046685 | 0.037654 | 0.026962 | 0.023312 | 0.021384
Portfolio Adjusted1-in-10Size: Under 20 kWOrange County2025October Monthly Peak | Portfolio Adjusted | 1-in-10 | Size: Under 20 kW | Orange County | 2025 | October Monthly Peak | 10 | 1.1403 | 1.1102 | 1.087 | 1.0724 | 1.0663 | 1.0971 | 1.166 | 1.1528 | 1.4018 | 1.7823 | 2.0961 | 2.2884 | 2.3973 | 2.4851 | 2.5374 | 2.5494 | 2.3642 | 2.037 | 1.8204 | 1.7546 | 1.5874 | 1.4102 | 1.308 | 1.2069 | 0 | 0 | 0 | 0 | 0 | 0 | 0 | 0 | 0 | 0 | 0 | 0 | 0 | 0 | 0.050748 | 0.050989 | 0.047283 | 0.04074 | 0 | 0 | 0 | 0 | 0 | 0 | 74.8416 | 74.3689 | 73.8523 | 72.5509 | 71.7343 | 71.163 | 70.6476 | 70.3542 | 71.4317 | 74.7837 | 78.9574 | 83.4113 | 87.0102 | 89.6845 | 91.0404 | 91.4901 | 90.8069 | 89.0381 | 86.5509 | 83.2564 | 79.9733 | 77.7763 | 76.261 | 74.895 | 0.022994 | 0.022675 | 0.022391 | 0.021259 | 0.023228 | 0.027982 | 0.043607 | 0.044466 | 0.054042 | 0.065085 | 0.073646 | 0.077536 | 0.077792 | 0.082455 | 0.088342 | 0.092639 | 0.096266 | 0.086224 | 0.071302 | 0.046194 | 0.037258 | 0.026678 | 0.023067 | 0.021159
Portfolio Adjusted1-in-10Size: Under 20 kWOrange County2025November Monthly Peak | Portfolio Adjusted | 1-in-10 | Size: Under 20 kW | Orange County | 2025 | November Monthly Peak | 11 | 1.087 | 1.0723 | 1.0647 | 1.0488 | 1.0404 | 1.0758 | 1.0073 | 1.008 | 1.2261 | 1.4672 | 1.6284 | 1.7102 | 1.7515 | 1.7867 | 1.8006 | 1.7784 | 1.7289 | 1.813 | 1.6148 | 1.4697 | 1.3805 | 1.2494 | 1.1819 | 1.1161 | 0 | 0 | 0 | 0 | 0 | 0 | 0 | 0 | 0 | 0 | 0 | 0 | 0 | 0 | 0.036012 | 0.035567 | 0.034578 | 0.036261 | 0 | 0 | 0 | 0 | 0 | 0 | 62.9222 | 61.9036 | 61.2555 | 60.1368 | 59.019 | 58.2091 | 58.2712 | 58.7196 | 60.9677 | 65.1025 | 70.0958 | 74.2753 | 76.8999 | 78.5353 | 79.4696 | 79.4283 | 78.2743 | 75.8857 | 73.2459 | 70.8209 | 68.7961 | 67.0877 | 65.5155 | 64.7643 | 0.022907 | 0.02259 | 0.022307 | 0.021179 | 0.023141 | 0.027877 | 0.043444 | 0.0443 | 0.05384 | 0.064841 | 0.073371 | 0.077246 | 0.077501 | 0.082146 | 0.088011 | 0.092292 | 0.095906 | 0.085901 | 0.071036 | 0.046021 | 0.037118 | 0.026578 | 0.022981 | 0.02108
Portfolio Adjusted1-in-10Size: Under 20 kWOrange County2025December Monthly Peak | Portfolio Adjusted | 1-in-10 | Size: Under 20 kW | Orange County | 2025 | December Monthly Peak | 12 | 1.1436 | 1.1307 | 1.125 | 1.1164 | 1.1176 | 1.1719 | 1.2302 | 1.1806 | 1.3822 | 1.632 | 1.7309 | 1.7129 | 1.6189 | 1.5525 | 1.4996 | 1.4453 | 1.4862 | 1.6718 | 1.535 | 1.4667 | 1.3838 | 1.2969 | 1.2372 | 1.1822 | 0 | 0 | 0 | 0 | 0 | 0 | 0 | 0 | 0 | 0 | 0 | 0 | 0 | 0 | 0.029992 | 0.028907 | 0.029723 | 0.033436 | 0 | 0 | 0 | 0 | 0 | 0 | 43.3429 | 42.7257 | 42.0262 | 41.8296 | 41.3105 | 40.5006 | 40.5827 | 40.6635 | 41.5763 | 43.4846 | 45.7485 | 47.68 | 48.72 | 49.0929 | 49.4861 | 49.6795 | 49.1367 | 47.8529 | 46.167 | 45.2502 | 44.4733 | 43.6587 | 43.0382 | 42.5393 | 0.023325 | 0.023002 | 0.022714 | 0.021566 | 0.023563 | 0.028386 | 0.044237 | 0.045108 | 0.054822 | 0.066024 | 0.07471 | 0.078655 | 0.078915 | 0.083645 | 0.089617 | 0.093976 | 0.097656 | 0.087469 | 0.072332 | 0.046861 | 0.037796 | 0.027063 | 0.0234 | 0.021464
Portfolio Adjusted1-in-10Size: Under 20 kWOrange County2025Typical Event Day | Portfolio Adjusted | 1-in-10 | Size: Under 20 kW | Orange County | 2025 | Typical Event Day | 8 | 1.1817 | 1.1389 | 1.1127 | 1.0953 | 1.0951 | 1.1232 | 1.0864 | 1.2288 | 1.5842 | 2.0794 | 2.4571 | 2.6742 | 2.7654 | 2.8271 | 2.8754 | 2.8347 | 2.6546 | 2.3036 | 1.8705 | 1.7395 | 1.7092 | 1.4671 | 1.3474 | 1.2385 | 0 | 0 | 0 | 0 | 0 | 0 | 0 | 0 | 0 | 0 | 0 | 0 | 0 | 0 | 0.057509 | 0.056694 | 0.053091 | 0.046072 | 0 | 0 | 0 | 0 | 0 | 0 | 76.2918 | 75.1887 | 74.1482 | 73.3731 | 72.5124 | 71.8554 | 71.6068 | 72.0661 | 74.8588 | 79.3343 | 84.0061 | 88.4058 | 91.5667 | 93.7537 | 95.1264 | 95.4467 | 95.5036 | 94.4867 | 92.9043 | 90.4273 | 86.755 | 83.299 | 80.9333 | 79.2098 | 0.023056 | 0.022737 | 0.022452 | 0.021317 | 0.023291 | 0.028058 | 0.043726 | 0.044588 | 0.05419 | 0.065262 | 0.073848 | 0.077748 | 0.078005 | 0.08268 | 0.088583 | 0.092892 | 0.096529 | 0.086459 | 0.071497 | 0.04632 | 0.037359 | 0.026751 | 0.02313 | 0.021217
Portfolio Adjusted1-in-2Size: Under 20 kWOrange County2015January Monthly Peak | Portfolio Adjusted | 1-in-2 | Size: Under 20 kW | Orange County | 2015 | January Monthly Peak | 1
Portfolio Adjusted1-in-2Size: Under 20 kWOrange County2015February Monthly Peak | Portfolio Adjusted | 1-in-2 | Size: Under 20 kW | Orange County | 2015 | February Monthly Peak | 2
Portfolio Adjusted1-in-2Size: Under 20 kWOrange County2015March Monthly Peak | Portfolio Adjusted | 1-in-2 | Size: Under 20 kW | Orange County | 2015 | March Monthly Peak | 3
Portfolio Adjusted1-in-2Size: Under 20 kWOrange County2015April Monthly Peak | Portfolio Adjusted | 1-in-2 | Size: Under 20 kW | Orange County | 2015 | April Monthly Peak | 4
Portfolio Adjusted1-in-2Size: Under 20 kWOrange County2015May Monthly Peak | Portfolio Adjusted | 1-in-2 | Size: Under 20 kW | Orange County | 2015 | May Monthly Peak | 5
Portfolio Adjusted1-in-2Size: Under 20 kWOrange County2015June Monthly Peak | Portfolio Adjusted | 1-in-2 | Size: Under 20 kW | Orange County | 2015 | June Monthly Peak | 6
Portfolio Adjusted1-in-2Size: Under 20 kWOrange County2015July Monthly Peak | Portfolio Adjusted | 1-in-2 | Size: Under 20 kW | Orange County | 2015 | July Monthly Peak | 7
Portfolio Adjusted1-in-2Size: Under 20 kWOrange County2015August Monthly Peak | Portfolio Adjusted | 1-in-2 | Size: Under 20 kW | Orange County | 2015 | August Monthly Peak | 8
Portfolio Adjusted1-in-2Size: Under 20 kWOrange County2015September Monthly Peak | Portfolio Adjusted | 1-in-2 | Size: Under 20 kW | Orange County | 2015 | September Monthly Peak | 9
Portfolio Adjusted1-in-2Size: Under 20 kWOrange County2015October Monthly Peak | Portfolio Adjusted | 1-in-2 | Size: Under 20 kW | Orange County | 2015 | October Monthly Peak | 10
Portfolio Adjusted1-in-2Size: Under 20 kWOrange County2015November Monthly Peak | Portfolio Adjusted | 1-in-2 | Size: Under 20 kW | Orange County | 2015 | November Monthly Peak | 11
Portfolio Adjusted1-in-2Size: Under 20 kWOrange County2015December Monthly Peak | Portfolio Adjusted | 1-in-2 | Size: Under 20 kW | Orange County | 2015 | December Monthly Peak | 12
Portfolio Adjusted1-in-2Size: Under 20 kWOrange County2015Typical Event Day | Portfolio Adjusted | 1-in-2 | Size: Under 20 kW | Orange County | 2015 | Typical Event Day | 8
Portfolio Adjusted1-in-2Size: Under 20 kWOrange County2016January Monthly Peak | Portfolio Adjusted | 1-in-2 | Size: Under 20 kW | Orange County | 2016 | January Monthly Peak | 1
Portfolio Adjusted1-in-2Size: Under 20 kWOrange County2016February Monthly Peak | Portfolio Adjusted | 1-in-2 | Size: Under 20 kW | Orange County | 2016 | February Monthly Peak | 2
Portfolio Adjusted1-in-2Size: Under 20 kWOrange County2016March Monthly Peak | Portfolio Adjusted | 1-in-2 | Size: Under 20 kW | Orange County | 2016 | March Monthly Peak | 3
Portfolio Adjusted1-in-2Size: Under 20 kWOrange County2016April Monthly Peak | Portfolio Adjusted | 1-in-2 | Size: Under 20 kW | Orange County | 2016 | April Monthly Peak | 4
Portfolio Adjusted1-in-2Size: Under 20 kWOrange County2016May Monthly Peak | Portfolio Adjusted | 1-in-2 | Size: Under 20 kW | Orange County | 2016 | May Monthly Peak | 5
Portfolio Adjusted1-in-2Size: Under 20 kWOrange County2016June Monthly Peak | Portfolio Adjusted | 1-in-2 | Size: Under 20 kW | Orange County | 2016 | June Monthly Peak | 6
Portfolio Adjusted1-in-2Size: Under 20 kWOrange County2016July Monthly Peak | Portfolio Adjusted | 1-in-2 | Size: Under 20 kW | Orange County | 2016 | July Monthly Peak | 7
Portfolio Adjusted1-in-2Size: Under 20 kWOrange County2016August Monthly Peak | Portfolio Adjusted | 1-in-2 | Size: Under 20 kW | Orange County | 2016 | August Monthly Peak | 8
Portfolio Adjusted1-in-2Size: Under 20 kWOrange County2016September Monthly Peak | Portfolio Adjusted | 1-in-2 | Size: Under 20 kW | Orange County | 2016 | September Monthly Peak | 9
Portfolio Adjusted1-in-2Size: Under 20 kWOrange County2016October Monthly Peak | Portfolio Adjusted | 1-in-2 | Size: Under 20 kW | Orange County | 2016 | October Monthly Peak | 10
Portfolio Adjusted1-in-2Size: Under 20 kWOrange County2016November Monthly Peak | Portfolio Adjusted | 1-in-2 | Size: Under 20 kW | Orange County | 2016 | November Monthly Peak | 11
Portfolio Adjusted1-in-2Size: Under 20 kWOrange County2016December Monthly Peak | Portfolio Adjusted | 1-in-2 | Size: Under 20 kW | Orange County | 2016 | December Monthly Peak | 12
Portfolio Adjusted1-in-2Size: Under 20 kWOrange County2016Typical Event Day | Portfolio Adjusted | 1-in-2 | Size: Under 20 kW | Orange County | 2016 | Typical Event Day | 8
Portfolio Adjusted1-in-2Size: Under 20 kWOrange County2017January Monthly Peak | Portfolio Adjusted | 1-in-2 | Size: Under 20 kW | Orange County | 2017 | January Monthly Peak | 1
Portfolio Adjusted1-in-2Size: Under 20 kWOrange County2017February Monthly Peak | Portfolio Adjusted | 1-in-2 | Size: Under 20 kW | Orange County | 2017 | February Monthly Peak | 2
Portfolio Adjusted1-in-2Size: Under 20 kWOrange County2017March Monthly Peak | Portfolio Adjusted | 1-in-2 | Size: Under 20 kW | Orange County | 2017 | March Monthly Peak | 3
Portfolio Adjusted1-in-2Size: Under 20 kWOrange County2017April Monthly Peak | Portfolio Adjusted | 1-in-2 | Size: Under 20 kW | Orange County | 2017 | April Monthly Peak | 4 | 1.0479 | 1.0207 | 1.0038 | 0.99292 | 0.98496 | 0.9993 | 0.96863 | 0.9647 | 1.1836 | 1.442 | 1.6182 | 1.7272 | 1.7863 | 1.8499 | 1.9053 | 1.9166 | 1.8304 | 1.6148 | 1.3805 | 1.4292 | 1.4016 | 1.2434 | 1.1716 | 1.0933 | 0 | 0 | 0 | 0 | 0 | 0 | 0 | 0 | 0 | 0 | 0 | 0 | 0 | 0 | 0.038105 | 0.038332 | 0.036608 | 0.032297 | 0 | 0 | 0 | 0 | 0 | 0 | 62.7376 | 61.7379 | 60.3866 | 59.349 | 58.3928 | 57.6539 | 57.3675 | 57.0836 | 59.4753 | 63.6125 | 68.1315 | 72.4651 | 75.8155 | 78.3913 | 80.0399 | 80.7908 | 80.9776 | 79.9601 | 78.0476 | 75.2228 | 71.2085 | 68.2022 | 65.9097 | 63.6539 | 0.022761 | 0.022445 | 0.022165 | 0.021044 | 0.022993 | 0.027699 | 0.043166 | 0.044016 | 0.053495 | 0.064426 | 0.072901 | 0.076751 | 0.077005 | 0.08162 | 0.087447 | 0.091701 | 0.095292 | 0.085351 | 0.070581 | 0.045726 | 0.036881 | 0.026408 | 0.022834 | 0.020945
Portfolio Adjusted1-in-2Size: Under 20 kWOrange County2017May Monthly Peak | Portfolio Adjusted | 1-in-2 | Size: Under 20 kW | Orange County | 2017 | May Monthly Peak | 5 | 1.0592 | 1.0328 | 1.0125 | 1 | 0.99847 | 1.0008 | 0.89435 | 0.99082 | 1.2253 | 1.5115 | 1.7136 | 1.8309 | 1.896 | 1.9586 | 1.9862 | 1.9903 | 1.9085 | 1.6808 | 1.4137 | 1.3842 | 1.422 | 1.2466 | 1.1717 | 1.1011 | 0 | 0 | 0 | 0 | 0 | 0 | 0 | 0 | 0 | 0 | 0 | 0 | 0 | 0 | 0.039724 | 0.039806 | 0.03817 | 0.033616 | 0 | 0 | 0 | 0 | 0 | 0 | 62.7693 | 62.0771 | 61.2354 | 60.2915 | 59.4293 | 58.9575 | 58.7967 | 59.2198 | 60.8962 | 64.8078 | 69.3499 | 73.5916 | 77.6591 | 80.6044 | 82.0176 | 82.8628 | 82.8415 | 81.0978 | 78.7195 | 75.6756 | 71.5829 | 68.0345 | 66.0996 | 64.5875 | 0.022784 | 0.022469 | 0.022187 | 0.021065 | 0.023017 | 0.027727 | 0.04321 | 0.044061 | 0.05355 | 0.064492 | 0.072976 | 0.07683 | 0.077084 | 0.081704 | 0.087537 | 0.091796 | 0.09539 | 0.085439 | 0.070653 | 0.045773 | 0.036918 | 0.026435 | 0.022857 | 0.020966
Portfolio Adjusted1-in-2Size: Under 20 kWOrange County2017June Monthly Peak | Portfolio Adjusted | 1-in-2 | Size: Under 20 kW | Orange County | 2017 | June Monthly Peak | 6 | 1.1044 | 1.071 | 1.043 | 1.0309 | 1.029 | 1.0235 | 0.93023 | 1.0675 | 1.3488 | 1.6937 | 1.9661 | 2.1474 | 2.2412 | 2.3302 | 2.3784 | 2.3692 | 2.2293 | 1.9513 | 1.6043 | 1.4949 | 1.5214 | 1.3478 | 1.2407 | 1.155 | 0 | 0 | 0 | 0 | 0 | 0 | 0 | 0 | 0 | 0 | 0 | 0 | 0 | 0 | 0.047569 | 0.047385 | 0.044586 | 0.039026 | 0 | 0 | 0 | 0 | 0 | 0 | 68.0732 | 67.1384 | 66.1488 | 65.0525 | 64.2875 | 63.4575 | 62.7518 | 63.5187 | 66.4565 | 71.3853 | 76.4387 | 80.8906 | 83.9005 | 85.6305 | 87.1971 | 87.9395 | 88.4733 | 87.6663 | 86.3138 | 83.3565 | 79.2607 | 75.0943 | 72.7187 | 70.913 | 0.022805 | 0.022489 | 0.022208 | 0.021085 | 0.023038 | 0.027752 | 0.04325 | 0.044102 | 0.053599 | 0.064551 | 0.073043 | 0.076901 | 0.077155 | 0.081779 | 0.087618 | 0.09188 | 0.095477 | 0.085517 | 0.070718 | 0.045815 | 0.036952 | 0.026459 | 0.022878 | 0.020985
Portfolio Adjusted1-in-2Size: Under 20 kWOrange County2017July Monthly Peak | Portfolio Adjusted | 1-in-2 | Size: Under 20 kW | Orange County | 2017 | July Monthly Peak | 7 | 1.167 | 1.1244 | 1.0953 | 1.0768 | 1.0764 | 1.0912 | 1.0223 | 1.2011 | 1.5596 | 2.0235 | 2.3649 | 2.569 | 2.6479 | 2.7168 | 2.7567 | 2.7377 | 2.5765 | 2.2532 | 1.8358 | 1.6583 | 1.669 | 1.4521 | 1.3335 | 1.2295 | 0 | 0 | 0 | 0 | 0 | 0 | 0 | 0 | 0 | 0 | 0 | 0 | 0 | 0 | 0.055133 | 0.054754 | 0.05153 | 0.045063 | 0 | 0 | 0 | 0 | 0 | 0 | 75.3673 | 74.4589 | 73.6499 | 72.8724 | 72.1594 | 71.4554 | 71.1046 | 71.9954 | 74.6049 | 78.3365 | 82.4761 | 86.3237 | 88.9944 | 90.6795 | 92.0325 | 92.544 | 92.0083 | 90.7921 | 89.5608 | 87.7691 | 84.9859 | 81.9214 | 79.5509 | 77.9422 | 0.022867 | 0.02255 | 0.022268 | 0.021142 | 0.0231 | 0.027828 | 0.043368 | 0.044222 | 0.053745 | 0.064727 | 0.073242 | 0.07711 | 0.077365 | 0.082002 | 0.087856 | 0.09213 | 0.095737 | 0.08575 | 0.070911 | 0.04594 | 0.037053 | 0.026531 | 0.02294 | 0.021043
Portfolio Adjusted1-in-2Size: Under 20 kWOrange County2017August Monthly Peak | Portfolio Adjusted | 1-in-2 | Size: Under 20 kW | Orange County | 2017 | August Monthly Peak | 8 | 1.1754 | 1.1331 | 1.1073 | 1.0901 | 1.0898 | 1.1176 | 1.0808 | 1.2162 | 1.5616 | 2.0436 | 2.4101 | 2.6212 | 2.7122 | 2.773 | 2.8212 | 2.7823 | 2.6079 | 2.2626 | 1.8417 | 1.7165 | 1.6912 | 1.4545 | 1.3375 | 1.2305 | 0 | 0 | 0 | 0 | 0 | 0 | 0 | 0 | 0 | 0 | 0 | 0 | 0 | 0 | 0.056424 | 0.055646 | 0.052157 | 0.045252 | 0 | 0 | 0 | 0 | 0 | 0 | 75.5095 | 74.1517 | 73.0443 | 72.3819 | 71.8397 | 71.0705 | 70.7859 | 70.7669 | 72.8053 | 77.8486 | 83.1033 | 87.6355 | 90.8328 | 92.9827 | 94.3105 | 94.925 | 95.0678 | 94.1379 | 92.068 | 88.5587 | 84.1194 | 81.13 | 79.2399 | 77.6134 | 0.022973 | 0.022655 | 0.022371 | 0.02124 | 0.023207 | 0.027957 | 0.043568 | 0.044427 | 0.053994 | 0.065027 | 0.073581 | 0.077467 | 0.077723 | 0.082381 | 0.088263 | 0.092556 | 0.09618 | 0.086147 | 0.071239 | 0.046153 | 0.037224 | 0.026654 | 0.023046 | 0.02114
Portfolio Adjusted1-in-2Size: Under 20 kWOrange County2017September Monthly Peak | Portfolio Adjusted | 1-in-2 | Size: Under 20 kW | Orange County | 2017 | September Monthly Peak | 9 | 1.1611 | 1.1235 | 1.0956 | 1.0783 | 1.0776 | 1.1245 | 1.1584 | 1.2043 | 1.5297 | 1.984 | 2.3295 | 2.5153 | 2.601 | 2.6818 | 2.7413 | 2.7279 | 2.5519 | 2.1923 | 1.7892 | 1.7915 | 1.6437 | 1.4356 | 1.3264 | 1.2188 | 0 | 0 | 0 | 0 | 0 | 0 | 0 | 0 | 0 | 0 | 0 | 0 | 0 | 0 | 0.054826 | 0.054558 | 0.051037 | 0.043846 | 0 | 0 | 0 | 0 | 0 | 0 | 73.7678 | 72.8248 | 72.0187 | 71.4447 | 70.9069 | 70.2255 | 70.177 | 70.243 | 72.06 | 76.376 | 81.3317 | 86.0275 | 90.0143 | 92.5327 | 94.0032 | 94.6474 | 94.6484 | 93.6719 | 91.9572 | 88.5283 | 84.7144 | 81.7468 | 79.7814 | 78.5611 | 0.022802 | 0.022486 | 0.022204 | 0.021081 | 0.023034 | 0.027748 | 0.043243 | 0.044095 | 0.053591 | 0.064541 | 0.073031 | 0.076889 | 0.077142 | 0.081766 | 0.087604 | 0.091866 | 0.095462 | 0.085504 | 0.070707 | 0.045808 | 0.036947 | 0.026455 | 0.022874 | 0.020982
Portfolio Adjusted1-in-2Size: Under 20 kWOrange County2017October Monthly Peak | Portfolio Adjusted | 1-in-2 | Size: Under 20 kW | Orange County | 2017 | October Monthly Peak | 10 | 1.1066 | 1.0798 | 1.0592 | 1.0461 | 1.0393 | 1.0688 | 1.142 | 1.0903 | 1.2827 | 1.5868 | 1.8331 | 1.9838 | 2.0835 | 2.1599 | 2.2058 | 2.226 | 2.0762 | 1.7892 | 1.6469 | 1.6197 | 1.4821 | 1.3391 | 1.2531 | 1.1641 | 0 | 0 | 0 | 0 | 0 | 0 | 0 | 0 | 0 | 0 | 0 | 0 | 0 | 0 | 0.044117 | 0.044521 | 0.041525 | 0.035784 | 0 | 0 | 0 | 0 | 0 | 0 | 65.7414 | 64.713 | 63.865 | 62.9919 | 62.2394 | 61.6987 | 61.4278 | 61.4824 | 62.685 | 66.3874 | 72.121 | 78.0407 | 83.6543 | 86.8353 | 87.6801 | 88.3116 | 88.6246 | 87.7392 | 85.0654 | 80.2262 | 76.7082 | 73.9544 | 71.7512 | 70.2256 | 0.022719 | 0.022404 | 0.022124 | 0.021005 | 0.02295 | 0.027647 | 0.043086 | 0.043935 | 0.053396 | 0.064306 | 0.072766 | 0.076609 | 0.076862 | 0.081469 | 0.087285 | 0.091532 | 0.095115 | 0.085193 | 0.07045 | 0.045642 | 0.036812 | 0.026359 | 0.022791 | 0.020906
Portfolio Adjusted1-in-2Size: Under 20 kWOrange County2017November Monthly Peak | Portfolio Adjusted | 1-in-2 | Size: Under 20 kW | Orange County | 2017 | November Monthly Peak | 11 | 1.0821 | 1.0681 | 1.0615 | 1.0458 | 1.0375 | 1.0732 | 1.0098 | 1.0035 | 1.2098 | 1.4333 | 1.5767 | 1.6429 | 1.6746 | 1.7012 | 1.709 | 1.6863 | 1.6471 | 1.7469 | 1.5689 | 1.4371 | 1.3553 | 1.2347 | 1.1715 | 1.1093 | 0 | 0 | 0 | 0 | 0 | 0 | 0 | 0 | 0 | 0 | 0 | 0 | 0 | 0 | 0.03418 | 0.033726 | 0.032942 | 0.034937 | 0 | 0 | 0 | 0 | 0 | 0 | 58.7073 | 57.8396 | 57.5783 | 57.082 | 56.0435 | 54.9892 | 55.2626 | 55.0789 | 58.5127 | 62.2965 | 66.9882 | 71.6082 | 74.4112 | 76.0212 | 77.0545 | 76.8927 | 74.9423 | 71.7488 | 68.5325 | 65.9867 | 64.1231 | 63.2816 | 62.4289 | 61.8543 | 0.022882 | 0.022565 | 0.022282 | 0.021156 | 0.023115 | 0.027846 | 0.043396 | 0.04425 | 0.05378 | 0.064769 | 0.073289 | 0.07716 | 0.077414 | 0.082055 | 0.087913 | 0.092189 | 0.095799 | 0.085805 | 0.070956 | 0.04597 | 0.037077 | 0.026548 | 0.022955 | 0.021056
Portfolio Adjusted1-in-2Size: Under 20 kWOrange County2017December Monthly Peak | Portfolio Adjusted | 1-in-2 | Size: Under 20 kW | Orange County | 2017 | December Monthly Peak | 12 | 1.1108 | 1.0992 | 1.0918 | 1.0847 | 1.0834 | 1.1335 | 1.1639 | 1.087 | 1.2593 | 1.4802 | 1.5707 | 1.581 | 1.5364 | 1.5082 | 1.4862 | 1.4518 | 1.491 | 1.6457 | 1.5137 | 1.4285 | 1.3522 | 1.259 | 1.201 | 1.1447 | 0 | 0 | 0 | 0 | 0 | 0 | 0 | 0 | 0 | 0 | 0 | 0 | 0 | 0 | 0.029723 | 0.029036 | 0.02982 | 0.032913 | 0 | 0 | 0 | 0 | 0 | 0 | 49.534 | 48.8447 | 48.1047 | 47.6269 | 47.1463 | 46.5114 | 46.2572 | 46.1164 | 46.8732 | 50.096 | 53.687 | 56.648 | 58.9612 | 60.2268 | 60.8609 | 61.1816 | 60.7776 | 58.7315 | 56.0485 | 53.7722 | 51.9917 | 50.2107 | 48.7286 | 47.5053 | 0.022773 | 0.022457 | 0.022176 | 0.021055 | 0.023005 | 0.027713 | 0.043189 | 0.044039 | 0.053523 | 0.06446 | 0.072939 | 0.076791 | 0.077045 | 0.081663 | 0.087493 | 0.091749 | 0.095342 | 0.085396 | 0.070618 | 0.04575 | 0.0369 | 0.026422 | 0.022846 | 0.020956
Portfolio Adjusted1-in-2Size: Under 20 kWOrange County2017Typical Event Day | Portfolio Adjusted | 1-in-2 | Size: Under 20 kW | Orange County | 2017 | Typical Event Day | 8 | 1.1622 | 1.1212 | 1.0962 | 1.0796 | 1.0789 | 1.106 | 1.0695 | 1.1902 | 1.5146 | 1.9686 | 2.3112 | 2.509 | 2.599 | 2.6574 | 2.7047 | 2.6696 | 2.5075 | 2.1749 | 1.7802 | 1.6678 | 1.653 | 1.428 | 1.3167 | 1.2139 | 0 | 0 | 0 | 0 | 0 | 0 | 0 | 0 | 0 | 0 | 0 | 0 | 0 | 0 | 0.054095 | 0.053392 | 0.05015 | 0.043498 | 0 | 0 | 0 | 0 | 0 | 0 | 73.1795 | 72.1435 | 71.2154 | 70.4379 | 69.7984 | 69.0522 | 68.7048 | 69.131 | 71.4817 | 75.9866 | 80.8375 | 85.2193 | 88.4355 | 90.4564 | 91.8858 | 92.514 | 92.5495 | 91.567 | 89.9749 | 87.0531 | 83.2701 | 79.9731 | 77.8227 | 76.2574 | 0.022842 | 0.022525 | 0.022244 | 0.021119 | 0.023075 | 0.027797 | 0.04332 | 0.044173 | 0.053686 | 0.064655 | 0.073161 | 0.077025 | 0.077279 | 0.081911 | 0.087759 | 0.092028 | 0.095631 | 0.085655 | 0.070832 | 0.045889 | 0.037012 | 0.026502 | 0.022915 | 0.021019
Portfolio Adjusted1-in-2Size: Under 20 kWOrange County2018January Monthly Peak | Portfolio Adjusted | 1-in-2 | Size: Under 20 kW | Orange County | 2018 | January Monthly Peak | 1 | 1.0776 | 1.0642 | 1.041 | 1.0333 | 1.0276 | 1.0664 | 1.1662 | 1.1349 | 1.3488 | 1.5758 | 1.6782 | 1.6609 | 1.5799 | 1.5409 | 1.4938 | 1.456 | 1.4576 | 1.6313 | 1.496 | 1.4083 | 1.3108 | 1.2192 | 1.1596 | 1.1226 | 0 | 0 | 0 | 0 | 0 | 0 | 0 | 0 | 0 | 0 | 0 | 0 | 0 | 0 | 0.029876 | 0.029119 | 0.029152 | 0.032626 | 0 | 0 | 0 | 0 | 0 | 0 | 45.9179 | 44.9693 | 44.3596 | 44.0942 | 43.6313 | 43.4956 | 43.0204 | 42.7493 | 42.9278 | 44.6126 | 47.6617 | 50.1864 | 51.9354 | 53.3475 | 54.2473 | 54.6325 | 54.4062 | 53.0094 | 51.3439 | 49.9123 | 48.9211 | 48.0303 | 47.2949 | 46.5308 | 0.023371 | 0.023048 | 0.022759 | 0.021608 | 0.02361 | 0.028441 | 0.044324 | 0.045197 | 0.05493 | 0.066154 | 0.074856 | 0.07881 | 0.07907 | 0.08381 | 0.089793 | 0.094161 | 0.097848 | 0.087641 | 0.072474 | 0.046953 | 0.03787 | 0.027116 | 0.023446 | 0.021506
Portfolio Adjusted1-in-2Size: Under 20 kWOrange County2018February Monthly Peak | Portfolio Adjusted | 1-in-2 | Size: Under 20 kW | Orange County | 2018 | February Monthly Peak | 2 | 1.0616 | 1.0452 | 1.0354 | 1.0325 | 1.0146 | 1.0363 | 1.1248 | 1.1025 | 1.3207 | 1.5544 | 1.6712 | 1.6709 | 1.6298 | 1.5927 | 1.5679 | 1.5293 | 1.478 | 1.5663 | 1.5513 | 1.454 | 1.3469 | 1.227 | 1.1531 | 1.1059 | 0 | 0 | 0 | 0 | 0 | 0 | 0 | 0 | 0 | 0 | 0 | 0 | 0 | 0 | 0.031357 | 0.030586 | 0.02956 | 0.031326 | 0 | 0 | 0 | 0 | 0 | 0 | 48.1937 | 47.997 | 47.6239 | 47.2829 | 46.6307 | 46.2184 | 46.1256 | 46.1459 | 46.682 | 48.264 | 50.1706 | 51.9403 | 52.7189 | 53.0324 | 53.1974 | 52.7413 | 52.502 | 51.9216 | 50.7308 | 49.351 | 48.08 | 47.721 | 46.8476 | 45.7017 | 0.023061 | 0.022742 | 0.022457 | 0.021322 | 0.023297 | 0.028064 | 0.043736 | 0.044598 | 0.054202 | 0.065277 | 0.073864 | 0.077765 | 0.078022 | 0.082699 | 0.088602 | 0.092913 | 0.096551 | 0.086479 | 0.071513 | 0.04633 | 0.037368 | 0.026757 | 0.023135 | 0.021221
Portfolio Adjusted1-in-2Size: Under 20 kWOrange County2018March Monthly Peak | Portfolio Adjusted | 1-in-2 | Size: Under 20 kW | Orange County | 2018 | March Monthly Peak | 3 | 1.0574 | 1.0317 | 1.0172 | 1.01 | 1.0049 | 1.0295 | 1.12 | 1.0943 | 1.268 | 1.5058 | 1.6394 | 1.6437 | 1.6053 | 1.5813 | 1.5641 | 1.5456 | 1.4902 | 1.4078 | 1.331 | 1.438 | 1.3455 | 1.228 | 1.1526 | 1.1 | 0 | 0 | 0 | 0 | 0 | 0 | 0 | 0 | 0 | 0 | 0 | 0 | 0 | 0 | 0.031282 | 0.030911 | 0.029803 | 0.028157 | 0 | 0 | 0 | 0 | 0 | 0 | 48.2127 | 47.1079 | 46.1347 | 45.6155 | 45.3522 | 44.8585 | 44.4742 | 44.5697 | 46.5401 | 48.8648 | 51.2162 | 53.1174 | 54.2479 | 55.1305 | 55.5678 | 55.9348 | 55.7335 | 55.1448 | 53.7515 | 51.8142 | 50.498 | 49.3124 | 48.3241 | 47.4542 | 0.023129 | 0.022808 | 0.022523 | 0.021384 | 0.023365 | 0.028146 | 0.043864 | 0.044728 | 0.05436 | 0.065467 | 0.074079 | 0.077992 | 0.078249 | 0.08294 | 0.088861 | 0.093184 | 0.096832 | 0.086731 | 0.071722 | 0.046466 | 0.037477 | 0.026835 | 0.023203 | 0.021283
Portfolio Adjusted1-in-2Size: Under 20 kWOrange County2018April Monthly Peak | Portfolio Adjusted | 1-in-2 | Size: Under 20 kW | Orange County | 2018 | April Monthly Peak | 4 | 1.0479 | 1.0207 | 1.0038 | 0.99292 | 0.98496 | 0.9993 | 0.96863 | 0.9647 | 1.1836 | 1.442 | 1.6182 | 1.7272 | 1.7863 | 1.8499 | 1.9053 | 1.9166 | 1.8304 | 1.6148 | 1.3805 | 1.4292 | 1.4016 | 1.2434 | 1.1716 | 1.0933 | 0 | 0 | 0 | 0 | 0 | 0 | 0 | 0 | 0 | 0 | 0 | 0 | 0 | 0 | 0.038105 | 0.038332 | 0.036608 | 0.032297 | 0 | 0 | 0 | 0 | 0 | 0 | 62.7376 | 61.7379 | 60.3866 | 59.349 | 58.3928 | 57.654 | 57.3675 | 57.0836 | 59.4753 | 63.6125 | 68.1315 | 72.4651 | 75.8155 | 78.3913 | 80.04 | 80.7908 | 80.9776 | 79.9601 | 78.0476 | 75.2228 | 71.2085 | 68.2022 | 65.9097 | 63.6539 | 0.022761 | 0.022445 | 0.022165 | 0.021044 | 0.022993 | 0.027699 | 0.043166 | 0.044016 | 0.053495 | 0.064426 | 0.072901 | 0.076751 | 0.077005 | 0.08162 | 0.087447 | 0.091701 | 0.095292 | 0.085351 | 0.070581 | 0.045726 | 0.036881 | 0.026408 | 0.022834 | 0.020945
Portfolio Adjusted1-in-2Size: Under 20 kWOrange County2018May Monthly Peak | Portfolio Adjusted | 1-in-2 | Size: Under 20 kW | Orange County | 2018 | May Monthly Peak | 5 | 1.0592 | 1.0328 | 1.0125 | 1 | 0.99847 | 1.0008 | 0.89435 | 0.99082 | 1.2253 | 1.5115 | 1.7136 | 1.8309 | 1.896 | 1.9586 | 1.9862 | 1.9903 | 1.9085 | 1.6808 | 1.4137 | 1.3842 | 1.422 | 1.2466 | 1.1717 | 1.1011 | 0 | 0 | 0 | 0 | 0 | 0 | 0 | 0 | 0 | 0 | 0 | 0 | 0 | 0 | 0.039724 | 0.039806 | 0.03817 | 0.033616 | 0 | 0 | 0 | 0 | 0 | 0 | 62.7694 | 62.0771 | 61.2354 | 60.2915 | 59.4293 | 58.9575 | 58.7967 | 59.2198 | 60.8962 | 64.8078 | 69.3499 | 73.5916 | 77.6591 | 80.6044 | 82.0176 | 82.8628 | 82.8415 | 81.0978 | 78.7195 | 75.6756 | 71.5829 | 68.0345 | 66.0996 | 64.5875 | 0.022784 | 0.022469 | 0.022187 | 0.021065 | 0.023017 | 0.027727 | 0.04321 | 0.044061 | 0.05355 | 0.064492 | 0.072976 | 0.07683 | 0.077084 | 0.081704 | 0.087537 | 0.091796 | 0.09539 | 0.085439 | 0.070653 | 0.045773 | 0.036918 | 0.026435 | 0.022857 | 0.020966
Portfolio Adjusted1-in-2Size: Under 20 kWOrange County2018June Monthly Peak | Portfolio Adjusted | 1-in-2 | Size: Under 20 kW | Orange County | 2018 | June Monthly Peak | 6 | 1.1044 | 1.071 | 1.043 | 1.0309 | 1.029 | 1.0235 | 0.93023 | 1.0675 | 1.3488 | 1.6937 | 1.9661 | 2.1474 | 2.2412 | 2.3302 | 2.3784 | 2.3692 | 2.2293 | 1.9513 | 1.6043 | 1.4949 | 1.5214 | 1.3478 | 1.2407 | 1.155 | 0 | 0 | 0 | 0 | 0 | 0 | 0 | 0 | 0 | 0 | 0 | 0 | 0 | 0 | 0.047569 | 0.047385 | 0.044586 | 0.039026 | 0 | 0 | 0 | 0 | 0 | 0 | 68.0732 | 67.1384 | 66.1488 | 65.0525 | 64.2875 | 63.4575 | 62.7518 | 63.5187 | 66.4565 | 71.3853 | 76.4387 | 80.8906 | 83.9005 | 85.6305 | 87.1971 | 87.9395 | 88.4733 | 87.6663 | 86.3137 | 83.3565 | 79.2607 | 75.0943 | 72.7187 | 70.913 | 0.022805 | 0.022489 | 0.022208 | 0.021085 | 0.023038 | 0.027752 | 0.04325 | 0.044102 | 0.053599 | 0.064551 | 0.073043 | 0.076901 | 0.077155 | 0.081779 | 0.087618 | 0.09188 | 0.095477 | 0.085517 | 0.070718 | 0.045815 | 0.036952 | 0.026459 | 0.022878 | 0.020985
Portfolio Adjusted1-in-2Size: Under 20 kWOrange County2018July Monthly Peak | Portfolio Adjusted | 1-in-2 | Size: Under 20 kW | Orange County | 2018 | July Monthly Peak | 7 | 1.167 | 1.1244 | 1.0953 | 1.0768 | 1.0764 | 1.0912 | 1.0223 | 1.2011 | 1.5596 | 2.0235 | 2.3649 | 2.569 | 2.6479 | 2.7168 | 2.7567 | 2.7377 | 2.5765 | 2.2532 | 1.8358 | 1.6583 | 1.669 | 1.4521 | 1.3335 | 1.2295 | 0 | 0 | 0 | 0 | 0 | 0 | 0 | 0 | 0 | 0 | 0 | 0 | 0 | 0 | 0.055133 | 0.054754 | 0.05153 | 0.045063 | 0 | 0 | 0 | 0 | 0 | 0 | 75.3673 | 74.4589 | 73.6499 | 72.8724 | 72.1594 | 71.4554 | 71.1046 | 71.9954 | 74.6049 | 78.3365 | 82.4761 | 86.3237 | 88.9944 | 90.6795 | 92.0325 | 92.544 | 92.0083 | 90.7921 | 89.5608 | 87.7691 | 84.9859 | 81.9214 | 79.5509 | 77.9422 | 0.022867 | 0.02255 | 0.022268 | 0.021142 | 0.0231 | 0.027828 | 0.043368 | 0.044222 | 0.053745 | 0.064727 | 0.073242 | 0.07711 | 0.077365 | 0.082002 | 0.087856 | 0.09213 | 0.095737 | 0.08575 | 0.070911 | 0.04594 | 0.037053 | 0.026531 | 0.02294 | 0.021043
Portfolio Adjusted1-in-2Size: Under 20 kWOrange County2018August Monthly Peak | Portfolio Adjusted | 1-in-2 | Size: Under 20 kW | Orange County | 2018 | August Monthly Peak | 8 | 1.1754 | 1.1331 | 1.1073 | 1.0901 | 1.0898 | 1.1176 | 1.0808 | 1.2162 | 1.5616 | 2.0436 | 2.4101 | 2.6212 | 2.7122 | 2.773 | 2.8212 | 2.7823 | 2.6079 | 2.2626 | 1.8417 | 1.7165 | 1.6912 | 1.4545 | 1.3375 | 1.2305 | 0 | 0 | 0 | 0 | 0 | 0 | 0 | 0 | 0 | 0 | 0 | 0 | 0 | 0 | 0.056424 | 0.055646 | 0.052157 | 0.045252 | 0 | 0 | 0 | 0 | 0 | 0 | 75.5095 | 74.1518 | 73.0443 | 72.3819 | 71.8397 | 71.0705 | 70.7859 | 70.767 | 72.8053 | 77.8486 | 83.1033 | 87.6355 | 90.8328 | 92.9827 | 94.3105 | 94.925 | 95.0678 | 94.1379 | 92.068 | 88.5587 | 84.1194 | 81.13 | 79.2399 | 77.6134 | 0.022973 | 0.022655 | 0.022371 | 0.02124 | 0.023207 | 0.027957 | 0.043568 | 0.044427 | 0.053994 | 0.065026 | 0.073581 | 0.077467 | 0.077723 | 0.082381 | 0.088263 | 0.092556 | 0.09618 | 0.086147 | 0.071239 | 0.046153 | 0.037224 | 0.026654 | 0.023046 | 0.02114
Portfolio Adjusted1-in-2Size: Under 20 kWOrange County2018September Monthly Peak | Portfolio Adjusted | 1-in-2 | Size: Under 20 kW | Orange County | 2018 | September Monthly Peak | 9 | 1.1611 | 1.1235 | 1.0956 | 1.0783 | 1.0776 | 1.1245 | 1.1584 | 1.2043 | 1.5297 | 1.984 | 2.3295 | 2.5153 | 2.601 | 2.6818 | 2.7413 | 2.7279 | 2.5519 | 2.1923 | 1.7892 | 1.7915 | 1.6437 | 1.4356 | 1.3264 | 1.2188 | 0 | 0 | 0 | 0 | 0 | 0 | 0 | 0 | 0 | 0 | 0 | 0 | 0 | 0 | 0.054826 | 0.054558 | 0.051037 | 0.043846 | 0 | 0 | 0 | 0 | 0 | 0 | 73.7678 | 72.8248 | 72.0187 | 71.4447 | 70.9069 | 70.2255 | 70.177 | 70.243 | 72.06 | 76.376 | 81.3317 | 86.0275 | 90.0143 | 92.5328 | 94.0032 | 94.6474 | 94.6484 | 93.6719 | 91.9572 | 88.5283 | 84.7144 | 81.7468 | 79.7814 | 78.5611 | 0.022802 | 0.022486 | 0.022204 | 0.021081 | 0.023034 | 0.027748 | 0.043243 | 0.044095 | 0.053591 | 0.064541 | 0.073031 | 0.076889 | 0.077142 | 0.081766 | 0.087604 | 0.091866 | 0.095462 | 0.085504 | 0.070707 | 0.045808 | 0.036947 | 0.026455 | 0.022874 | 0.020982
Portfolio Adjusted1-in-2Size: Under 20 kWOrange County2018October Monthly Peak | Portfolio Adjusted | 1-in-2 | Size: Under 20 kW | Orange County | 2018 | October Monthly Peak | 10 | 1.1066 | 1.0798 | 1.0592 | 1.0461 | 1.0393 | 1.0688 | 1.142 | 1.0903 | 1.2827 | 1.5868 | 1.8331 | 1.9838 | 2.0835 | 2.1599 | 2.2058 | 2.226 | 2.0762 | 1.7892 | 1.6469 | 1.6197 | 1.4821 | 1.3391 | 1.2531 | 1.1641 | 0 | 0 | 0 | 0 | 0 | 0 | 0 | 0 | 0 | 0 | 0 | 0 | 0 | 0 | 0.044117 | 0.044521 | 0.041525 | 0.035784 | 0 | 0 | 0 | 0 | 0 | 0 | 65.7414 | 64.713 | 63.865 | 62.9919 | 62.2394 | 61.6987 | 61.4278 | 61.4824 | 62.685 | 66.3874 | 72.121 | 78.0407 | 83.6543 | 86.8353 | 87.6801 | 88.3116 | 88.6246 | 87.7392 | 85.0654 | 80.2262 | 76.7082 | 73.9544 | 71.7512 | 70.2256 | 0.022719 | 0.022404 | 0.022124 | 0.021005 | 0.02295 | 0.027647 | 0.043086 | 0.043935 | 0.053396 | 0.064306 | 0.072766 | 0.076609 | 0.076862 | 0.081469 | 0.087285 | 0.091532 | 0.095115 | 0.085193 | 0.07045 | 0.045642 | 0.036812 | 0.026359 | 0.022791 | 0.020906
Portfolio Adjusted1-in-2Size: Under 20 kWOrange County2018November Monthly Peak | Portfolio Adjusted | 1-in-2 | Size: Under 20 kW | Orange County | 2018 | November Monthly Peak | 11 | 1.0821 | 1.0681 | 1.0615 | 1.0458 | 1.0375 | 1.0732 | 1.0098 | 1.0035 | 1.2098 | 1.4333 | 1.5767 | 1.6429 | 1.6746 | 1.7012 | 1.709 | 1.6863 | 1.6471 | 1.7469 | 1.5689 | 1.4371 | 1.3553 | 1.2347 | 1.1715 | 1.1093 | 0 | 0 | 0 | 0 | 0 | 0 | 0 | 0 | 0 | 0 | 0 | 0 | 0 | 0 | 0.03418 | 0.033726 | 0.032942 | 0.034937 | 0 | 0 | 0 | 0 | 0 | 0 | 58.7073 | 57.8396 | 57.5783 | 57.082 | 56.0435 | 54.9892 | 55.2626 | 55.0789 | 58.5128 | 62.2965 | 66.9882 | 71.6082 | 74.4112 | 76.0212 | 77.0545 | 76.8927 | 74.9423 | 71.7488 | 68.5325 | 65.9867 | 64.1231 | 63.2815 | 62.4289 | 61.8543 | 0.022882 | 0.022565 | 0.022282 | 0.021156 | 0.023115 | 0.027846 | 0.043396 | 0.04425 | 0.05378 | 0.064769 | 0.073289 | 0.07716 | 0.077414 | 0.082055 | 0.087913 | 0.092189 | 0.095799 | 0.085805 | 0.070956 | 0.04597 | 0.037077 | 0.026548 | 0.022955 | 0.021056
Portfolio Adjusted1-in-2Size: Under 20 kWOrange County2018December Monthly Peak | Portfolio Adjusted | 1-in-2 | Size: Under 20 kW | Orange County | 2018 | December Monthly Peak | 12 | 1.1108 | 1.0992 | 1.0918 | 1.0847 | 1.0834 | 1.1335 | 1.1639 | 1.087 | 1.2593 | 1.4802 | 1.5707 | 1.581 | 1.5364 | 1.5082 | 1.4862 | 1.4518 | 1.491 | 1.6457 | 1.5137 | 1.4285 | 1.3522 | 1.259 | 1.201 | 1.1447 | 0 | 0 | 0 | 0 | 0 | 0 | 0 | 0 | 0 | 0 | 0 | 0 | 0 | 0 | 0.029723 | 0.029036 | 0.02982 | 0.032913 | 0 | 0 | 0 | 0 | 0 | 0 | 49.534 | 48.8447 | 48.1047 | 47.6269 | 47.1463 | 46.5114 | 46.2572 | 46.1164 | 46.8732 | 50.096 | 53.687 | 56.648 | 58.9612 | 60.2268 | 60.8609 | 61.1816 | 60.7777 | 58.7315 | 56.0485 | 53.7722 | 51.9917 | 50.2107 | 48.7286 | 47.5053 | 0.022773 | 0.022457 | 0.022176 | 0.021055 | 0.023005 | 0.027713 | 0.043189 | 0.044039 | 0.053523 | 0.06446 | 0.072939 | 0.076791 | 0.077045 | 0.081663 | 0.087493 | 0.091749 | 0.095342 | 0.085396 | 0.070618 | 0.04575 | 0.0369 | 0.026422 | 0.022846 | 0.020956
Portfolio Adjusted1-in-2Size: Under 20 kWOrange County2018Typical Event Day | Portfolio Adjusted | 1-in-2 | Size: Under 20 kW | Orange County | 2018 | Typical Event Day | 8 | 1.1622 | 1.1212 | 1.0962 | 1.0796 | 1.0789 | 1.106 | 1.0695 | 1.1902 | 1.5146 | 1.9686 | 2.3112 | 2.509 | 2.599 | 2.6574 | 2.7047 | 2.6696 | 2.5075 | 2.1749 | 1.7802 | 1.6678 | 1.653 | 1.428 | 1.3167 | 1.2139 | 0 | 0 | 0 | 0 | 0 | 0 | 0 | 0 | 0 | 0 | 0 | 0 | 0 | 0 | 0.054095 | 0.053392 | 0.05015 | 0.043498 | 0 | 0 | 0 | 0 | 0 | 0 | 73.1795 | 72.1435 | 71.2154 | 70.4379 | 69.7984 | 69.0522 | 68.7048 | 69.131 | 71.4817 | 75.9866 | 80.8375 | 85.2193 | 88.4355 | 90.4564 | 91.8858 | 92.514 | 92.5495 | 91.567 | 89.9749 | 87.0531 | 83.2701 | 79.9731 | 77.8227 | 76.2574 | 0.022842 | 0.022525 | 0.022244 | 0.021119 | 0.023075 | 0.027797 | 0.04332 | 0.044173 | 0.053686 | 0.064655 | 0.073161 | 0.077025 | 0.077279 | 0.081911 | 0.087759 | 0.092028 | 0.095631 | 0.085655 | 0.070832 | 0.045889 | 0.037012 | 0.026502 | 0.022915 | 0.021019
Portfolio Adjusted1-in-2Size: Under 20 kWOrange County2019January Monthly Peak | Portfolio Adjusted | 1-in-2 | Size: Under 20 kW | Orange County | 2019 | January Monthly Peak | 1 | 1.0776 | 1.0642 | 1.041 | 1.0333 | 1.0276 | 1.0664 | 1.1662 | 1.1349 | 1.3488 | 1.5758 | 1.6782 | 1.6609 | 1.5799 | 1.5409 | 1.4938 | 1.456 | 1.4576 | 1.6313 | 1.496 | 1.4083 | 1.3108 | 1.2192 | 1.1596 | 1.1226 | 0 | 0 | 0 | 0 | 0 | 0 | 0 | 0 | 0 | 0 | 0 | 0 | 0 | 0 | 0.029876 | 0.029119 | 0.029152 | 0.032626 | 0 | 0 | 0 | 0 | 0 | 0 | 45.9179 | 44.9693 | 44.3596 | 44.0942 | 43.6313 | 43.4956 | 43.0204 | 42.7493 | 42.9278 | 44.6126 | 47.6617 | 50.1864 | 51.9354 | 53.3475 | 54.2473 | 54.6325 | 54.4062 | 53.0094 | 51.3439 | 49.9123 | 48.9211 | 48.0303 | 47.2949 | 46.5308 | 0.023371 | 0.023048 | 0.022759 | 0.021608 | 0.02361 | 0.028441 | 0.044324 | 0.045197 | 0.05493 | 0.066154 | 0.074856 | 0.07881 | 0.07907 | 0.08381 | 0.089793 | 0.094161 | 0.097848 | 0.087641 | 0.072474 | 0.046953 | 0.03787 | 0.027116 | 0.023446 | 0.021506
Portfolio Adjusted1-in-2Size: Under 20 kWOrange County2019February Monthly Peak | Portfolio Adjusted | 1-in-2 | Size: Under 20 kW | Orange County | 2019 | February Monthly Peak | 2 | 1.0616 | 1.0452 | 1.0354 | 1.0325 | 1.0146 | 1.0363 | 1.1248 | 1.1025 | 1.3207 | 1.5544 | 1.6712 | 1.6709 | 1.6298 | 1.5927 | 1.5679 | 1.5293 | 1.478 | 1.5663 | 1.5513 | 1.454 | 1.3469 | 1.227 | 1.1531 | 1.1059 | 0 | 0 | 0 | 0 | 0 | 0 | 0 | 0 | 0 | 0 | 0 | 0 | 0 | 0 | 0.031357 | 0.030586 | 0.02956 | 0.031326 | 0 | 0 | 0 | 0 | 0 | 0 | 48.1937 | 47.997 | 47.6239 | 47.2829 | 46.6307 | 46.2184 | 46.1256 | 46.1459 | 46.682 | 48.264 | 50.1706 | 51.9403 | 52.7189 | 53.0324 | 53.1974 | 52.7413 | 52.502 | 51.9216 | 50.7308 | 49.351 | 48.08 | 47.721 | 46.8476 | 45.7017 | 0.023061 | 0.022742 | 0.022457 | 0.021322 | 0.023297 | 0.028064 | 0.043736 | 0.044598 | 0.054202 | 0.065277 | 0.073864 | 0.077765 | 0.078022 | 0.082699 | 0.088602 | 0.092913 | 0.096551 | 0.086479 | 0.071513 | 0.04633 | 0.037368 | 0.026757 | 0.023135 | 0.021221
Portfolio Adjusted1-in-2Size: Under 20 kWOrange County2019March Monthly Peak | Portfolio Adjusted | 1-in-2 | Size: Under 20 kW | Orange County | 2019 | March Monthly Peak | 3 | 1.0574 | 1.0317 | 1.0172 | 1.01 | 1.0049 | 1.0295 | 1.12 | 1.0943 | 1.268 | 1.5058 | 1.6394 | 1.6437 | 1.6053 | 1.5813 | 1.5641 | 1.5456 | 1.4902 | 1.4078 | 1.331 | 1.438 | 1.3455 | 1.228 | 1.1526 | 1.1 | 0 | 0 | 0 | 0 | 0 | 0 | 0 | 0 | 0 | 0 | 0 | 0 | 0 | 0 | 0.031282 | 0.030911 | 0.029803 | 0.028157 | 0 | 0 | 0 | 0 | 0 | 0 | 48.2127 | 47.1079 | 46.1347 | 45.6155 | 45.3522 | 44.8585 | 44.4742 | 44.5697 | 46.5401 | 48.8648 | 51.2162 | 53.1174 | 54.2479 | 55.1305 | 55.5678 | 55.9348 | 55.7335 | 55.1448 | 53.7515 | 51.8143 | 50.498 | 49.3124 | 48.3241 | 47.4542 | 0.023129 | 0.022808 | 0.022523 | 0.021384 | 0.023365 | 0.028146 | 0.043864 | 0.044728 | 0.05436 | 0.065467 | 0.074079 | 0.077992 | 0.078249 | 0.08294 | 0.088861 | 0.093184 | 0.096832 | 0.086731 | 0.071722 | 0.046466 | 0.037477 | 0.026835 | 0.023203 | 0.021283
Portfolio Adjusted1-in-2Size: Under 20 kWOrange County2019April Monthly Peak | Portfolio Adjusted | 1-in-2 | Size: Under 20 kW | Orange County | 2019 | April Monthly Peak | 4 | 1.0479 | 1.0207 | 1.0038 | 0.99292 | 0.98496 | 0.9993 | 0.96863 | 0.9647 | 1.1836 | 1.442 | 1.6182 | 1.7272 | 1.7863 | 1.8499 | 1.9053 | 1.9166 | 1.8304 | 1.6148 | 1.3805 | 1.4292 | 1.4016 | 1.2434 | 1.1716 | 1.0933 | 0 | 0 | 0 | 0 | 0 | 0 | 0 | 0 | 0 | 0 | 0 | 0 | 0 | 0 | 0.038105 | 0.038332 | 0.036608 | 0.032297 | 0 | 0 | 0 | 0 | 0 | 0 | 62.7376 | 61.7379 | 60.3866 | 59.349 | 58.3928 | 57.654 | 57.3675 | 57.0836 | 59.4753 | 63.6125 | 68.1315 | 72.4651 | 75.8155 | 78.3913 | 80.04 | 80.7908 | 80.9776 | 79.9601 | 78.0476 | 75.2228 | 71.2085 | 68.2022 | 65.9097 | 63.6538 | 0.022761 | 0.022445 | 0.022165 | 0.021044 | 0.022993 | 0.027699 | 0.043166 | 0.044016 | 0.053495 | 0.064426 | 0.072901 | 0.076751 | 0.077005 | 0.08162 | 0.087447 | 0.091701 | 0.095292 | 0.085351 | 0.070581 | 0.045726 | 0.036881 | 0.026408 | 0.022834 | 0.020945
Portfolio Adjusted1-in-2Size: Under 20 kWOrange County2019May Monthly Peak | Portfolio Adjusted | 1-in-2 | Size: Under 20 kW | Orange County | 2019 | May Monthly Peak | 5 | 1.0592 | 1.0328 | 1.0125 | 1 | 0.99847 | 1.0008 | 0.89435 | 0.99082 | 1.2253 | 1.5115 | 1.7136 | 1.8309 | 1.896 | 1.9586 | 1.9862 | 1.9903 | 1.9085 | 1.6808 | 1.4137 | 1.3842 | 1.422 | 1.2466 | 1.1717 | 1.1011 | 0 | 0 | 0 | 0 | 0 | 0 | 0 | 0 | 0 | 0 | 0 | 0 | 0 | 0 | 0.039724 | 0.039806 | 0.03817 | 0.033616 | 0 | 0 | 0 | 0 | 0 | 0 | 62.7694 | 62.0771 | 61.2354 | 60.2915 | 59.4293 | 58.9575 | 58.7967 | 59.2198 | 60.8962 | 64.8078 | 69.3499 | 73.5916 | 77.6591 | 80.6044 | 82.0176 | 82.8628 | 82.8415 | 81.0978 | 78.7195 | 75.6756 | 71.5829 | 68.0345 | 66.0996 | 64.5875 | 0.022784 | 0.022469 | 0.022187 | 0.021065 | 0.023017 | 0.027727 | 0.04321 | 0.044061 | 0.05355 | 0.064492 | 0.072976 | 0.07683 | 0.077084 | 0.081704 | 0.087537 | 0.091796 | 0.09539 | 0.085439 | 0.070653 | 0.045773 | 0.036918 | 0.026435 | 0.022857 | 0.020966
Portfolio Adjusted1-in-2Size: Under 20 kWOrange County2019June Monthly Peak | Portfolio Adjusted | 1-in-2 | Size: Under 20 kW | Orange County | 2019 | June Monthly Peak | 6 | 1.1044 | 1.071 | 1.043 | 1.0309 | 1.029 | 1.0235 | 0.93023 | 1.0675 | 1.3488 | 1.6937 | 1.9661 | 2.1474 | 2.2412 | 2.3302 | 2.3784 | 2.3692 | 2.2293 | 1.9513 | 1.6043 | 1.4949 | 1.5214 | 1.3478 | 1.2407 | 1.155 | 0 | 0 | 0 | 0 | 0 | 0 | 0 | 0 | 0 | 0 | 0 | 0 | 0 | 0 | 0.047569 | 0.047385 | 0.044586 | 0.039026 | 0 | 0 | 0 | 0 | 0 | 0 | 68.0732 | 67.1384 | 66.1488 | 65.0525 | 64.2875 | 63.4575 | 62.7518 | 63.5187 | 66.4565 | 71.3853 | 76.4387 | 80.8906 | 83.9005 | 85.6305 | 87.1971 | 87.9395 | 88.4733 | 87.6663 | 86.3137 | 83.3565 | 79.2607 | 75.0943 | 72.7187 | 70.913 | 0.022805 | 0.022489 | 0.022208 | 0.021085 | 0.023038 | 0.027752 | 0.04325 | 0.044102 | 0.053599 | 0.064551 | 0.073043 | 0.076901 | 0.077155 | 0.081779 | 0.087618 | 0.09188 | 0.095477 | 0.085517 | 0.070718 | 0.045815 | 0.036952 | 0.026459 | 0.022878 | 0.020985
Portfolio Adjusted1-in-2Size: Under 20 kWOrange County2019July Monthly Peak | Portfolio Adjusted | 1-in-2 | Size: Under 20 kW | Orange County | 2019 | July Monthly Peak | 7 | 1.167 | 1.1244 | 1.0953 | 1.0768 | 1.0764 | 1.0912 | 1.0223 | 1.2011 | 1.5596 | 2.0235 | 2.3649 | 2.569 | 2.6479 | 2.7168 | 2.7567 | 2.7377 | 2.5765 | 2.2532 | 1.8358 | 1.6583 | 1.669 | 1.4521 | 1.3335 | 1.2295 | 0 | 0 | 0 | 0 | 0 | 0 | 0 | 0 | 0 | 0 | 0 | 0 | 0 | 0 | 0.055133 | 0.054754 | 0.05153 | 0.045063 | 0 | 0 | 0 | 0 | 0 | 0 | 75.3673 | 74.4589 | 73.6499 | 72.8724 | 72.1594 | 71.4554 | 71.1046 | 71.9954 | 74.6049 | 78.3365 | 82.4761 | 86.3237 | 88.9944 | 90.6795 | 92.0325 | 92.544 | 92.0083 | 90.7921 | 89.5608 | 87.7691 | 84.9859 | 81.9214 | 79.5509 | 77.9422 | 0.022867 | 0.02255 | 0.022268 | 0.021142 | 0.0231 | 0.027828 | 0.043368 | 0.044222 | 0.053745 | 0.064727 | 0.073242 | 0.07711 | 0.077365 | 0.082002 | 0.087856 | 0.09213 | 0.095737 | 0.08575 | 0.070911 | 0.04594 | 0.037053 | 0.026531 | 0.02294 | 0.021043
Portfolio Adjusted1-in-2Size: Under 20 kWOrange County2019August Monthly Peak | Portfolio Adjusted | 1-in-2 | Size: Under 20 kW | Orange County | 2019 | August Monthly Peak | 8 | 1.1754 | 1.1331 | 1.1073 | 1.0901 | 1.0898 | 1.1176 | 1.0808 | 1.2162 | 1.5616 | 2.0436 | 2.4101 | 2.6212 | 2.7122 | 2.773 | 2.8212 | 2.7823 | 2.6079 | 2.2626 | 1.8417 | 1.7165 | 1.6912 | 1.4545 | 1.3375 | 1.2305 | 0 | 0 | 0 | 0 | 0 | 0 | 0 | 0 | 0 | 0 | 0 | 0 | 0 | 0 | 0.056424 | 0.055646 | 0.052157 | 0.045252 | 0 | 0 | 0 | 0 | 0 | 0 | 75.5095 | 74.1518 | 73.0443 | 72.3819 | 71.8397 | 71.0705 | 70.7859 | 70.7669 | 72.8053 | 77.8486 | 83.1033 | 87.6355 | 90.8328 | 92.9827 | 94.3105 | 94.925 | 95.0678 | 94.1379 | 92.068 | 88.5587 | 84.1194 | 81.13 | 79.24 | 77.6134 | 0.022973 | 0.022655 | 0.022371 | 0.02124 | 0.023207 | 0.027957 | 0.043568 | 0.044427 | 0.053994 | 0.065027 | 0.073581 | 0.077467 | 0.077723 | 0.082381 | 0.088263 | 0.092556 | 0.09618 | 0.086147 | 0.071239 | 0.046153 | 0.037224 | 0.026654 | 0.023046 | 0.02114
Portfolio Adjusted1-in-2Size: Under 20 kWOrange County2019September Monthly Peak | Portfolio Adjusted | 1-in-2 | Size: Under 20 kW | Orange County | 2019 | September Monthly Peak | 9 | 1.1611 | 1.1235 | 1.0956 | 1.0783 | 1.0776 | 1.1245 | 1.1584 | 1.2043 | 1.5297 | 1.984 | 2.3295 | 2.5153 | 2.601 | 2.6818 | 2.7413 | 2.7279 | 2.5519 | 2.1923 | 1.7892 | 1.7915 | 1.6437 | 1.4356 | 1.3264 | 1.2188 | 0 | 0 | 0 | 0 | 0 | 0 | 0 | 0 | 0 | 0 | 0 | 0 | 0 | 0 | 0.054826 | 0.054558 | 0.051037 | 0.043846 | 0 | 0 | 0 | 0 | 0 | 0 | 73.7678 | 72.8248 | 72.0187 | 71.4447 | 70.9069 | 70.2255 | 70.177 | 70.243 | 72.06 | 76.376 | 81.3317 | 86.0275 | 90.0143 | 92.5328 | 94.0032 | 94.6474 | 94.6484 | 93.6719 | 91.9572 | 88.5283 | 84.7144 | 81.7468 | 79.7814 | 78.5611 | 0.022802 | 0.022486 | 0.022204 | 0.021081 | 0.023034 | 0.027748 | 0.043243 | 0.044095 | 0.053591 | 0.064541 | 0.073031 | 0.076889 | 0.077142 | 0.081766 | 0.087604 | 0.091866 | 0.095462 | 0.085504 | 0.070707 | 0.045808 | 0.036947 | 0.026455 | 0.022874 | 0.020982
Portfolio Adjusted1-in-2Size: Under 20 kWOrange County2019October Monthly Peak | Portfolio Adjusted | 1-in-2 | Size: Under 20 kW | Orange County | 2019 | October Monthly Peak | 10 | 1.1066 | 1.0798 | 1.0592 | 1.0461 | 1.0393 | 1.0688 | 1.142 | 1.0903 | 1.2827 | 1.5868 | 1.8331 | 1.9838 | 2.0835 | 2.1599 | 2.2058 | 2.226 | 2.0762 | 1.7892 | 1.6469 | 1.6197 | 1.4821 | 1.3391 | 1.2531 | 1.1641 | 0 | 0 | 0 | 0 | 0 | 0 | 0 | 0 | 0 | 0 | 0 | 0 | 0 | 0 | 0.044117 | 0.044521 | 0.041525 | 0.035784 | 0 | 0 | 0 | 0 | 0 | 0 | 65.7414 | 64.713 | 63.865 | 62.9919 | 62.2395 | 61.6987 | 61.4278 | 61.4824 | 62.685 | 66.3874 | 72.121 | 78.0407 | 83.6543 | 86.8353 | 87.6801 | 88.3116 | 88.6246 | 87.7392 | 85.0654 | 80.2262 | 76.7082 | 73.9544 | 71.7512 | 70.2256 | 0.022719 | 0.022404 | 0.022124 | 0.021005 | 0.02295 | 0.027647 | 0.043086 | 0.043935 | 0.053396 | 0.064306 | 0.072766 | 0.076609 | 0.076862 | 0.081469 | 0.087285 | 0.091532 | 0.095115 | 0.085193 | 0.07045 | 0.045642 | 0.036812 | 0.026359 | 0.022791 | 0.020906
Portfolio Adjusted1-in-2Size: Under 20 kWOrange County2019November Monthly Peak | Portfolio Adjusted | 1-in-2 | Size: Under 20 kW | Orange County | 2019 | November Monthly Peak | 11 | 1.0821 | 1.0681 | 1.0615 | 1.0458 | 1.0375 | 1.0732 | 1.0098 | 1.0035 | 1.2098 | 1.4333 | 1.5767 | 1.6429 | 1.6746 | 1.7012 | 1.709 | 1.6863 | 1.6471 | 1.7469 | 1.5689 | 1.4371 | 1.3553 | 1.2347 | 1.1715 | 1.1093 | 0 | 0 | 0 | 0 | 0 | 0 | 0 | 0 | 0 | 0 | 0 | 0 | 0 | 0 | 0.03418 | 0.033726 | 0.032942 | 0.034937 | 0 | 0 | 0 | 0 | 0 | 0 | 58.7073 | 57.8396 | 57.5783 | 57.082 | 56.0435 | 54.9892 | 55.2626 | 55.0789 | 58.5128 | 62.2965 | 66.9882 | 71.6082 | 74.4112 | 76.0212 | 77.0545 | 76.8927 | 74.9423 | 71.7488 | 68.5325 | 65.9867 | 64.1231 | 63.2816 | 62.4289 | 61.8543 | 0.022882 | 0.022565 | 0.022282 | 0.021156 | 0.023115 | 0.027846 | 0.043396 | 0.04425 | 0.05378 | 0.064769 | 0.073289 | 0.07716 | 0.077414 | 0.082055 | 0.087913 | 0.092189 | 0.095799 | 0.085805 | 0.070956 | 0.04597 | 0.037077 | 0.026548 | 0.022955 | 0.021056
Portfolio Adjusted1-in-2Size: Under 20 kWOrange County2019December Monthly Peak | Portfolio Adjusted | 1-in-2 | Size: Under 20 kW | Orange County | 2019 | December Monthly Peak | 12 | 1.1108 | 1.0992 | 1.0918 | 1.0847 | 1.0834 | 1.1335 | 1.1639 | 1.087 | 1.2593 | 1.4802 | 1.5707 | 1.581 | 1.5364 | 1.5082 | 1.4862 | 1.4518 | 1.491 | 1.6457 | 1.5137 | 1.4285 | 1.3522 | 1.259 | 1.201 | 1.1447 | 0 | 0 | 0 | 0 | 0 | 0 | 0 | 0 | 0 | 0 | 0 | 0 | 0 | 0 | 0.029723 | 0.029036 | 0.02982 | 0.032913 | 0 | 0 | 0 | 0 | 0 | 0 | 49.534 | 48.8447 | 48.1047 | 47.6269 | 47.1463 | 46.5114 | 46.2572 | 46.1164 | 46.8732 | 50.096 | 53.687 | 56.648 | 58.9612 | 60.2268 | 60.8609 | 61.1816 | 60.7776 | 58.7315 | 56.0485 | 53.7722 | 51.9917 | 50.2107 | 48.7286 | 47.5053 | 0.022773 | 0.022457 | 0.022176 | 0.021055 | 0.023005 | 0.027713 | 0.043189 | 0.044039 | 0.053523 | 0.06446 | 0.072939 | 0.076791 | 0.077045 | 0.081663 | 0.087493 | 0.091749 | 0.095342 | 0.085396 | 0.070618 | 0.04575 | 0.0369 | 0.026422 | 0.022846 | 0.020956
Portfolio Adjusted1-in-2Size: Under 20 kWOrange County2019Typical Event Day | Portfolio Adjusted | 1-in-2 | Size: Under 20 kW | Orange County | 2019 | Typical Event Day | 8 | 1.1622 | 1.1212 | 1.0962 | 1.0796 | 1.0789 | 1.106 | 1.0695 | 1.1902 | 1.5146 | 1.9686 | 2.3112 | 2.509 | 2.599 | 2.6574 | 2.7047 | 2.6696 | 2.5075 | 2.1749 | 1.7802 | 1.6678 | 1.653 | 1.428 | 1.3167 | 1.2139 | 0 | 0 | 0 | 0 | 0 | 0 | 0 | 0 | 0 | 0 | 0 | 0 | 0 | 0 | 0.054095 | 0.053392 | 0.05015 | 0.043498 | 0 | 0 | 0 | 0 | 0 | 0 | 73.1795 | 72.1435 | 71.2154 | 70.4379 | 69.7984 | 69.0522 | 68.7048 | 69.131 | 71.4817 | 75.9866 | 80.8375 | 85.2193 | 88.4355 | 90.4564 | 91.8858 | 92.514 | 92.5495 | 91.567 | 89.9749 | 87.0531 | 83.2701 | 79.9731 | 77.8227 | 76.2574 | 0.022842 | 0.022525 | 0.022244 | 0.021119 | 0.023075 | 0.027797 | 0.04332 | 0.044173 | 0.053686 | 0.064655 | 0.073161 | 0.077025 | 0.077279 | 0.081911 | 0.087759 | 0.092028 | 0.095631 | 0.085655 | 0.070832 | 0.045889 | 0.037012 | 0.026502 | 0.022915 | 0.021019
Portfolio Adjusted1-in-2Size: Under 20 kWOrange County2020January Monthly Peak | Portfolio Adjusted | 1-in-2 | Size: Under 20 kW | Orange County | 2020 | January Monthly Peak | 1 | 1.0776 | 1.0642 | 1.041 | 1.0333 | 1.0276 | 1.0664 | 1.1662 | 1.1349 | 1.3488 | 1.5758 | 1.6782 | 1.6609 | 1.5799 | 1.5409 | 1.4938 | 1.456 | 1.4576 | 1.6313 | 1.496 | 1.4083 | 1.3108 | 1.2192 | 1.1596 | 1.1226 | 0 | 0 | 0 | 0 | 0 | 0 | 0 | 0 | 0 | 0 | 0 | 0 | 0 | 0 | 0.029876 | 0.029119 | 0.029152 | 0.032626 | 0 | 0 | 0 | 0 | 0 | 0 | 45.9179 | 44.9693 | 44.3596 | 44.0942 | 43.6313 | 43.4956 | 43.0204 | 42.7493 | 42.9278 | 44.6126 | 47.6617 | 50.1864 | 51.9354 | 53.3475 | 54.2473 | 54.6325 | 54.4062 | 53.0094 | 51.3439 | 49.9123 | 48.9211 | 48.0303 | 47.2949 | 46.5308 | 0.023371 | 0.023048 | 0.022759 | 0.021608 | 0.02361 | 0.028441 | 0.044324 | 0.045197 | 0.05493 | 0.066154 | 0.074856 | 0.07881 | 0.07907 | 0.08381 | 0.089793 | 0.094161 | 0.097848 | 0.087641 | 0.072474 | 0.046953 | 0.03787 | 0.027116 | 0.023446 | 0.021506
Portfolio Adjusted1-in-2Size: Under 20 kWOrange County2020February Monthly Peak | Portfolio Adjusted | 1-in-2 | Size: Under 20 kW | Orange County | 2020 | February Monthly Peak | 2 | 1.0616 | 1.0452 | 1.0354 | 1.0325 | 1.0146 | 1.0363 | 1.1248 | 1.1025 | 1.3207 | 1.5544 | 1.6712 | 1.6709 | 1.6298 | 1.5927 | 1.5679 | 1.5293 | 1.478 | 1.5663 | 1.5513 | 1.454 | 1.3469 | 1.227 | 1.1531 | 1.1059 | 0 | 0 | 0 | 0 | 0 | 0 | 0 | 0 | 0 | 0 | 0 | 0 | 0 | 0 | 0.031357 | 0.030586 | 0.02956 | 0.031326 | 0 | 0 | 0 | 0 | 0 | 0 | 48.1937 | 47.997 | 47.6239 | 47.2829 | 46.6307 | 46.2184 | 46.1256 | 46.1459 | 46.682 | 48.264 | 50.1706 | 51.9403 | 52.7189 | 53.0324 | 53.1974 | 52.7413 | 52.502 | 51.9216 | 50.7308 | 49.351 | 48.08 | 47.721 | 46.8476 | 45.7017 | 0.023061 | 0.022742 | 0.022457 | 0.021322 | 0.023297 | 0.028064 | 0.043736 | 0.044598 | 0.054202 | 0.065277 | 0.073864 | 0.077765 | 0.078022 | 0.082699 | 0.088602 | 0.092913 | 0.096551 | 0.086479 | 0.071513 | 0.04633 | 0.037368 | 0.026757 | 0.023135 | 0.021221
Portfolio Adjusted1-in-2Size: Under 20 kWOrange County2020March Monthly Peak | Portfolio Adjusted | 1-in-2 | Size: Under 20 kW | Orange County | 2020 | March Monthly Peak | 3 | 1.0574 | 1.0317 | 1.0172 | 1.01 | 1.0049 | 1.0295 | 1.12 | 1.0943 | 1.268 | 1.5058 | 1.6394 | 1.6437 | 1.6053 | 1.5813 | 1.5641 | 1.5456 | 1.4902 | 1.4078 | 1.331 | 1.438 | 1.3455 | 1.228 | 1.1526 | 1.1 | 0 | 0 | 0 | 0 | 0 | 0 | 0 | 0 | 0 | 0 | 0 | 0 | 0 | 0 | 0.031282 | 0.030911 | 0.029803 | 0.028157 | 0 | 0 | 0 | 0 | 0 | 0 | 48.2127 | 47.1079 | 46.1347 | 45.6155 | 45.3522 | 44.8585 | 44.4742 | 44.5697 | 46.5401 | 48.8648 | 51.2162 | 53.1174 | 54.2479 | 55.1305 | 55.5678 | 55.9349 | 55.7335 | 55.1448 | 53.7515 | 51.8142 | 50.498 | 49.3124 | 48.3241 | 47.4542 | 0.023129 | 0.022808 | 0.022523 | 0.021384 | 0.023365 | 0.028146 | 0.043864 | 0.044728 | 0.05436 | 0.065467 | 0.074079 | 0.077992 | 0.078249 | 0.08294 | 0.088861 | 0.093184 | 0.096832 | 0.086731 | 0.071722 | 0.046466 | 0.037477 | 0.026835 | 0.023203 | 0.021283
Portfolio Adjusted1-in-2Size: Under 20 kWOrange County2020April Monthly Peak | Portfolio Adjusted | 1-in-2 | Size: Under 20 kW | Orange County | 2020 | April Monthly Peak | 4 | 1.0479 | 1.0207 | 1.0038 | 0.99292 | 0.98496 | 0.9993 | 0.96863 | 0.9647 | 1.1836 | 1.442 | 1.6182 | 1.7272 | 1.7863 | 1.8499 | 1.9053 | 1.9166 | 1.8304 | 1.6148 | 1.3805 | 1.4292 | 1.4016 | 1.2434 | 1.1716 | 1.0933 | 0 | 0 | 0 | 0 | 0 | 0 | 0 | 0 | 0 | 0 | 0 | 0 | 0 | 0 | 0.038105 | 0.038332 | 0.036608 | 0.032297 | 0 | 0 | 0 | 0 | 0 | 0 | 62.7376 | 61.7379 | 60.3866 | 59.349 | 58.3928 | 57.6539 | 57.3675 | 57.0836 | 59.4753 | 63.6125 | 68.1315 | 72.4651 | 75.8155 | 78.3913 | 80.0399 | 80.7908 | 80.9776 | 79.9601 | 78.0476 | 75.2228 | 71.2085 | 68.2022 | 65.9097 | 63.6539 | 0.022761 | 0.022445 | 0.022165 | 0.021044 | 0.022993 | 0.027699 | 0.043166 | 0.044016 | 0.053495 | 0.064426 | 0.072901 | 0.076751 | 0.077005 | 0.08162 | 0.087447 | 0.091701 | 0.095292 | 0.085351 | 0.070581 | 0.045726 | 0.036881 | 0.026408 | 0.022834 | 0.020945
Portfolio Adjusted1-in-2Size: Under 20 kWOrange County2020May Monthly Peak | Portfolio Adjusted | 1-in-2 | Size: Under 20 kW | Orange County | 2020 | May Monthly Peak | 5 | 1.0592 | 1.0328 | 1.0125 | 1 | 0.99847 | 1.0008 | 0.89435 | 0.99082 | 1.2253 | 1.5115 | 1.7136 | 1.8309 | 1.896 | 1.9586 | 1.9862 | 1.9903 | 1.9085 | 1.6808 | 1.4137 | 1.3842 | 1.422 | 1.2466 | 1.1717 | 1.1011 | 0 | 0 | 0 | 0 | 0 | 0 | 0 | 0 | 0 | 0 | 0 | 0 | 0 | 0 | 0.039724 | 0.039806 | 0.03817 | 0.033616 | 0 | 0 | 0 | 0 | 0 | 0 | 62.7694 | 62.0771 | 61.2354 | 60.2915 | 59.4293 | 58.9575 | 58.7967 | 59.2198 | 60.8962 | 64.8078 | 69.3499 | 73.5916 | 77.6591 | 80.6044 | 82.0176 | 82.8628 | 82.8415 | 81.0978 | 78.7195 | 75.6756 | 71.5829 | 68.0345 | 66.0996 | 64.5875 | 0.022784 | 0.022469 | 0.022187 | 0.021065 | 0.023017 | 0.027727 | 0.04321 | 0.044061 | 0.05355 | 0.064492 | 0.072976 | 0.07683 | 0.077084 | 0.081704 | 0.087537 | 0.091796 | 0.09539 | 0.085439 | 0.070653 | 0.045773 | 0.036918 | 0.026435 | 0.022857 | 0.020966
Portfolio Adjusted1-in-2Size: Under 20 kWOrange County2020June Monthly Peak | Portfolio Adjusted | 1-in-2 | Size: Under 20 kW | Orange County | 2020 | June Monthly Peak | 6 | 1.1044 | 1.071 | 1.043 | 1.0309 | 1.029 | 1.0235 | 0.93023 | 1.0675 | 1.3488 | 1.6937 | 1.9661 | 2.1474 | 2.2412 | 2.3302 | 2.3784 | 2.3692 | 2.2293 | 1.9513 | 1.6043 | 1.4949 | 1.5214 | 1.3478 | 1.2407 | 1.155 | 0 | 0 | 0 | 0 | 0 | 0 | 0 | 0 | 0 | 0 | 0 | 0 | 0 | 0 | 0.047569 | 0.047385 | 0.044586 | 0.039026 | 0 | 0 | 0 | 0 | 0 | 0 | 68.0732 | 67.1384 | 66.1488 | 65.0525 | 64.2875 | 63.4575 | 62.7518 | 63.5187 | 66.4565 | 71.3853 | 76.4387 | 80.8906 | 83.9005 | 85.6305 | 87.1971 | 87.9395 | 88.4733 | 87.6663 | 86.3137 | 83.3565 | 79.2607 | 75.0943 | 72.7187 | 70.913 | 0.022805 | 0.022489 | 0.022208 | 0.021085 | 0.023038 | 0.027752 | 0.04325 | 0.044102 | 0.053599 | 0.064551 | 0.073043 | 0.076901 | 0.077155 | 0.081779 | 0.087618 | 0.09188 | 0.095477 | 0.085517 | 0.070718 | 0.045815 | 0.036952 | 0.026459 | 0.022878 | 0.020985
Portfolio Adjusted1-in-2Size: Under 20 kWOrange County2020July Monthly Peak | Portfolio Adjusted | 1-in-2 | Size: Under 20 kW | Orange County | 2020 | July Monthly Peak | 7 | 1.167 | 1.1244 | 1.0953 | 1.0768 | 1.0764 | 1.0912 | 1.0223 | 1.2011 | 1.5596 | 2.0235 | 2.3649 | 2.569 | 2.6479 | 2.7168 | 2.7567 | 2.7377 | 2.5765 | 2.2532 | 1.8358 | 1.6583 | 1.669 | 1.4521 | 1.3335 | 1.2295 | 0 | 0 | 0 | 0 | 0 | 0 | 0 | 0 | 0 | 0 | 0 | 0 | 0 | 0 | 0.055133 | 0.054754 | 0.05153 | 0.045063 | 0 | 0 | 0 | 0 | 0 | 0 | 75.3673 | 74.4589 | 73.6499 | 72.8724 | 72.1594 | 71.4554 | 71.1046 | 71.9954 | 74.6049 | 78.3365 | 82.4761 | 86.3237 | 88.9944 | 90.6795 | 92.0325 | 92.544 | 92.0083 | 90.7921 | 89.5608 | 87.7691 | 84.9859 | 81.9214 | 79.5509 | 77.9422 | 0.022867 | 0.02255 | 0.022268 | 0.021142 | 0.0231 | 0.027828 | 0.043368 | 0.044222 | 0.053745 | 0.064727 | 0.073242 | 0.07711 | 0.077365 | 0.082002 | 0.087856 | 0.09213 | 0.095737 | 0.08575 | 0.070911 | 0.04594 | 0.037053 | 0.026531 | 0.02294 | 0.021043
Portfolio Adjusted1-in-2Size: Under 20 kWOrange County2020August Monthly Peak | Portfolio Adjusted | 1-in-2 | Size: Under 20 kW | Orange County | 2020 | August Monthly Peak | 8 | 1.1754 | 1.1331 | 1.1073 | 1.0901 | 1.0898 | 1.1176 | 1.0808 | 1.2162 | 1.5616 | 2.0436 | 2.4101 | 2.6212 | 2.7122 | 2.773 | 2.8212 | 2.7823 | 2.6079 | 2.2626 | 1.8417 | 1.7165 | 1.6912 | 1.4545 | 1.3375 | 1.2305 | 0 | 0 | 0 | 0 | 0 | 0 | 0 | 0 | 0 | 0 | 0 | 0 | 0 | 0 | 0.056424 | 0.055646 | 0.052157 | 0.045252 | 0 | 0 | 0 | 0 | 0 | 0 | 75.5095 | 74.1517 | 73.0443 | 72.3819 | 71.8397 | 71.0705 | 70.7859 | 70.767 | 72.8053 | 77.8486 | 83.1033 | 87.6355 | 90.8328 | 92.9827 | 94.3105 | 94.925 | 95.0678 | 94.1379 | 92.068 | 88.5587 | 84.1194 | 81.13 | 79.2399 | 77.6134 | 0.022973 | 0.022655 | 0.022371 | 0.02124 | 0.023207 | 0.027957 | 0.043568 | 0.044427 | 0.053994 | 0.065026 | 0.073581 | 0.077467 | 0.077723 | 0.082381 | 0.088263 | 0.092556 | 0.09618 | 0.086147 | 0.071239 | 0.046153 | 0.037224 | 0.026654 | 0.023046 | 0.02114
Portfolio Adjusted1-in-2Size: Under 20 kWOrange County2020September Monthly Peak | Portfolio Adjusted | 1-in-2 | Size: Under 20 kW | Orange County | 2020 | September Monthly Peak | 9 | 1.1611 | 1.1235 | 1.0956 | 1.0783 | 1.0776 | 1.1245 | 1.1584 | 1.2043 | 1.5297 | 1.984 | 2.3295 | 2.5153 | 2.601 | 2.6818 | 2.7413 | 2.7279 | 2.5519 | 2.1923 | 1.7892 | 1.7915 | 1.6437 | 1.4356 | 1.3264 | 1.2188 | 0 | 0 | 0 | 0 | 0 | 0 | 0 | 0 | 0 | 0 | 0 | 0 | 0 | 0 | 0.054826 | 0.054558 | 0.051037 | 0.043846 | 0 | 0 | 0 | 0 | 0 | 0 | 73.7678 | 72.8248 | 72.0187 | 71.4447 | 70.9069 | 70.2255 | 70.177 | 70.243 | 72.06 | 76.376 | 81.3317 | 86.0275 | 90.0143 | 92.5328 | 94.0032 | 94.6474 | 94.6484 | 93.6719 | 91.9572 | 88.5283 | 84.7144 | 81.7468 | 79.7814 | 78.5611 | 0.022802 | 0.022486 | 0.022204 | 0.021081 | 0.023034 | 0.027748 | 0.043243 | 0.044095 | 0.053591 | 0.064541 | 0.073031 | 0.076889 | 0.077142 | 0.081766 | 0.087604 | 0.091866 | 0.095462 | 0.085504 | 0.070707 | 0.045808 | 0.036947 | 0.026455 | 0.022874 | 0.020982
Portfolio Adjusted1-in-2Size: Under 20 kWOrange County2020October Monthly Peak | Portfolio Adjusted | 1-in-2 | Size: Under 20 kW | Orange County | 2020 | October Monthly Peak | 10 | 1.1066 | 1.0798 | 1.0592 | 1.0461 | 1.0393 | 1.0688 | 1.142 | 1.0903 | 1.2827 | 1.5868 | 1.8331 | 1.9838 | 2.0835 | 2.1599 | 2.2058 | 2.226 | 2.0762 | 1.7892 | 1.6469 | 1.6197 | 1.4821 | 1.3391 | 1.2531 | 1.1641 | 0 | 0 | 0 | 0 | 0 | 0 | 0 | 0 | 0 | 0 | 0 | 0 | 0 | 0 | 0.044117 | 0.044521 | 0.041525 | 0.035784 | 0 | 0 | 0 | 0 | 0 | 0 | 65.7414 | 64.713 | 63.865 | 62.9919 | 62.2395 | 61.6987 | 61.4278 | 61.4824 | 62.685 | 66.3874 | 72.121 | 78.0407 | 83.6543 | 86.8353 | 87.6801 | 88.3116 | 88.6246 | 87.7392 | 85.0654 | 80.2262 | 76.7082 | 73.9544 | 71.7512 | 70.2256 | 0.022719 | 0.022404 | 0.022124 | 0.021005 | 0.02295 | 0.027647 | 0.043086 | 0.043935 | 0.053396 | 0.064306 | 0.072766 | 0.076609 | 0.076862 | 0.081469 | 0.087285 | 0.091532 | 0.095115 | 0.085193 | 0.07045 | 0.045642 | 0.036812 | 0.026359 | 0.022791 | 0.020906
Portfolio Adjusted1-in-2Size: Under 20 kWOrange County2020November Monthly Peak | Portfolio Adjusted | 1-in-2 | Size: Under 20 kW | Orange County | 2020 | November Monthly Peak | 11 | 1.0821 | 1.0681 | 1.0615 | 1.0458 | 1.0375 | 1.0732 | 1.0098 | 1.0035 | 1.2098 | 1.4333 | 1.5767 | 1.6429 | 1.6746 | 1.7012 | 1.709 | 1.6863 | 1.6471 | 1.7469 | 1.5689 | 1.4371 | 1.3553 | 1.2347 | 1.1715 | 1.1093 | 0 | 0 | 0 | 0 | 0 | 0 | 0 | 0 | 0 | 0 | 0 | 0 | 0 | 0 | 0.03418 | 0.033726 | 0.032942 | 0.034937 | 0 | 0 | 0 | 0 | 0 | 0 | 58.7073 | 57.8396 | 57.5783 | 57.082 | 56.0435 | 54.9892 | 55.2626 | 55.0789 | 58.5128 | 62.2965 | 66.9882 | 71.6082 | 74.4112 | 76.0212 | 77.0545 | 76.8927 | 74.9423 | 71.7488 | 68.5325 | 65.9867 | 64.1231 | 63.2816 | 62.4289 | 61.8543 | 0.022882 | 0.022565 | 0.022282 | 0.021156 | 0.023115 | 0.027846 | 0.043396 | 0.04425 | 0.05378 | 0.064769 | 0.073289 | 0.07716 | 0.077414 | 0.082055 | 0.087913 | 0.092189 | 0.095799 | 0.085805 | 0.070956 | 0.04597 | 0.037077 | 0.026548 | 0.022955 | 0.021056
Portfolio Adjusted1-in-2Size: Under 20 kWOrange County2020December Monthly Peak | Portfolio Adjusted | 1-in-2 | Size: Under 20 kW | Orange County | 2020 | December Monthly Peak | 12 | 1.1108 | 1.0992 | 1.0918 | 1.0847 | 1.0834 | 1.1335 | 1.1639 | 1.087 | 1.2593 | 1.4802 | 1.5707 | 1.581 | 1.5364 | 1.5082 | 1.4862 | 1.4518 | 1.491 | 1.6457 | 1.5137 | 1.4285 | 1.3522 | 1.259 | 1.201 | 1.1447 | 0 | 0 | 0 | 0 | 0 | 0 | 0 | 0 | 0 | 0 | 0 | 0 | 0 | 0 | 0.029723 | 0.029036 | 0.02982 | 0.032913 | 0 | 0 | 0 | 0 | 0 | 0 | 49.534 | 48.8447 | 48.1047 | 47.6269 | 47.1463 | 46.5114 | 46.2572 | 46.1164 | 46.8732 | 50.096 | 53.687 | 56.648 | 58.9612 | 60.2268 | 60.8609 | 61.1816 | 60.7776 | 58.7315 | 56.0485 | 53.7722 | 51.9917 | 50.2107 | 48.7286 | 47.5053 | 0.022773 | 0.022457 | 0.022176 | 0.021055 | 0.023005 | 0.027713 | 0.043189 | 0.044039 | 0.053523 | 0.06446 | 0.072939 | 0.076791 | 0.077045 | 0.081663 | 0.087493 | 0.091749 | 0.095342 | 0.085396 | 0.070618 | 0.04575 | 0.0369 | 0.026422 | 0.022846 | 0.020956
Portfolio Adjusted1-in-2Size: Under 20 kWOrange County2020Typical Event Day | Portfolio Adjusted | 1-in-2 | Size: Under 20 kW | Orange County | 2020 | Typical Event Day | 8 | 1.1622 | 1.1212 | 1.0962 | 1.0796 | 1.0789 | 1.106 | 1.0695 | 1.1902 | 1.5146 | 1.9686 | 2.3112 | 2.509 | 2.599 | 2.6574 | 2.7047 | 2.6696 | 2.5075 | 2.1749 | 1.7802 | 1.6678 | 1.653 | 1.428 | 1.3167 | 1.2139 | 0 | 0 | 0 | 0 | 0 | 0 | 0 | 0 | 0 | 0 | 0 | 0 | 0 | 0 | 0.054095 | 0.053392 | 0.05015 | 0.043498 | 0 | 0 | 0 | 0 | 0 | 0 | 73.1795 | 72.1435 | 71.2154 | 70.4379 | 69.7984 | 69.0522 | 68.7048 | 69.131 | 71.4817 | 75.9866 | 80.8375 | 85.2193 | 88.4355 | 90.4564 | 91.8858 | 92.514 | 92.5495 | 91.567 | 89.9749 | 87.0531 | 83.2701 | 79.9731 | 77.8227 | 76.2574 | 0.022842 | 0.022525 | 0.022244 | 0.021119 | 0.023075 | 0.027797 | 0.04332 | 0.044173 | 0.053686 | 0.064655 | 0.073161 | 0.077025 | 0.077279 | 0.081911 | 0.087759 | 0.092028 | 0.095631 | 0.085655 | 0.070832 | 0.045889 | 0.037012 | 0.026502 | 0.022915 | 0.021019
Portfolio Adjusted1-in-2Size: Under 20 kWOrange County2021January Monthly Peak | Portfolio Adjusted | 1-in-2 | Size: Under 20 kW | Orange County | 2021 | January Monthly Peak | 1 | 1.0776 | 1.0642 | 1.041 | 1.0333 | 1.0276 | 1.0664 | 1.1662 | 1.1349 | 1.3488 | 1.5758 | 1.6782 | 1.6609 | 1.5799 | 1.5409 | 1.4938 | 1.456 | 1.4576 | 1.6313 | 1.496 | 1.4083 | 1.3108 | 1.2192 | 1.1596 | 1.1226 | 0 | 0 | 0 | 0 | 0 | 0 | 0 | 0 | 0 | 0 | 0 | 0 | 0 | 0 | 0.029876 | 0.029119 | 0.029152 | 0.032626 | 0 | 0 | 0 | 0 | 0 | 0 | 45.9179 | 44.9693 | 44.3596 | 44.0942 | 43.6313 | 43.4956 | 43.0204 | 42.7493 | 42.9278 | 44.6126 | 47.6617 | 50.1864 | 51.9354 | 53.3475 | 54.2473 | 54.6325 | 54.4062 | 53.0094 | 51.3439 | 49.9123 | 48.9211 | 48.0303 | 47.2949 | 46.5308 | 0.023371 | 0.023048 | 0.022759 | 0.021608 | 0.02361 | 0.028441 | 0.044324 | 0.045197 | 0.05493 | 0.066154 | 0.074856 | 0.07881 | 0.07907 | 0.08381 | 0.089793 | 0.094161 | 0.097848 | 0.087641 | 0.072474 | 0.046953 | 0.03787 | 0.027116 | 0.023446 | 0.021506
Portfolio Adjusted1-in-2Size: Under 20 kWOrange County2021February Monthly Peak | Portfolio Adjusted | 1-in-2 | Size: Under 20 kW | Orange County | 2021 | February Monthly Peak | 2 | 1.0616 | 1.0452 | 1.0354 | 1.0325 | 1.0146 | 1.0363 | 1.1248 | 1.1025 | 1.3207 | 1.5544 | 1.6712 | 1.6709 | 1.6298 | 1.5927 | 1.5679 | 1.5293 | 1.478 | 1.5663 | 1.5513 | 1.454 | 1.3469 | 1.227 | 1.1531 | 1.1059 | 0 | 0 | 0 | 0 | 0 | 0 | 0 | 0 | 0 | 0 | 0 | 0 | 0 | 0 | 0.031357 | 0.030586 | 0.02956 | 0.031326 | 0 | 0 | 0 | 0 | 0 | 0 | 48.1937 | 47.997 | 47.6239 | 47.2829 | 46.6307 | 46.2184 | 46.1256 | 46.1459 | 46.682 | 48.264 | 50.1706 | 51.9403 | 52.7189 | 53.0324 | 53.1974 | 52.7413 | 52.502 | 51.9216 | 50.7308 | 49.351 | 48.08 | 47.721 | 46.8476 | 45.7017 | 0.023061 | 0.022742 | 0.022457 | 0.021322 | 0.023297 | 0.028064 | 0.043736 | 0.044598 | 0.054202 | 0.065277 | 0.073864 | 0.077765 | 0.078022 | 0.082699 | 0.088602 | 0.092913 | 0.096551 | 0.086479 | 0.071513 | 0.04633 | 0.037368 | 0.026757 | 0.023135 | 0.021221
Portfolio Adjusted1-in-2Size: Under 20 kWOrange County2021March Monthly Peak | Portfolio Adjusted | 1-in-2 | Size: Under 20 kW | Orange County | 2021 | March Monthly Peak | 3 | 1.0574 | 1.0317 | 1.0172 | 1.01 | 1.0049 | 1.0295 | 1.12 | 1.0943 | 1.268 | 1.5058 | 1.6394 | 1.6437 | 1.6053 | 1.5813 | 1.5641 | 1.5456 | 1.4902 | 1.4078 | 1.331 | 1.438 | 1.3455 | 1.228 | 1.1526 | 1.1 | 0 | 0 | 0 | 0 | 0 | 0 | 0 | 0 | 0 | 0 | 0 | 0 | 0 | 0 | 0.031282 | 0.030911 | 0.029803 | 0.028157 | 0 | 0 | 0 | 0 | 0 | 0 | 48.2127 | 47.1079 | 46.1347 | 45.6155 | 45.3522 | 44.8585 | 44.4742 | 44.5697 | 46.5401 | 48.8648 | 51.2162 | 53.1174 | 54.2479 | 55.1305 | 55.5678 | 55.9348 | 55.7335 | 55.1448 | 53.7515 | 51.8143 | 50.498 | 49.3124 | 48.3241 | 47.4542 | 0.023129 | 0.022808 | 0.022523 | 0.021384 | 0.023365 | 0.028146 | 0.043864 | 0.044728 | 0.05436 | 0.065467 | 0.074079 | 0.077992 | 0.078249 | 0.08294 | 0.088861 | 0.093184 | 0.096832 | 0.086731 | 0.071722 | 0.046466 | 0.037477 | 0.026835 | 0.023203 | 0.021283
Portfolio Adjusted1-in-2Size: Under 20 kWOrange County2021April Monthly Peak | Portfolio Adjusted | 1-in-2 | Size: Under 20 kW | Orange County | 2021 | April Monthly Peak | 4 | 1.0479 | 1.0207 | 1.0038 | 0.99292 | 0.98496 | 0.9993 | 0.96863 | 0.9647 | 1.1836 | 1.442 | 1.6182 | 1.7272 | 1.7863 | 1.8499 | 1.9053 | 1.9166 | 1.8304 | 1.6148 | 1.3805 | 1.4292 | 1.4016 | 1.2434 | 1.1716 | 1.0933 | 0 | 0 | 0 | 0 | 0 | 0 | 0 | 0 | 0 | 0 | 0 | 0 | 0 | 0 | 0.038105 | 0.038332 | 0.036608 | 0.032297 | 0 | 0 | 0 | 0 | 0 | 0 | 62.7376 | 61.7379 | 60.3866 | 59.349 | 58.3928 | 57.654 | 57.3675 | 57.0836 | 59.4753 | 63.6125 | 68.1315 | 72.4651 | 75.8155 | 78.3913 | 80.04 | 80.7908 | 80.9776 | 79.9601 | 78.0476 | 75.2228 | 71.2085 | 68.2022 | 65.9097 | 63.6539 | 0.022761 | 0.022445 | 0.022165 | 0.021044 | 0.022993 | 0.027699 | 0.043166 | 0.044016 | 0.053495 | 0.064426 | 0.072901 | 0.076751 | 0.077005 | 0.08162 | 0.087447 | 0.091701 | 0.095292 | 0.085351 | 0.070581 | 0.045726 | 0.036881 | 0.026408 | 0.022834 | 0.020945
Portfolio Adjusted1-in-2Size: Under 20 kWOrange County2021May Monthly Peak | Portfolio Adjusted | 1-in-2 | Size: Under 20 kW | Orange County | 2021 | May Monthly Peak | 5 | 1.0592 | 1.0328 | 1.0125 | 1 | 0.99847 | 1.0008 | 0.89435 | 0.99082 | 1.2253 | 1.5115 | 1.7136 | 1.8309 | 1.896 | 1.9586 | 1.9862 | 1.9903 | 1.9085 | 1.6808 | 1.4137 | 1.3842 | 1.422 | 1.2466 | 1.1717 | 1.1011 | 0 | 0 | 0 | 0 | 0 | 0 | 0 | 0 | 0 | 0 | 0 | 0 | 0 | 0 | 0.039724 | 0.039806 | 0.03817 | 0.033616 | 0 | 0 | 0 | 0 | 0 | 0 | 62.7694 | 62.0771 | 61.2354 | 60.2915 | 59.4293 | 58.9575 | 58.7967 | 59.2198 | 60.8962 | 64.8077 | 69.3499 | 73.5916 | 77.6591 | 80.6044 | 82.0176 | 82.8628 | 82.8415 | 81.0978 | 78.7195 | 75.6756 | 71.5829 | 68.0345 | 66.0996 | 64.5875 | 0.022784 | 0.022469 | 0.022187 | 0.021065 | 0.023017 | 0.027727 | 0.04321 | 0.044061 | 0.05355 | 0.064492 | 0.072976 | 0.07683 | 0.077084 | 0.081704 | 0.087537 | 0.091796 | 0.09539 | 0.085439 | 0.070653 | 0.045773 | 0.036918 | 0.026435 | 0.022857 | 0.020966
Portfolio Adjusted1-in-2Size: Under 20 kWOrange County2021June Monthly Peak | Portfolio Adjusted | 1-in-2 | Size: Under 20 kW | Orange County | 2021 | June Monthly Peak | 6 | 1.1044 | 1.071 | 1.043 | 1.0309 | 1.029 | 1.0235 | 0.93023 | 1.0675 | 1.3488 | 1.6937 | 1.9661 | 2.1474 | 2.2412 | 2.3302 | 2.3784 | 2.3692 | 2.2293 | 1.9513 | 1.6043 | 1.4949 | 1.5214 | 1.3478 | 1.2407 | 1.155 | 0 | 0 | 0 | 0 | 0 | 0 | 0 | 0 | 0 | 0 | 0 | 0 | 0 | 0 | 0.047569 | 0.047385 | 0.044586 | 0.039026 | 0 | 0 | 0 | 0 | 0 | 0 | 68.0732 | 67.1384 | 66.1488 | 65.0525 | 64.2875 | 63.4575 | 62.7518 | 63.5187 | 66.4565 | 71.3853 | 76.4387 | 80.8906 | 83.9005 | 85.6305 | 87.1971 | 87.9395 | 88.4733 | 87.6663 | 86.3137 | 83.3565 | 79.2607 | 75.0943 | 72.7187 | 70.913 | 0.022805 | 0.022489 | 0.022208 | 0.021085 | 0.023038 | 0.027752 | 0.04325 | 0.044102 | 0.053599 | 0.064551 | 0.073043 | 0.076901 | 0.077155 | 0.081779 | 0.087618 | 0.09188 | 0.095477 | 0.085517 | 0.070718 | 0.045815 | 0.036952 | 0.026459 | 0.022878 | 0.020985
Portfolio Adjusted1-in-2Size: Under 20 kWOrange County2021July Monthly Peak | Portfolio Adjusted | 1-in-2 | Size: Under 20 kW | Orange County | 2021 | July Monthly Peak | 7 | 1.167 | 1.1244 | 1.0953 | 1.0768 | 1.0764 | 1.0912 | 1.0223 | 1.2011 | 1.5596 | 2.0235 | 2.3649 | 2.569 | 2.6479 | 2.7168 | 2.7567 | 2.7377 | 2.5765 | 2.2532 | 1.8358 | 1.6583 | 1.669 | 1.4521 | 1.3335 | 1.2295 | 0 | 0 | 0 | 0 | 0 | 0 | 0 | 0 | 0 | 0 | 0 | 0 | 0 | 0 | 0.055133 | 0.054754 | 0.05153 | 0.045063 | 0 | 0 | 0 | 0 | 0 | 0 | 75.3673 | 74.4589 | 73.6499 | 72.8724 | 72.1594 | 71.4554 | 71.1046 | 71.9954 | 74.6049 | 78.3365 | 82.4761 | 86.3237 | 88.9944 | 90.6795 | 92.0325 | 92.544 | 92.0083 | 90.7921 | 89.5608 | 87.7691 | 84.9859 | 81.9214 | 79.5509 | 77.9422 | 0.022867 | 0.02255 | 0.022268 | 0.021142 | 0.0231 | 0.027828 | 0.043368 | 0.044222 | 0.053745 | 0.064727 | 0.073242 | 0.07711 | 0.077365 | 0.082002 | 0.087856 | 0.09213 | 0.095737 | 0.08575 | 0.070911 | 0.04594 | 0.037053 | 0.026531 | 0.02294 | 0.021043
Portfolio Adjusted1-in-2Size: Under 20 kWOrange County2021August Monthly Peak | Portfolio Adjusted | 1-in-2 | Size: Under 20 kW | Orange County | 2021 | August Monthly Peak | 8 | 1.1754 | 1.1331 | 1.1073 | 1.0901 | 1.0898 | 1.1176 | 1.0808 | 1.2162 | 1.5616 | 2.0436 | 2.4101 | 2.6212 | 2.7122 | 2.773 | 2.8212 | 2.7823 | 2.6079 | 2.2626 | 1.8417 | 1.7165 | 1.6912 | 1.4545 | 1.3375 | 1.2305 | 0 | 0 | 0 | 0 | 0 | 0 | 0 | 0 | 0 | 0 | 0 | 0 | 0 | 0 | 0.056424 | 0.055646 | 0.052157 | 0.045252 | 0 | 0 | 0 | 0 | 0 | 0 | 75.5095 | 74.1518 | 73.0443 | 72.3819 | 71.8397 | 71.0705 | 70.7859 | 70.7669 | 72.8053 | 77.8486 | 83.1033 | 87.6355 | 90.8328 | 92.9827 | 94.3105 | 94.925 | 95.0678 | 94.1379 | 92.068 | 88.5587 | 84.1194 | 81.13 | 79.2399 | 77.6134 | 0.022973 | 0.022655 | 0.022371 | 0.02124 | 0.023207 | 0.027957 | 0.043568 | 0.044427 | 0.053994 | 0.065026 | 0.073581 | 0.077467 | 0.077723 | 0.082381 | 0.088263 | 0.092556 | 0.09618 | 0.086147 | 0.071239 | 0.046153 | 0.037224 | 0.026654 | 0.023046 | 0.02114
Portfolio Adjusted1-in-2Size: Under 20 kWOrange County2021September Monthly Peak | Portfolio Adjusted | 1-in-2 | Size: Under 20 kW | Orange County | 2021 | September Monthly Peak | 9 | 1.1611 | 1.1235 | 1.0956 | 1.0783 | 1.0776 | 1.1245 | 1.1584 | 1.2043 | 1.5297 | 1.984 | 2.3295 | 2.5153 | 2.601 | 2.6818 | 2.7413 | 2.7279 | 2.5519 | 2.1923 | 1.7892 | 1.7915 | 1.6437 | 1.4356 | 1.3264 | 1.2188 | 0 | 0 | 0 | 0 | 0 | 0 | 0 | 0 | 0 | 0 | 0 | 0 | 0 | 0 | 0.054826 | 0.054558 | 0.051037 | 0.043846 | 0 | 0 | 0 | 0 | 0 | 0 | 73.7678 | 72.8248 | 72.0187 | 71.4447 | 70.9069 | 70.2255 | 70.177 | 70.243 | 72.06 | 76.376 | 81.3317 | 86.0275 | 90.0143 | 92.5328 | 94.0032 | 94.6474 | 94.6484 | 93.6719 | 91.9572 | 88.5283 | 84.7144 | 81.7468 | 79.7814 | 78.5611 | 0.022802 | 0.022486 | 0.022204 | 0.021081 | 0.023034 | 0.027748 | 0.043243 | 0.044095 | 0.053591 | 0.064541 | 0.073031 | 0.076889 | 0.077142 | 0.081766 | 0.087604 | 0.091866 | 0.095462 | 0.085504 | 0.070707 | 0.045808 | 0.036947 | 0.026455 | 0.022874 | 0.020982
Portfolio Adjusted1-in-2Size: Under 20 kWOrange County2021October Monthly Peak | Portfolio Adjusted | 1-in-2 | Size: Under 20 kW | Orange County | 2021 | October Monthly Peak | 10 | 1.1066 | 1.0798 | 1.0592 | 1.0461 | 1.0393 | 1.0688 | 1.142 | 1.0903 | 1.2827 | 1.5868 | 1.8331 | 1.9838 | 2.0835 | 2.1599 | 2.2058 | 2.226 | 2.0762 | 1.7892 | 1.6469 | 1.6197 | 1.4821 | 1.3391 | 1.2531 | 1.1641 | 0 | 0 | 0 | 0 | 0 | 0 | 0 | 0 | 0 | 0 | 0 | 0 | 0 | 0 | 0.044117 | 0.044521 | 0.041525 | 0.035784 | 0 | 0 | 0 | 0 | 0 | 0 | 65.7414 | 64.713 | 63.865 | 62.9919 | 62.2395 | 61.6987 | 61.4278 | 61.4824 | 62.685 | 66.3874 | 72.121 | 78.0407 | 83.6543 | 86.8353 | 87.6801 | 88.3116 | 88.6246 | 87.7392 | 85.0654 | 80.2262 | 76.7082 | 73.9544 | 71.7512 | 70.2256 | 0.022719 | 0.022404 | 0.022124 | 0.021005 | 0.02295 | 0.027647 | 0.043086 | 0.043935 | 0.053396 | 0.064306 | 0.072766 | 0.076609 | 0.076862 | 0.081469 | 0.087285 | 0.091532 | 0.095115 | 0.085193 | 0.07045 | 0.045642 | 0.036812 | 0.026359 | 0.022791 | 0.020906
Portfolio Adjusted1-in-2Size: Under 20 kWOrange County2021November Monthly Peak | Portfolio Adjusted | 1-in-2 | Size: Under 20 kW | Orange County | 2021 | November Monthly Peak | 11 | 1.0821 | 1.0681 | 1.0615 | 1.0458 | 1.0375 | 1.0732 | 1.0098 | 1.0035 | 1.2098 | 1.4333 | 1.5767 | 1.6429 | 1.6746 | 1.7012 | 1.709 | 1.6863 | 1.6471 | 1.7469 | 1.5689 | 1.4371 | 1.3553 | 1.2347 | 1.1715 | 1.1093 | 0 | 0 | 0 | 0 | 0 | 0 | 0 | 0 | 0 | 0 | 0 | 0 | 0 | 0 | 0.03418 | 0.033726 | 0.032942 | 0.034937 | 0 | 0 | 0 | 0 | 0 | 0 | 58.7073 | 57.8396 | 57.5783 | 57.082 | 56.0435 | 54.9892 | 55.2626 | 55.0789 | 58.5128 | 62.2964 | 66.9882 | 71.6082 | 74.4112 | 76.0212 | 77.0545 | 76.8927 | 74.9423 | 71.7488 | 68.5325 | 65.9867 | 64.1231 | 63.2816 | 62.4289 | 61.8543 | 0.022882 | 0.022565 | 0.022282 | 0.021156 | 0.023115 | 0.027846 | 0.043396 | 0.04425 | 0.05378 | 0.064769 | 0.073289 | 0.07716 | 0.077414 | 0.082055 | 0.087913 | 0.092189 | 0.095799 | 0.085805 | 0.070956 | 0.04597 | 0.037077 | 0.026548 | 0.022955 | 0.021056
Portfolio Adjusted1-in-2Size: Under 20 kWOrange County2021December Monthly Peak | Portfolio Adjusted | 1-in-2 | Size: Under 20 kW | Orange County | 2021 | December Monthly Peak | 12 | 1.1108 | 1.0992 | 1.0918 | 1.0847 | 1.0834 | 1.1335 | 1.1639 | 1.087 | 1.2593 | 1.4802 | 1.5707 | 1.581 | 1.5364 | 1.5082 | 1.4862 | 1.4518 | 1.491 | 1.6457 | 1.5137 | 1.4285 | 1.3522 | 1.259 | 1.201 | 1.1447 | 0 | 0 | 0 | 0 | 0 | 0 | 0 | 0 | 0 | 0 | 0 | 0 | 0 | 0 | 0.029723 | 0.029036 | 0.02982 | 0.032913 | 0 | 0 | 0 | 0 | 0 | 0 | 49.534 | 48.8447 | 48.1047 | 47.6269 | 47.1463 | 46.5113 | 46.2572 | 46.1164 | 46.8732 | 50.096 | 53.687 | 56.648 | 58.9612 | 60.2268 | 60.8609 | 61.1816 | 60.7776 | 58.7315 | 56.0485 | 53.7722 | 51.9917 | 50.2107 | 48.7286 | 47.5053 | 0.022773 | 0.022457 | 0.022176 | 0.021055 | 0.023005 | 0.027713 | 0.043189 | 0.044039 | 0.053523 | 0.06446 | 0.072939 | 0.076791 | 0.077045 | 0.081663 | 0.087493 | 0.091749 | 0.095342 | 0.085396 | 0.070618 | 0.04575 | 0.0369 | 0.026422 | 0.022846 | 0.020956
Portfolio Adjusted1-in-2Size: Under 20 kWOrange County2021Typical Event Day | Portfolio Adjusted | 1-in-2 | Size: Under 20 kW | Orange County | 2021 | Typical Event Day | 8 | 1.1622 | 1.1212 | 1.0962 | 1.0796 | 1.0789 | 1.106 | 1.0695 | 1.1902 | 1.5146 | 1.9686 | 2.3112 | 2.509 | 2.599 | 2.6574 | 2.7047 | 2.6696 | 2.5075 | 2.1749 | 1.7802 | 1.6678 | 1.653 | 1.428 | 1.3167 | 1.2139 | 0 | 0 | 0 | 0 | 0 | 0 | 0 | 0 | 0 | 0 | 0 | 0 | 0 | 0 | 0.054095 | 0.053392 | 0.05015 | 0.043498 | 0 | 0 | 0 | 0 | 0 | 0 | 73.1795 | 72.1435 | 71.2154 | 70.4379 | 69.7984 | 69.0522 | 68.7048 | 69.131 | 71.4817 | 75.9866 | 80.8375 | 85.2193 | 88.4355 | 90.4564 | 91.8858 | 92.514 | 92.5495 | 91.567 | 89.9749 | 87.0531 | 83.2701 | 79.9731 | 77.8227 | 76.2574 | 0.022842 | 0.022525 | 0.022244 | 0.021119 | 0.023075 | 0.027797 | 0.04332 | 0.044173 | 0.053686 | 0.064655 | 0.073161 | 0.077025 | 0.077279 | 0.081911 | 0.087759 | 0.092028 | 0.095631 | 0.085655 | 0.070832 | 0.045889 | 0.037012 | 0.026502 | 0.022915 | 0.021019
Portfolio Adjusted1-in-2Size: Under 20 kWOrange County2022January Monthly Peak | Portfolio Adjusted | 1-in-2 | Size: Under 20 kW | Orange County | 2022 | January Monthly Peak | 1 | 1.0776 | 1.0642 | 1.041 | 1.0333 | 1.0276 | 1.0664 | 1.1662 | 1.1349 | 1.3488 | 1.5758 | 1.6782 | 1.6609 | 1.5799 | 1.5409 | 1.4938 | 1.456 | 1.4576 | 1.6313 | 1.496 | 1.4083 | 1.3108 | 1.2192 | 1.1596 | 1.1226 | 0 | 0 | 0 | 0 | 0 | 0 | 0 | 0 | 0 | 0 | 0 | 0 | 0 | 0 | 0.029876 | 0.029119 | 0.029152 | 0.032626 | 0 | 0 | 0 | 0 | 0 | 0 | 45.9179 | 44.9693 | 44.3596 | 44.0942 | 43.6313 | 43.4956 | 43.0204 | 42.7493 | 42.9278 | 44.6126 | 47.6617 | 50.1864 | 51.9354 | 53.3475 | 54.2473 | 54.6325 | 54.4062 | 53.0094 | 51.3439 | 49.9123 | 48.9211 | 48.0303 | 47.2949 | 46.5308 | 0.023371 | 0.023048 | 0.022759 | 0.021608 | 0.02361 | 0.028441 | 0.044324 | 0.045197 | 0.05493 | 0.066154 | 0.074856 | 0.07881 | 0.07907 | 0.08381 | 0.089793 | 0.094161 | 0.097848 | 0.087641 | 0.072474 | 0.046953 | 0.03787 | 0.027116 | 0.023446 | 0.021506
Portfolio Adjusted1-in-2Size: Under 20 kWOrange County2022February Monthly Peak | Portfolio Adjusted | 1-in-2 | Size: Under 20 kW | Orange County | 2022 | February Monthly Peak | 2 | 1.0616 | 1.0452 | 1.0354 | 1.0325 | 1.0146 | 1.0363 | 1.1248 | 1.1025 | 1.3207 | 1.5544 | 1.6712 | 1.6709 | 1.6298 | 1.5927 | 1.5679 | 1.5293 | 1.478 | 1.5663 | 1.5513 | 1.454 | 1.3469 | 1.227 | 1.1531 | 1.1059 | 0 | 0 | 0 | 0 | 0 | 0 | 0 | 0 | 0 | 0 | 0 | 0 | 0 | 0 | 0.031357 | 0.030586 | 0.02956 | 0.031326 | 0 | 0 | 0 | 0 | 0 | 0 | 48.1937 | 47.997 | 47.6239 | 47.2829 | 46.6307 | 46.2184 | 46.1256 | 46.1459 | 46.682 | 48.264 | 50.1706 | 51.9403 | 52.7189 | 53.0324 | 53.1974 | 52.7413 | 52.502 | 51.9216 | 50.7308 | 49.351 | 48.08 | 47.721 | 46.8476 | 45.7017 | 0.023061 | 0.022742 | 0.022457 | 0.021322 | 0.023297 | 0.028064 | 0.043736 | 0.044598 | 0.054202 | 0.065277 | 0.073864 | 0.077765 | 0.078022 | 0.082699 | 0.088602 | 0.092913 | 0.096551 | 0.086479 | 0.071513 | 0.04633 | 0.037368 | 0.026757 | 0.023135 | 0.021221
Portfolio Adjusted1-in-2Size: Under 20 kWOrange County2022March Monthly Peak | Portfolio Adjusted | 1-in-2 | Size: Under 20 kW | Orange County | 2022 | March Monthly Peak | 3 | 1.0574 | 1.0317 | 1.0172 | 1.01 | 1.0049 | 1.0295 | 1.12 | 1.0943 | 1.268 | 1.5058 | 1.6394 | 1.6437 | 1.6053 | 1.5813 | 1.5641 | 1.5456 | 1.4902 | 1.4078 | 1.331 | 1.438 | 1.3455 | 1.228 | 1.1526 | 1.1 | 0 | 0 | 0 | 0 | 0 | 0 | 0 | 0 | 0 | 0 | 0 | 0 | 0 | 0 | 0.031282 | 0.030911 | 0.029803 | 0.028157 | 0 | 0 | 0 | 0 | 0 | 0 | 48.2126 | 47.1079 | 46.1347 | 45.6155 | 45.3522 | 44.8585 | 44.4742 | 44.5697 | 46.5401 | 48.8648 | 51.2162 | 53.1174 | 54.2479 | 55.1305 | 55.5678 | 55.9348 | 55.7335 | 55.1448 | 53.7515 | 51.8143 | 50.498 | 49.3124 | 48.3241 | 47.4542 | 0.023129 | 0.022808 | 0.022523 | 0.021384 | 0.023365 | 0.028146 | 0.043864 | 0.044728 | 0.05436 | 0.065467 | 0.074079 | 0.077992 | 0.078249 | 0.08294 | 0.088861 | 0.093184 | 0.096832 | 0.086731 | 0.071722 | 0.046466 | 0.037477 | 0.026835 | 0.023203 | 0.021283
Portfolio Adjusted1-in-2Size: Under 20 kWOrange County2022April Monthly Peak | Portfolio Adjusted | 1-in-2 | Size: Under 20 kW | Orange County | 2022 | April Monthly Peak | 4 | 1.0479 | 1.0207 | 1.0038 | 0.99292 | 0.98496 | 0.9993 | 0.96863 | 0.9647 | 1.1836 | 1.442 | 1.6182 | 1.7272 | 1.7863 | 1.8499 | 1.9053 | 1.9166 | 1.8304 | 1.6148 | 1.3805 | 1.4292 | 1.4016 | 1.2434 | 1.1716 | 1.0933 | 0 | 0 | 0 | 0 | 0 | 0 | 0 | 0 | 0 | 0 | 0 | 0 | 0 | 0 | 0.038105 | 0.038332 | 0.036608 | 0.032297 | 0 | 0 | 0 | 0 | 0 | 0 | 62.7376 | 61.7379 | 60.3866 | 59.349 | 58.3928 | 57.654 | 57.3675 | 57.0836 | 59.4753 | 63.6125 | 68.1315 | 72.4651 | 75.8155 | 78.3913 | 80.04 | 80.7908 | 80.9776 | 79.9601 | 78.0476 | 75.2228 | 71.2085 | 68.2022 | 65.9097 | 63.6539 | 0.022761 | 0.022445 | 0.022165 | 0.021044 | 0.022993 | 0.027699 | 0.043166 | 0.044016 | 0.053495 | 0.064426 | 0.072901 | 0.076751 | 0.077005 | 0.08162 | 0.087447 | 0.091701 | 0.095292 | 0.085351 | 0.070581 | 0.045726 | 0.036881 | 0.026408 | 0.022834 | 0.020945
Portfolio Adjusted1-in-2Size: Under 20 kWOrange County2022May Monthly Peak | Portfolio Adjusted | 1-in-2 | Size: Under 20 kW | Orange County | 2022 | May Monthly Peak | 5 | 1.0592 | 1.0328 | 1.0125 | 1 | 0.99847 | 1.0008 | 0.89435 | 0.99082 | 1.2253 | 1.5115 | 1.7136 | 1.8309 | 1.896 | 1.9586 | 1.9862 | 1.9903 | 1.9085 | 1.6808 | 1.4137 | 1.3842 | 1.422 | 1.2466 | 1.1717 | 1.1011 | 0 | 0 | 0 | 0 | 0 | 0 | 0 | 0 | 0 | 0 | 0 | 0 | 0 | 0 | 0.039724 | 0.039806 | 0.03817 | 0.033616 | 0 | 0 | 0 | 0 | 0 | 0 | 62.7694 | 62.0771 | 61.2354 | 60.2915 | 59.4293 | 58.9575 | 58.7967 | 59.2198 | 60.8962 | 64.8078 | 69.3499 | 73.5916 | 77.6591 | 80.6044 | 82.0176 | 82.8628 | 82.8415 | 81.0978 | 78.7195 | 75.6756 | 71.5829 | 68.0345 | 66.0996 | 64.5875 | 0.022784 | 0.022469 | 0.022187 | 0.021065 | 0.023017 | 0.027727 | 0.04321 | 0.044061 | 0.05355 | 0.064492 | 0.072976 | 0.07683 | 0.077084 | 0.081704 | 0.087537 | 0.091796 | 0.09539 | 0.085439 | 0.070653 | 0.045773 | 0.036918 | 0.026435 | 0.022857 | 0.020966
Portfolio Adjusted1-in-2Size: Under 20 kWOrange County2022June Monthly Peak | Portfolio Adjusted | 1-in-2 | Size: Under 20 kW | Orange County | 2022 | June Monthly Peak | 6 | 1.1044 | 1.071 | 1.043 | 1.0309 | 1.029 | 1.0235 | 0.93023 | 1.0675 | 1.3488 | 1.6937 | 1.9661 | 2.1474 | 2.2412 | 2.3302 | 2.3784 | 2.3692 | 2.2293 | 1.9513 | 1.6043 | 1.4949 | 1.5214 | 1.3478 | 1.2407 | 1.155 | 0 | 0 | 0 | 0 | 0 | 0 | 0 | 0 | 0 | 0 | 0 | 0 | 0 | 0 | 0.047569 | 0.047385 | 0.044586 | 0.039026 | 0 | 0 | 0 | 0 | 0 | 0 | 68.0732 | 67.1384 | 66.1488 | 65.0525 | 64.2875 | 63.4575 | 62.7518 | 63.5187 | 66.4565 | 71.3853 | 76.4387 | 80.8906 | 83.9005 | 85.6305 | 87.1971 | 87.9395 | 88.4733 | 87.6663 | 86.3137 | 83.3565 | 79.2607 | 75.0943 | 72.7187 | 70.913 | 0.022805 | 0.022489 | 0.022208 | 0.021085 | 0.023038 | 0.027752 | 0.04325 | 0.044102 | 0.053599 | 0.064551 | 0.073043 | 0.076901 | 0.077155 | 0.081779 | 0.087618 | 0.09188 | 0.095477 | 0.085517 | 0.070718 | 0.045815 | 0.036952 | 0.026459 | 0.022878 | 0.020985
Portfolio Adjusted1-in-2Size: Under 20 kWOrange County2022July Monthly Peak | Portfolio Adjusted | 1-in-2 | Size: Under 20 kW | Orange County | 2022 | July Monthly Peak | 7 | 1.167 | 1.1244 | 1.0953 | 1.0768 | 1.0764 | 1.0912 | 1.0223 | 1.2011 | 1.5596 | 2.0235 | 2.3649 | 2.569 | 2.6479 | 2.7168 | 2.7567 | 2.7377 | 2.5765 | 2.2532 | 1.8358 | 1.6583 | 1.669 | 1.4521 | 1.3335 | 1.2295 | 0 | 0 | 0 | 0 | 0 | 0 | 0 | 0 | 0 | 0 | 0 | 0 | 0 | 0 | 0.055133 | 0.054754 | 0.05153 | 0.045063 | 0 | 0 | 0 | 0 | 0 | 0 | 75.3673 | 74.4589 | 73.6499 | 72.8724 | 72.1594 | 71.4554 | 71.1046 | 71.9954 | 74.6049 | 78.3365 | 82.4761 | 86.3237 | 88.9944 | 90.6794 | 92.0325 | 92.544 | 92.0083 | 90.7921 | 89.5608 | 87.7691 | 84.9859 | 81.9214 | 79.5509 | 77.9422 | 0.022867 | 0.02255 | 0.022268 | 0.021142 | 0.0231 | 0.027828 | 0.043368 | 0.044222 | 0.053745 | 0.064727 | 0.073242 | 0.07711 | 0.077365 | 0.082002 | 0.087856 | 0.09213 | 0.095737 | 0.08575 | 0.070911 | 0.04594 | 0.037053 | 0.026531 | 0.02294 | 0.021043
Portfolio Adjusted1-in-2Size: Under 20 kWOrange County2022August Monthly Peak | Portfolio Adjusted | 1-in-2 | Size: Under 20 kW | Orange County | 2022 | August Monthly Peak | 8 | 1.1754 | 1.1331 | 1.1073 | 1.0901 | 1.0898 | 1.1176 | 1.0808 | 1.2162 | 1.5616 | 2.0436 | 2.4101 | 2.6212 | 2.7122 | 2.773 | 2.8212 | 2.7823 | 2.6079 | 2.2626 | 1.8417 | 1.7165 | 1.6912 | 1.4545 | 1.3375 | 1.2305 | 0 | 0 | 0 | 0 | 0 | 0 | 0 | 0 | 0 | 0 | 0 | 0 | 0 | 0 | 0.056424 | 0.055646 | 0.052157 | 0.045252 | 0 | 0 | 0 | 0 | 0 | 0 | 75.5095 | 74.1517 | 73.0443 | 72.3819 | 71.8397 | 71.0705 | 70.7859 | 70.7669 | 72.8053 | 77.8486 | 83.1033 | 87.6355 | 90.8328 | 92.9827 | 94.3105 | 94.925 | 95.0678 | 94.1379 | 92.068 | 88.5587 | 84.1194 | 81.13 | 79.2399 | 77.6134 | 0.022973 | 0.022655 | 0.022371 | 0.02124 | 0.023207 | 0.027957 | 0.043568 | 0.044427 | 0.053994 | 0.065026 | 0.073581 | 0.077467 | 0.077723 | 0.082381 | 0.088263 | 0.092556 | 0.09618 | 0.086147 | 0.071239 | 0.046153 | 0.037224 | 0.026654 | 0.023046 | 0.02114
Portfolio Adjusted1-in-2Size: Under 20 kWOrange County2022September Monthly Peak | Portfolio Adjusted | 1-in-2 | Size: Under 20 kW | Orange County | 2022 | September Monthly Peak | 9 | 1.1611 | 1.1235 | 1.0956 | 1.0783 | 1.0776 | 1.1245 | 1.1584 | 1.2043 | 1.5297 | 1.984 | 2.3295 | 2.5153 | 2.601 | 2.6818 | 2.7413 | 2.7279 | 2.5519 | 2.1923 | 1.7892 | 1.7915 | 1.6437 | 1.4356 | 1.3264 | 1.2188 | 0 | 0 | 0 | 0 | 0 | 0 | 0 | 0 | 0 | 0 | 0 | 0 | 0 | 0 | 0.054826 | 0.054558 | 0.051037 | 0.043846 | 0 | 0 | 0 | 0 | 0 | 0 | 73.7678 | 72.8248 | 72.0187 | 71.4447 | 70.9069 | 70.2255 | 70.177 | 70.243 | 72.06 | 76.376 | 81.3317 | 86.0275 | 90.0143 | 92.5328 | 94.0032 | 94.6474 | 94.6484 | 93.6719 | 91.9572 | 88.5283 | 84.7144 | 81.7468 | 79.7814 | 78.5611 | 0.022802 | 0.022486 | 0.022204 | 0.021081 | 0.023034 | 0.027748 | 0.043243 | 0.044095 | 0.053591 | 0.064541 | 0.073031 | 0.076889 | 0.077142 | 0.081766 | 0.087604 | 0.091866 | 0.095462 | 0.085504 | 0.070707 | 0.045808 | 0.036947 | 0.026455 | 0.022874 | 0.020982
Portfolio Adjusted1-in-2Size: Under 20 kWOrange County2022October Monthly Peak | Portfolio Adjusted | 1-in-2 | Size: Under 20 kW | Orange County | 2022 | October Monthly Peak | 10 | 1.1066 | 1.0798 | 1.0592 | 1.0461 | 1.0393 | 1.0688 | 1.142 | 1.0903 | 1.2827 | 1.5868 | 1.8331 | 1.9838 | 2.0835 | 2.1599 | 2.2058 | 2.226 | 2.0762 | 1.7892 | 1.6469 | 1.6197 | 1.4821 | 1.3391 | 1.2531 | 1.1641 | 0 | 0 | 0 | 0 | 0 | 0 | 0 | 0 | 0 | 0 | 0 | 0 | 0 | 0 | 0.044117 | 0.044521 | 0.041525 | 0.035784 | 0 | 0 | 0 | 0 | 0 | 0 | 65.7414 | 64.713 | 63.865 | 62.9919 | 62.2394 | 61.6987 | 61.4278 | 61.4824 | 62.685 | 66.3874 | 72.121 | 78.0407 | 83.6543 | 86.8353 | 87.6801 | 88.3116 | 88.6246 | 87.7392 | 85.0654 | 80.2262 | 76.7082 | 73.9544 | 71.7512 | 70.2256 | 0.022719 | 0.022404 | 0.022124 | 0.021005 | 0.02295 | 0.027647 | 0.043086 | 0.043935 | 0.053396 | 0.064306 | 0.072766 | 0.076609 | 0.076862 | 0.081469 | 0.087285 | 0.091532 | 0.095115 | 0.085193 | 0.07045 | 0.045642 | 0.036812 | 0.026359 | 0.022791 | 0.020906
Portfolio Adjusted1-in-2Size: Under 20 kWOrange County2022November Monthly Peak | Portfolio Adjusted | 1-in-2 | Size: Under 20 kW | Orange County | 2022 | November Monthly Peak | 11 | 1.0821 | 1.0681 | 1.0615 | 1.0458 | 1.0375 | 1.0732 | 1.0098 | 1.0035 | 1.2098 | 1.4333 | 1.5767 | 1.6429 | 1.6746 | 1.7012 | 1.709 | 1.6863 | 1.6471 | 1.7469 | 1.5689 | 1.4371 | 1.3553 | 1.2347 | 1.1715 | 1.1093 | 0 | 0 | 0 | 0 | 0 | 0 | 0 | 0 | 0 | 0 | 0 | 0 | 0 | 0 | 0.03418 | 0.033726 | 0.032942 | 0.034937 | 0 | 0 | 0 | 0 | 0 | 0 | 58.7073 | 57.8396 | 57.5783 | 57.082 | 56.0435 | 54.9892 | 55.2626 | 55.0789 | 58.5127 | 62.2965 | 66.9882 | 71.6082 | 74.4112 | 76.0212 | 77.0545 | 76.8927 | 74.9423 | 71.7488 | 68.5325 | 65.9867 | 64.1231 | 63.2816 | 62.4289 | 61.8543 | 0.022882 | 0.022565 | 0.022282 | 0.021156 | 0.023115 | 0.027846 | 0.043396 | 0.04425 | 0.05378 | 0.064769 | 0.073289 | 0.07716 | 0.077414 | 0.082055 | 0.087913 | 0.092189 | 0.095799 | 0.085805 | 0.070956 | 0.04597 | 0.037077 | 0.026548 | 0.022955 | 0.021056
Portfolio Adjusted1-in-2Size: Under 20 kWOrange County2022December Monthly Peak | Portfolio Adjusted | 1-in-2 | Size: Under 20 kW | Orange County | 2022 | December Monthly Peak | 12 | 1.1108 | 1.0992 | 1.0918 | 1.0847 | 1.0834 | 1.1335 | 1.1639 | 1.087 | 1.2593 | 1.4802 | 1.5707 | 1.581 | 1.5364 | 1.5082 | 1.4862 | 1.4518 | 1.491 | 1.6457 | 1.5137 | 1.4285 | 1.3522 | 1.259 | 1.201 | 1.1447 | 0 | 0 | 0 | 0 | 0 | 0 | 0 | 0 | 0 | 0 | 0 | 0 | 0 | 0 | 0.029723 | 0.029036 | 0.02982 | 0.032913 | 0 | 0 | 0 | 0 | 0 | 0 | 49.534 | 48.8447 | 48.1047 | 47.6269 | 47.1463 | 46.5113 | 46.2572 | 46.1164 | 46.8732 | 50.096 | 53.687 | 56.648 | 58.9612 | 60.2268 | 60.8609 | 61.1816 | 60.7776 | 58.7315 | 56.0485 | 53.7722 | 51.9917 | 50.2107 | 48.7286 | 47.5053 | 0.022773 | 0.022457 | 0.022176 | 0.021055 | 0.023005 | 0.027713 | 0.043189 | 0.044039 | 0.053523 | 0.06446 | 0.072939 | 0.076791 | 0.077045 | 0.081663 | 0.087493 | 0.091749 | 0.095342 | 0.085396 | 0.070618 | 0.04575 | 0.0369 | 0.026422 | 0.022846 | 0.020956
Portfolio Adjusted1-in-2Size: Under 20 kWOrange County2022Typical Event Day | Portfolio Adjusted | 1-in-2 | Size: Under 20 kW | Orange County | 2022 | Typical Event Day | 8 | 1.1622 | 1.1212 | 1.0962 | 1.0796 | 1.0789 | 1.106 | 1.0695 | 1.1902 | 1.5146 | 1.9686 | 2.3112 | 2.509 | 2.599 | 2.6574 | 2.7047 | 2.6696 | 2.5075 | 2.1749 | 1.7802 | 1.6678 | 1.653 | 1.428 | 1.3167 | 1.2139 | 0 | 0 | 0 | 0 | 0 | 0 | 0 | 0 | 0 | 0 | 0 | 0 | 0 | 0 | 0.054095 | 0.053392 | 0.05015 | 0.043498 | 0 | 0 | 0 | 0 | 0 | 0 | 73.1795 | 72.1435 | 71.2154 | 70.4379 | 69.7984 | 69.0522 | 68.7048 | 69.131 | 71.4817 | 75.9866 | 80.8375 | 85.2193 | 88.4355 | 90.4564 | 91.8858 | 92.514 | 92.5494 | 91.567 | 89.9749 | 87.0531 | 83.2701 | 79.9731 | 77.8227 | 76.2574 | 0.022842 | 0.022525 | 0.022244 | 0.021119 | 0.023075 | 0.027797 | 0.04332 | 0.044173 | 0.053686 | 0.064655 | 0.073161 | 0.077025 | 0.077279 | 0.081911 | 0.087759 | 0.092028 | 0.095631 | 0.085655 | 0.070832 | 0.045889 | 0.037012 | 0.026502 | 0.022915 | 0.021019
Portfolio Adjusted1-in-2Size: Under 20 kWOrange County2023January Monthly Peak | Portfolio Adjusted | 1-in-2 | Size: Under 20 kW | Orange County | 2023 | January Monthly Peak | 1 | 1.0776 | 1.0642 | 1.041 | 1.0333 | 1.0276 | 1.0664 | 1.1662 | 1.1349 | 1.3488 | 1.5758 | 1.6782 | 1.6609 | 1.5799 | 1.5409 | 1.4938 | 1.456 | 1.4576 | 1.6313 | 1.496 | 1.4083 | 1.3108 | 1.2192 | 1.1596 | 1.1226 | 0 | 0 | 0 | 0 | 0 | 0 | 0 | 0 | 0 | 0 | 0 | 0 | 0 | 0 | 0.029876 | 0.029119 | 0.029152 | 0.032626 | 0 | 0 | 0 | 0 | 0 | 0 | 45.9179 | 44.9693 | 44.3596 | 44.0942 | 43.6313 | 43.4956 | 43.0204 | 42.7493 | 42.9278 | 44.6126 | 47.6617 | 50.1864 | 51.9354 | 53.3475 | 54.2473 | 54.6325 | 54.4062 | 53.0094 | 51.3439 | 49.9123 | 48.9211 | 48.0303 | 47.2949 | 46.5308 | 0.023371 | 0.023048 | 0.022759 | 0.021608 | 0.02361 | 0.028441 | 0.044324 | 0.045197 | 0.05493 | 0.066154 | 0.074856 | 0.07881 | 0.07907 | 0.08381 | 0.089793 | 0.094161 | 0.097848 | 0.087641 | 0.072474 | 0.046953 | 0.03787 | 0.027116 | 0.023446 | 0.021506
Portfolio Adjusted1-in-2Size: Under 20 kWOrange County2023February Monthly Peak | Portfolio Adjusted | 1-in-2 | Size: Under 20 kW | Orange County | 2023 | February Monthly Peak | 2 | 1.0616 | 1.0452 | 1.0354 | 1.0325 | 1.0146 | 1.0363 | 1.1248 | 1.1025 | 1.3207 | 1.5544 | 1.6712 | 1.6709 | 1.6298 | 1.5927 | 1.5679 | 1.5293 | 1.478 | 1.5663 | 1.5513 | 1.454 | 1.3469 | 1.227 | 1.1531 | 1.1059 | 0 | 0 | 0 | 0 | 0 | 0 | 0 | 0 | 0 | 0 | 0 | 0 | 0 | 0 | 0.031357 | 0.030586 | 0.02956 | 0.031326 | 0 | 0 | 0 | 0 | 0 | 0 | 48.1937 | 47.997 | 47.6239 | 47.2829 | 46.6307 | 46.2184 | 46.1256 | 46.1459 | 46.682 | 48.264 | 50.1706 | 51.9403 | 52.7189 | 53.0324 | 53.1974 | 52.7413 | 52.502 | 51.9216 | 50.7308 | 49.351 | 48.08 | 47.721 | 46.8476 | 45.7017 | 0.023061 | 0.022742 | 0.022457 | 0.021322 | 0.023297 | 0.028064 | 0.043736 | 0.044598 | 0.054202 | 0.065277 | 0.073864 | 0.077765 | 0.078022 | 0.082699 | 0.088602 | 0.092913 | 0.096551 | 0.086479 | 0.071513 | 0.04633 | 0.037368 | 0.026757 | 0.023135 | 0.021221
Portfolio Adjusted1-in-2Size: Under 20 kWOrange County2023March Monthly Peak | Portfolio Adjusted | 1-in-2 | Size: Under 20 kW | Orange County | 2023 | March Monthly Peak | 3 | 1.0574 | 1.0317 | 1.0172 | 1.01 | 1.0049 | 1.0295 | 1.12 | 1.0943 | 1.268 | 1.5058 | 1.6394 | 1.6437 | 1.6053 | 1.5813 | 1.5641 | 1.5456 | 1.4902 | 1.4078 | 1.331 | 1.438 | 1.3455 | 1.228 | 1.1526 | 1.1 | 0 | 0 | 0 | 0 | 0 | 0 | 0 | 0 | 0 | 0 | 0 | 0 | 0 | 0 | 0.031282 | 0.030911 | 0.029803 | 0.028157 | 0 | 0 | 0 | 0 | 0 | 0 | 48.2127 | 47.1079 | 46.1347 | 45.6155 | 45.3522 | 44.8585 | 44.4742 | 44.5697 | 46.5401 | 48.8648 | 51.2162 | 53.1174 | 54.2479 | 55.1305 | 55.5678 | 55.9348 | 55.7335 | 55.1448 | 53.7515 | 51.8142 | 50.498 | 49.3124 | 48.3241 | 47.4542 | 0.023129 | 0.022808 | 0.022523 | 0.021384 | 0.023365 | 0.028146 | 0.043864 | 0.044728 | 0.05436 | 0.065467 | 0.074079 | 0.077992 | 0.078249 | 0.08294 | 0.088861 | 0.093184 | 0.096832 | 0.086731 | 0.071722 | 0.046466 | 0.037477 | 0.026835 | 0.023203 | 0.021283
Portfolio Adjusted1-in-2Size: Under 20 kWOrange County2023April Monthly Peak | Portfolio Adjusted | 1-in-2 | Size: Under 20 kW | Orange County | 2023 | April Monthly Peak | 4 | 1.0479 | 1.0207 | 1.0038 | 0.99292 | 0.98496 | 0.9993 | 0.96863 | 0.9647 | 1.1836 | 1.442 | 1.6182 | 1.7272 | 1.7863 | 1.8499 | 1.9053 | 1.9166 | 1.8304 | 1.6148 | 1.3805 | 1.4292 | 1.4016 | 1.2434 | 1.1716 | 1.0933 | 0 | 0 | 0 | 0 | 0 | 0 | 0 | 0 | 0 | 0 | 0 | 0 | 0 | 0 | 0.038105 | 0.038332 | 0.036608 | 0.032297 | 0 | 0 | 0 | 0 | 0 | 0 | 62.7376 | 61.7379 | 60.3866 | 59.349 | 58.3928 | 57.6539 | 57.3675 | 57.0836 | 59.4753 | 63.6125 | 68.1315 | 72.4651 | 75.8155 | 78.3913 | 80.04 | 80.7908 | 80.9776 | 79.9601 | 78.0476 | 75.2228 | 71.2085 | 68.2022 | 65.9097 | 63.6539 | 0.022761 | 0.022445 | 0.022165 | 0.021044 | 0.022993 | 0.027699 | 0.043166 | 0.044016 | 0.053495 | 0.064426 | 0.072901 | 0.076751 | 0.077005 | 0.08162 | 0.087447 | 0.091701 | 0.095292 | 0.085351 | 0.070581 | 0.045726 | 0.036881 | 0.026408 | 0.022834 | 0.020945
Portfolio Adjusted1-in-2Size: Under 20 kWOrange County2023May Monthly Peak | Portfolio Adjusted | 1-in-2 | Size: Under 20 kW | Orange County | 2023 | May Monthly Peak | 5 | 1.0592 | 1.0328 | 1.0125 | 1 | 0.99847 | 1.0008 | 0.89435 | 0.99082 | 1.2253 | 1.5115 | 1.7136 | 1.8309 | 1.896 | 1.9586 | 1.9862 | 1.9903 | 1.9085 | 1.6808 | 1.4137 | 1.3842 | 1.422 | 1.2466 | 1.1717 | 1.1011 | 0 | 0 | 0 | 0 | 0 | 0 | 0 | 0 | 0 | 0 | 0 | 0 | 0 | 0 | 0.039724 | 0.039806 | 0.03817 | 0.033616 | 0 | 0 | 0 | 0 | 0 | 0 | 62.7694 | 62.0771 | 61.2354 | 60.2915 | 59.4293 | 58.9575 | 58.7967 | 59.2198 | 60.8962 | 64.8078 | 69.3499 | 73.5916 | 77.6591 | 80.6044 | 82.0176 | 82.8628 | 82.8415 | 81.0978 | 78.7195 | 75.6756 | 71.5829 | 68.0345 | 66.0996 | 64.5875 | 0.022784 | 0.022469 | 0.022187 | 0.021065 | 0.023017 | 0.027727 | 0.04321 | 0.044061 | 0.05355 | 0.064492 | 0.072976 | 0.07683 | 0.077084 | 0.081704 | 0.087537 | 0.091796 | 0.09539 | 0.085439 | 0.070653 | 0.045773 | 0.036918 | 0.026435 | 0.022857 | 0.020966
Portfolio Adjusted1-in-2Size: Under 20 kWOrange County2023June Monthly Peak | Portfolio Adjusted | 1-in-2 | Size: Under 20 kW | Orange County | 2023 | June Monthly Peak | 6 | 1.1044 | 1.071 | 1.043 | 1.0309 | 1.029 | 1.0235 | 0.93023 | 1.0675 | 1.3488 | 1.6937 | 1.9661 | 2.1474 | 2.2412 | 2.3302 | 2.3784 | 2.3692 | 2.2293 | 1.9513 | 1.6043 | 1.4949 | 1.5214 | 1.3478 | 1.2407 | 1.155 | 0 | 0 | 0 | 0 | 0 | 0 | 0 | 0 | 0 | 0 | 0 | 0 | 0 | 0 | 0.047569 | 0.047385 | 0.044586 | 0.039026 | 0 | 0 | 0 | 0 | 0 | 0 | 68.0732 | 67.1384 | 66.1488 | 65.0525 | 64.2875 | 63.4575 | 62.7518 | 63.5187 | 66.4565 | 71.3853 | 76.4387 | 80.8906 | 83.9005 | 85.6305 | 87.1971 | 87.9395 | 88.4733 | 87.6663 | 86.3137 | 83.3565 | 79.2607 | 75.0943 | 72.7187 | 70.913 | 0.022805 | 0.022489 | 0.022208 | 0.021085 | 0.023038 | 0.027752 | 0.04325 | 0.044102 | 0.053599 | 0.064551 | 0.073043 | 0.076901 | 0.077155 | 0.081779 | 0.087618 | 0.09188 | 0.095477 | 0.085517 | 0.070718 | 0.045815 | 0.036952 | 0.026459 | 0.022878 | 0.020985
Portfolio Adjusted1-in-2Size: Under 20 kWOrange County2023July Monthly Peak | Portfolio Adjusted | 1-in-2 | Size: Under 20 kW | Orange County | 2023 | July Monthly Peak | 7 | 1.167 | 1.1244 | 1.0953 | 1.0768 | 1.0764 | 1.0912 | 1.0223 | 1.2011 | 1.5596 | 2.0235 | 2.3649 | 2.569 | 2.6479 | 2.7168 | 2.7567 | 2.7377 | 2.5765 | 2.2532 | 1.8358 | 1.6583 | 1.669 | 1.4521 | 1.3335 | 1.2295 | 0 | 0 | 0 | 0 | 0 | 0 | 0 | 0 | 0 | 0 | 0 | 0 | 0 | 0 | 0.055133 | 0.054754 | 0.05153 | 0.045063 | 0 | 0 | 0 | 0 | 0 | 0 | 75.3673 | 74.4589 | 73.6499 | 72.8724 | 72.1594 | 71.4554 | 71.1046 | 71.9954 | 74.6049 | 78.3365 | 82.4761 | 86.3237 | 88.9944 | 90.6795 | 92.0325 | 92.544 | 92.0083 | 90.7921 | 89.5608 | 87.7691 | 84.9859 | 81.9214 | 79.5509 | 77.9422 | 0.022867 | 0.02255 | 0.022268 | 0.021142 | 0.0231 | 0.027828 | 0.043368 | 0.044222 | 0.053745 | 0.064727 | 0.073242 | 0.07711 | 0.077365 | 0.082002 | 0.087856 | 0.09213 | 0.095737 | 0.08575 | 0.070911 | 0.04594 | 0.037053 | 0.026531 | 0.02294 | 0.021043
Portfolio Adjusted1-in-2Size: Under 20 kWOrange County2023August Monthly Peak | Portfolio Adjusted | 1-in-2 | Size: Under 20 kW | Orange County | 2023 | August Monthly Peak | 8 | 1.1754 | 1.1331 | 1.1073 | 1.0901 | 1.0898 | 1.1176 | 1.0808 | 1.2162 | 1.5616 | 2.0436 | 2.4101 | 2.6212 | 2.7122 | 2.773 | 2.8212 | 2.7823 | 2.6079 | 2.2626 | 1.8417 | 1.7165 | 1.6912 | 1.4545 | 1.3375 | 1.2305 | 0 | 0 | 0 | 0 | 0 | 0 | 0 | 0 | 0 | 0 | 0 | 0 | 0 | 0 | 0.056424 | 0.055646 | 0.052157 | 0.045252 | 0 | 0 | 0 | 0 | 0 | 0 | 75.5095 | 74.1517 | 73.0443 | 72.3819 | 71.8397 | 71.0705 | 70.7859 | 70.767 | 72.8053 | 77.8486 | 83.1033 | 87.6355 | 90.8328 | 92.9827 | 94.3105 | 94.925 | 95.0678 | 94.1379 | 92.068 | 88.5587 | 84.1194 | 81.13 | 79.24 | 77.6134 | 0.022973 | 0.022655 | 0.022371 | 0.02124 | 0.023207 | 0.027957 | 0.043568 | 0.044427 | 0.053994 | 0.065027 | 0.073581 | 0.077467 | 0.077723 | 0.082381 | 0.088263 | 0.092556 | 0.09618 | 0.086147 | 0.071239 | 0.046153 | 0.037224 | 0.026654 | 0.023046 | 0.02114
Portfolio Adjusted1-in-2Size: Under 20 kWOrange County2023September Monthly Peak | Portfolio Adjusted | 1-in-2 | Size: Under 20 kW | Orange County | 2023 | September Monthly Peak | 9 | 1.1611 | 1.1235 | 1.0956 | 1.0783 | 1.0776 | 1.1245 | 1.1584 | 1.2043 | 1.5297 | 1.984 | 2.3295 | 2.5153 | 2.601 | 2.6818 | 2.7413 | 2.7279 | 2.5519 | 2.1923 | 1.7892 | 1.7915 | 1.6437 | 1.4356 | 1.3264 | 1.2188 | 0 | 0 | 0 | 0 | 0 | 0 | 0 | 0 | 0 | 0 | 0 | 0 | 0 | 0 | 0.054826 | 0.054558 | 0.051037 | 0.043846 | 0 | 0 | 0 | 0 | 0 | 0 | 73.7678 | 72.8248 | 72.0187 | 71.4447 | 70.9069 | 70.2255 | 70.177 | 70.243 | 72.06 | 76.376 | 81.3317 | 86.0275 | 90.0143 | 92.5328 | 94.0032 | 94.6474 | 94.6484 | 93.6719 | 91.9572 | 88.5283 | 84.7144 | 81.7468 | 79.7814 | 78.5611 | 0.022802 | 0.022486 | 0.022204 | 0.021081 | 0.023034 | 0.027748 | 0.043243 | 0.044095 | 0.053591 | 0.064541 | 0.073031 | 0.076889 | 0.077142 | 0.081766 | 0.087604 | 0.091866 | 0.095462 | 0.085504 | 0.070707 | 0.045808 | 0.036947 | 0.026455 | 0.022874 | 0.020982
Portfolio Adjusted1-in-2Size: Under 20 kWOrange County2023October Monthly Peak | Portfolio Adjusted | 1-in-2 | Size: Under 20 kW | Orange County | 2023 | October Monthly Peak | 10 | 1.1066 | 1.0798 | 1.0592 | 1.0461 | 1.0393 | 1.0688 | 1.142 | 1.0903 | 1.2827 | 1.5868 | 1.8331 | 1.9838 | 2.0835 | 2.1599 | 2.2058 | 2.226 | 2.0762 | 1.7892 | 1.6469 | 1.6197 | 1.4821 | 1.3391 | 1.2531 | 1.1641 | 0 | 0 | 0 | 0 | 0 | 0 | 0 | 0 | 0 | 0 | 0 | 0 | 0 | 0 | 0.044117 | 0.044521 | 0.041525 | 0.035784 | 0 | 0 | 0 | 0 | 0 | 0 | 65.7414 | 64.713 | 63.865 | 62.9919 | 62.2395 | 61.6987 | 61.4278 | 61.4824 | 62.685 | 66.3874 | 72.121 | 78.0407 | 83.6543 | 86.8353 | 87.6801 | 88.3116 | 88.6246 | 87.7392 | 85.0654 | 80.2262 | 76.7082 | 73.9544 | 71.7512 | 70.2256 | 0.022719 | 0.022404 | 0.022124 | 0.021005 | 0.02295 | 0.027647 | 0.043086 | 0.043935 | 0.053396 | 0.064306 | 0.072766 | 0.076609 | 0.076862 | 0.081469 | 0.087285 | 0.091532 | 0.095115 | 0.085193 | 0.07045 | 0.045642 | 0.036812 | 0.026359 | 0.022791 | 0.020906
Portfolio Adjusted1-in-2Size: Under 20 kWOrange County2023November Monthly Peak | Portfolio Adjusted | 1-in-2 | Size: Under 20 kW | Orange County | 2023 | November Monthly Peak | 11 | 1.0821 | 1.0681 | 1.0615 | 1.0458 | 1.0375 | 1.0732 | 1.0098 | 1.0035 | 1.2098 | 1.4333 | 1.5767 | 1.6429 | 1.6746 | 1.7012 | 1.709 | 1.6863 | 1.6471 | 1.7469 | 1.5689 | 1.4371 | 1.3553 | 1.2347 | 1.1715 | 1.1093 | 0 | 0 | 0 | 0 | 0 | 0 | 0 | 0 | 0 | 0 | 0 | 0 | 0 | 0 | 0.03418 | 0.033726 | 0.032942 | 0.034937 | 0 | 0 | 0 | 0 | 0 | 0 | 58.7073 | 57.8396 | 57.5783 | 57.082 | 56.0435 | 54.9892 | 55.2626 | 55.0789 | 58.5128 | 62.2965 | 66.9882 | 71.6082 | 74.4112 | 76.0212 | 77.0545 | 76.8927 | 74.9423 | 71.7488 | 68.5325 | 65.9867 | 64.1231 | 63.2816 | 62.4289 | 61.8543 | 0.022882 | 0.022565 | 0.022282 | 0.021156 | 0.023115 | 0.027846 | 0.043396 | 0.04425 | 0.05378 | 0.064769 | 0.073289 | 0.07716 | 0.077414 | 0.082055 | 0.087913 | 0.092189 | 0.095799 | 0.085805 | 0.070956 | 0.04597 | 0.037077 | 0.026548 | 0.022955 | 0.021056
Portfolio Adjusted1-in-2Size: Under 20 kWOrange County2023December Monthly Peak | Portfolio Adjusted | 1-in-2 | Size: Under 20 kW | Orange County | 2023 | December Monthly Peak | 12 | 1.1108 | 1.0992 | 1.0918 | 1.0847 | 1.0834 | 1.1335 | 1.1639 | 1.087 | 1.2593 | 1.4802 | 1.5707 | 1.581 | 1.5364 | 1.5082 | 1.4862 | 1.4518 | 1.491 | 1.6457 | 1.5137 | 1.4285 | 1.3522 | 1.259 | 1.201 | 1.1447 | 0 | 0 | 0 | 0 | 0 | 0 | 0 | 0 | 0 | 0 | 0 | 0 | 0 | 0 | 0.029723 | 0.029036 | 0.02982 | 0.032913 | 0 | 0 | 0 | 0 | 0 | 0 | 49.534 | 48.8447 | 48.1047 | 47.6269 | 47.1463 | 46.5113 | 46.2572 | 46.1164 | 46.8732 | 50.096 | 53.687 | 56.648 | 58.9612 | 60.2268 | 60.8609 | 61.1816 | 60.7776 | 58.7315 | 56.0485 | 53.7722 | 51.9917 | 50.2107 | 48.7286 | 47.5053 | 0.022773 | 0.022457 | 0.022176 | 0.021055 | 0.023005 | 0.027713 | 0.043189 | 0.044039 | 0.053523 | 0.06446 | 0.072939 | 0.076791 | 0.077045 | 0.081663 | 0.087493 | 0.091749 | 0.095342 | 0.085396 | 0.070618 | 0.04575 | 0.0369 | 0.026422 | 0.022846 | 0.020956
Portfolio Adjusted1-in-2Size: Under 20 kWOrange County2023Typical Event Day | Portfolio Adjusted | 1-in-2 | Size: Under 20 kW | Orange County | 2023 | Typical Event Day | 8 | 1.1622 | 1.1212 | 1.0962 | 1.0796 | 1.0789 | 1.106 | 1.0695 | 1.1902 | 1.5146 | 1.9686 | 2.3112 | 2.509 | 2.599 | 2.6574 | 2.7047 | 2.6696 | 2.5075 | 2.1749 | 1.7802 | 1.6678 | 1.653 | 1.428 | 1.3167 | 1.2139 | 0 | 0 | 0 | 0 | 0 | 0 | 0 | 0 | 0 | 0 | 0 | 0 | 0 | 0 | 0.054095 | 0.053392 | 0.05015 | 0.043498 | 0 | 0 | 0 | 0 | 0 | 0 | 73.1795 | 72.1435 | 71.2154 | 70.4379 | 69.7984 | 69.0522 | 68.7048 | 69.131 | 71.4817 | 75.9866 | 80.8375 | 85.2193 | 88.4355 | 90.4564 | 91.8858 | 92.514 | 92.5495 | 91.567 | 89.9749 | 87.0531 | 83.2701 | 79.9731 | 77.8227 | 76.2574 | 0.022842 | 0.022525 | 0.022244 | 0.021119 | 0.023075 | 0.027797 | 0.04332 | 0.044173 | 0.053686 | 0.064655 | 0.073161 | 0.077025 | 0.077279 | 0.081911 | 0.087759 | 0.092028 | 0.095631 | 0.085655 | 0.070832 | 0.045889 | 0.037012 | 0.026502 | 0.022915 | 0.021019
Portfolio Adjusted1-in-2Size: Under 20 kWOrange County2024January Monthly Peak | Portfolio Adjusted | 1-in-2 | Size: Under 20 kW | Orange County | 2024 | January Monthly Peak | 1 | 1.0776 | 1.0642 | 1.041 | 1.0333 | 1.0276 | 1.0664 | 1.1662 | 1.1349 | 1.3488 | 1.5758 | 1.6782 | 1.6609 | 1.5799 | 1.5409 | 1.4938 | 1.456 | 1.4576 | 1.6313 | 1.496 | 1.4083 | 1.3108 | 1.2192 | 1.1596 | 1.1226 | 0 | 0 | 0 | 0 | 0 | 0 | 0 | 0 | 0 | 0 | 0 | 0 | 0 | 0 | 0.029876 | 0.029119 | 0.029152 | 0.032626 | 0 | 0 | 0 | 0 | 0 | 0 | 45.9179 | 44.9693 | 44.3596 | 44.0942 | 43.6313 | 43.4956 | 43.0204 | 42.7493 | 42.9278 | 44.6126 | 47.6617 | 50.1864 | 51.9354 | 53.3475 | 54.2473 | 54.6325 | 54.4062 | 53.0094 | 51.3439 | 49.9123 | 48.9211 | 48.0303 | 47.2949 | 46.5308 | 0.023371 | 0.023048 | 0.022759 | 0.021608 | 0.02361 | 0.028441 | 0.044324 | 0.045197 | 0.05493 | 0.066154 | 0.074856 | 0.07881 | 0.07907 | 0.08381 | 0.089793 | 0.094161 | 0.097848 | 0.087641 | 0.072474 | 0.046953 | 0.03787 | 0.027116 | 0.023446 | 0.021506
Portfolio Adjusted1-in-2Size: Under 20 kWOrange County2024February Monthly Peak | Portfolio Adjusted | 1-in-2 | Size: Under 20 kW | Orange County | 2024 | February Monthly Peak | 2 | 1.0616 | 1.0452 | 1.0354 | 1.0325 | 1.0146 | 1.0363 | 1.1248 | 1.1025 | 1.3207 | 1.5544 | 1.6712 | 1.6709 | 1.6298 | 1.5927 | 1.5679 | 1.5293 | 1.478 | 1.5663 | 1.5513 | 1.454 | 1.3469 | 1.227 | 1.1531 | 1.1059 | 0 | 0 | 0 | 0 | 0 | 0 | 0 | 0 | 0 | 0 | 0 | 0 | 0 | 0 | 0.031357 | 0.030586 | 0.02956 | 0.031326 | 0 | 0 | 0 | 0 | 0 | 0 | 48.1937 | 47.997 | 47.6239 | 47.2829 | 46.6307 | 46.2184 | 46.1256 | 46.1459 | 46.682 | 48.264 | 50.1706 | 51.9403 | 52.7189 | 53.0324 | 53.1974 | 52.7413 | 52.502 | 51.9216 | 50.7308 | 49.351 | 48.08 | 47.721 | 46.8476 | 45.7017 | 0.023061 | 0.022742 | 0.022457 | 0.021322 | 0.023297 | 0.028064 | 0.043736 | 0.044598 | 0.054202 | 0.065277 | 0.073864 | 0.077765 | 0.078022 | 0.082699 | 0.088602 | 0.092913 | 0.096551 | 0.086479 | 0.071513 | 0.04633 | 0.037368 | 0.026757 | 0.023135 | 0.021221
Portfolio Adjusted1-in-2Size: Under 20 kWOrange County2024March Monthly Peak | Portfolio Adjusted | 1-in-2 | Size: Under 20 kW | Orange County | 2024 | March Monthly Peak | 3 | 1.0574 | 1.0317 | 1.0172 | 1.01 | 1.0049 | 1.0295 | 1.12 | 1.0943 | 1.268 | 1.5058 | 1.6394 | 1.6437 | 1.6053 | 1.5813 | 1.5641 | 1.5456 | 1.4902 | 1.4078 | 1.331 | 1.438 | 1.3455 | 1.228 | 1.1526 | 1.1 | 0 | 0 | 0 | 0 | 0 | 0 | 0 | 0 | 0 | 0 | 0 | 0 | 0 | 0 | 0.031282 | 0.030911 | 0.029803 | 0.028157 | 0 | 0 | 0 | 0 | 0 | 0 | 48.2127 | 47.1079 | 46.1347 | 45.6155 | 45.3522 | 44.8585 | 44.4742 | 44.5697 | 46.5401 | 48.8648 | 51.2162 | 53.1174 | 54.2479 | 55.1305 | 55.5678 | 55.9349 | 55.7335 | 55.1448 | 53.7515 | 51.8142 | 50.498 | 49.3124 | 48.3241 | 47.4542 | 0.023129 | 0.022808 | 0.022523 | 0.021384 | 0.023365 | 0.028146 | 0.043864 | 0.044728 | 0.05436 | 0.065467 | 0.074079 | 0.077992 | 0.078249 | 0.08294 | 0.088861 | 0.093184 | 0.096832 | 0.086731 | 0.071722 | 0.046466 | 0.037477 | 0.026835 | 0.023203 | 0.021283
Portfolio Adjusted1-in-2Size: Under 20 kWOrange County2024April Monthly Peak | Portfolio Adjusted | 1-in-2 | Size: Under 20 kW | Orange County | 2024 | April Monthly Peak | 4 | 1.0479 | 1.0207 | 1.0038 | 0.99292 | 0.98496 | 0.9993 | 0.96863 | 0.9647 | 1.1836 | 1.442 | 1.6182 | 1.7272 | 1.7863 | 1.8499 | 1.9053 | 1.9166 | 1.8304 | 1.6148 | 1.3805 | 1.4292 | 1.4016 | 1.2434 | 1.1716 | 1.0933 | 0 | 0 | 0 | 0 | 0 | 0 | 0 | 0 | 0 | 0 | 0 | 0 | 0 | 0 | 0.038105 | 0.038332 | 0.036608 | 0.032297 | 0 | 0 | 0 | 0 | 0 | 0 | 62.7376 | 61.7379 | 60.3866 | 59.349 | 58.3928 | 57.6539 | 57.3675 | 57.0836 | 59.4753 | 63.6125 | 68.1315 | 72.4651 | 75.8155 | 78.3913 | 80.04 | 80.7908 | 80.9776 | 79.9601 | 78.0476 | 75.2228 | 71.2085 | 68.2022 | 65.9097 | 63.6539 | 0.022761 | 0.022445 | 0.022165 | 0.021044 | 0.022993 | 0.027699 | 0.043166 | 0.044016 | 0.053495 | 0.064426 | 0.072901 | 0.076751 | 0.077005 | 0.08162 | 0.087447 | 0.091701 | 0.095292 | 0.085351 | 0.070581 | 0.045726 | 0.036881 | 0.026408 | 0.022834 | 0.020945
Portfolio Adjusted1-in-2Size: Under 20 kWOrange County2024May Monthly Peak | Portfolio Adjusted | 1-in-2 | Size: Under 20 kW | Orange County | 2024 | May Monthly Peak | 5 | 1.0592 | 1.0328 | 1.0125 | 1 | 0.99847 | 1.0008 | 0.89435 | 0.99082 | 1.2253 | 1.5115 | 1.7136 | 1.8309 | 1.896 | 1.9586 | 1.9862 | 1.9903 | 1.9085 | 1.6808 | 1.4137 | 1.3842 | 1.422 | 1.2466 | 1.1717 | 1.1011 | 0 | 0 | 0 | 0 | 0 | 0 | 0 | 0 | 0 | 0 | 0 | 0 | 0 | 0 | 0.039724 | 0.039806 | 0.03817 | 0.033616 | 0 | 0 | 0 | 0 | 0 | 0 | 62.7694 | 62.0771 | 61.2354 | 60.2915 | 59.4293 | 58.9575 | 58.7967 | 59.2198 | 60.8962 | 64.8078 | 69.3499 | 73.5916 | 77.6591 | 80.6044 | 82.0176 | 82.8628 | 82.8415 | 81.0978 | 78.7195 | 75.6756 | 71.5829 | 68.0345 | 66.0996 | 64.5875 | 0.022784 | 0.022469 | 0.022187 | 0.021065 | 0.023017 | 0.027727 | 0.04321 | 0.044061 | 0.05355 | 0.064492 | 0.072976 | 0.07683 | 0.077084 | 0.081704 | 0.087537 | 0.091796 | 0.09539 | 0.085439 | 0.070653 | 0.045773 | 0.036918 | 0.026435 | 0.022857 | 0.020966
Portfolio Adjusted1-in-2Size: Under 20 kWOrange County2024June Monthly Peak | Portfolio Adjusted | 1-in-2 | Size: Under 20 kW | Orange County | 2024 | June Monthly Peak | 6 | 1.1044 | 1.071 | 1.043 | 1.0309 | 1.029 | 1.0235 | 0.93023 | 1.0675 | 1.3488 | 1.6937 | 1.9661 | 2.1474 | 2.2412 | 2.3302 | 2.3784 | 2.3692 | 2.2293 | 1.9513 | 1.6043 | 1.4949 | 1.5214 | 1.3478 | 1.2407 | 1.155 | 0 | 0 | 0 | 0 | 0 | 0 | 0 | 0 | 0 | 0 | 0 | 0 | 0 | 0 | 0.047569 | 0.047385 | 0.044586 | 0.039026 | 0 | 0 | 0 | 0 | 0 | 0 | 68.0732 | 67.1384 | 66.1488 | 65.0525 | 64.2875 | 63.4575 | 62.7518 | 63.5187 | 66.4565 | 71.3853 | 76.4387 | 80.8906 | 83.9005 | 85.6305 | 87.1971 | 87.9395 | 88.4733 | 87.6663 | 86.3137 | 83.3565 | 79.2607 | 75.0943 | 72.7187 | 70.913 | 0.022805 | 0.022489 | 0.022208 | 0.021085 | 0.023038 | 0.027752 | 0.04325 | 0.044102 | 0.053599 | 0.064551 | 0.073043 | 0.076901 | 0.077155 | 0.081779 | 0.087618 | 0.09188 | 0.095477 | 0.085517 | 0.070718 | 0.045815 | 0.036952 | 0.026459 | 0.022878 | 0.020985
Portfolio Adjusted1-in-2Size: Under 20 kWOrange County2024July Monthly Peak | Portfolio Adjusted | 1-in-2 | Size: Under 20 kW | Orange County | 2024 | July Monthly Peak | 7 | 1.167 | 1.1244 | 1.0953 | 1.0768 | 1.0764 | 1.0912 | 1.0223 | 1.2011 | 1.5596 | 2.0235 | 2.3649 | 2.569 | 2.6479 | 2.7168 | 2.7567 | 2.7377 | 2.5765 | 2.2532 | 1.8358 | 1.6583 | 1.669 | 1.4521 | 1.3335 | 1.2295 | 0 | 0 | 0 | 0 | 0 | 0 | 0 | 0 | 0 | 0 | 0 | 0 | 0 | 0 | 0.055133 | 0.054754 | 0.05153 | 0.045063 | 0 | 0 | 0 | 0 | 0 | 0 | 75.3673 | 74.4589 | 73.6499 | 72.8724 | 72.1594 | 71.4554 | 71.1046 | 71.9954 | 74.6049 | 78.3365 | 82.4761 | 86.3237 | 88.9944 | 90.6794 | 92.0325 | 92.544 | 92.0083 | 90.7921 | 89.5608 | 87.7691 | 84.9859 | 81.9214 | 79.5509 | 77.9422 | 0.022867 | 0.02255 | 0.022268 | 0.021142 | 0.0231 | 0.027828 | 0.043368 | 0.044222 | 0.053745 | 0.064727 | 0.073242 | 0.07711 | 0.077365 | 0.082002 | 0.087856 | 0.09213 | 0.095737 | 0.08575 | 0.070911 | 0.04594 | 0.037053 | 0.026531 | 0.02294 | 0.021043
Portfolio Adjusted1-in-2Size: Under 20 kWOrange County2024August Monthly Peak | Portfolio Adjusted | 1-in-2 | Size: Under 20 kW | Orange County | 2024 | August Monthly Peak | 8 | 1.1754 | 1.1331 | 1.1073 | 1.0901 | 1.0898 | 1.1176 | 1.0808 | 1.2162 | 1.5616 | 2.0436 | 2.4101 | 2.6212 | 2.7122 | 2.773 | 2.8212 | 2.7823 | 2.6079 | 2.2626 | 1.8417 | 1.7165 | 1.6912 | 1.4545 | 1.3375 | 1.2305 | 0 | 0 | 0 | 0 | 0 | 0 | 0 | 0 | 0 | 0 | 0 | 0 | 0 | 0 | 0.056424 | 0.055646 | 0.052157 | 0.045252 | 0 | 0 | 0 | 0 | 0 | 0 | 75.5095 | 74.1517 | 73.0443 | 72.3819 | 71.8397 | 71.0705 | 70.7859 | 70.7669 | 72.8053 | 77.8486 | 83.1033 | 87.6355 | 90.8328 | 92.9827 | 94.3105 | 94.925 | 95.0678 | 94.1379 | 92.068 | 88.5587 | 84.1194 | 81.13 | 79.2399 | 77.6134 | 0.022973 | 0.022655 | 0.022371 | 0.02124 | 0.023207 | 0.027957 | 0.043568 | 0.044427 | 0.053994 | 0.065027 | 0.073581 | 0.077467 | 0.077723 | 0.082381 | 0.088263 | 0.092556 | 0.09618 | 0.086147 | 0.071239 | 0.046153 | 0.037224 | 0.026654 | 0.023046 | 0.02114
Portfolio Adjusted1-in-2Size: Under 20 kWOrange County2024September Monthly Peak | Portfolio Adjusted | 1-in-2 | Size: Under 20 kW | Orange County | 2024 | September Monthly Peak | 9 | 1.1611 | 1.1235 | 1.0956 | 1.0783 | 1.0776 | 1.1245 | 1.1584 | 1.2043 | 1.5297 | 1.984 | 2.3295 | 2.5153 | 2.601 | 2.6818 | 2.7413 | 2.7279 | 2.5519 | 2.1923 | 1.7892 | 1.7915 | 1.6437 | 1.4356 | 1.3264 | 1.2188 | 0 | 0 | 0 | 0 | 0 | 0 | 0 | 0 | 0 | 0 | 0 | 0 | 0 | 0 | 0.054826 | 0.054558 | 0.051037 | 0.043846 | 0 | 0 | 0 | 0 | 0 | 0 | 73.7678 | 72.8248 | 72.0187 | 71.4447 | 70.9069 | 70.2255 | 70.177 | 70.243 | 72.06 | 76.376 | 81.3317 | 86.0275 | 90.0143 | 92.5327 | 94.0032 | 94.6474 | 94.6484 | 93.6719 | 91.9572 | 88.5283 | 84.7144 | 81.7468 | 79.7814 | 78.5611 | 0.022802 | 0.022486 | 0.022204 | 0.021081 | 0.023034 | 0.027748 | 0.043243 | 0.044095 | 0.053591 | 0.064541 | 0.073031 | 0.076889 | 0.077142 | 0.081766 | 0.087604 | 0.091866 | 0.095462 | 0.085504 | 0.070707 | 0.045808 | 0.036947 | 0.026455 | 0.022874 | 0.020982
Portfolio Adjusted1-in-2Size: Under 20 kWOrange County2024October Monthly Peak | Portfolio Adjusted | 1-in-2 | Size: Under 20 kW | Orange County | 2024 | October Monthly Peak | 10 | 1.1066 | 1.0798 | 1.0592 | 1.0461 | 1.0393 | 1.0688 | 1.142 | 1.0903 | 1.2827 | 1.5868 | 1.8331 | 1.9838 | 2.0835 | 2.1599 | 2.2058 | 2.226 | 2.0762 | 1.7892 | 1.6469 | 1.6197 | 1.4821 | 1.3391 | 1.2531 | 1.1641 | 0 | 0 | 0 | 0 | 0 | 0 | 0 | 0 | 0 | 0 | 0 | 0 | 0 | 0 | 0.044117 | 0.044521 | 0.041525 | 0.035784 | 0 | 0 | 0 | 0 | 0 | 0 | 65.7414 | 64.713 | 63.865 | 62.9919 | 62.2395 | 61.6987 | 61.4278 | 61.4824 | 62.685 | 66.3874 | 72.121 | 78.0407 | 83.6543 | 86.8353 | 87.6801 | 88.3116 | 88.6246 | 87.7392 | 85.0654 | 80.2262 | 76.7082 | 73.9544 | 71.7512 | 70.2256 | 0.022719 | 0.022404 | 0.022124 | 0.021005 | 0.02295 | 0.027647 | 0.043086 | 0.043935 | 0.053396 | 0.064306 | 0.072766 | 0.076609 | 0.076862 | 0.081469 | 0.087285 | 0.091532 | 0.095115 | 0.085193 | 0.07045 | 0.045642 | 0.036812 | 0.026359 | 0.022791 | 0.020906
Portfolio Adjusted1-in-2Size: Under 20 kWOrange County2024November Monthly Peak | Portfolio Adjusted | 1-in-2 | Size: Under 20 kW | Orange County | 2024 | November Monthly Peak | 11 | 1.0821 | 1.0681 | 1.0615 | 1.0458 | 1.0375 | 1.0732 | 1.0098 | 1.0035 | 1.2098 | 1.4333 | 1.5767 | 1.6429 | 1.6746 | 1.7012 | 1.709 | 1.6863 | 1.6471 | 1.7469 | 1.5689 | 1.4371 | 1.3553 | 1.2347 | 1.1715 | 1.1093 | 0 | 0 | 0 | 0 | 0 | 0 | 0 | 0 | 0 | 0 | 0 | 0 | 0 | 0 | 0.03418 | 0.033726 | 0.032942 | 0.034937 | 0 | 0 | 0 | 0 | 0 | 0 | 58.7073 | 57.8396 | 57.5783 | 57.082 | 56.0435 | 54.9892 | 55.2626 | 55.0789 | 58.5127 | 62.2965 | 66.9882 | 71.6082 | 74.4112 | 76.0212 | 77.0545 | 76.8927 | 74.9423 | 71.7488 | 68.5325 | 65.9867 | 64.1231 | 63.2816 | 62.4289 | 61.8543 | 0.022882 | 0.022565 | 0.022282 | 0.021156 | 0.023115 | 0.027846 | 0.043396 | 0.04425 | 0.05378 | 0.064769 | 0.073289 | 0.07716 | 0.077414 | 0.082055 | 0.087913 | 0.092189 | 0.095799 | 0.085805 | 0.070956 | 0.04597 | 0.037077 | 0.026548 | 0.022955 | 0.021056
Portfolio Adjusted1-in-2Size: Under 20 kWOrange County2024December Monthly Peak | Portfolio Adjusted | 1-in-2 | Size: Under 20 kW | Orange County | 2024 | December Monthly Peak | 12 | 1.1108 | 1.0992 | 1.0918 | 1.0847 | 1.0834 | 1.1335 | 1.1639 | 1.087 | 1.2593 | 1.4802 | 1.5707 | 1.581 | 1.5364 | 1.5082 | 1.4862 | 1.4518 | 1.491 | 1.6457 | 1.5137 | 1.4285 | 1.3522 | 1.259 | 1.201 | 1.1447 | 0 | 0 | 0 | 0 | 0 | 0 | 0 | 0 | 0 | 0 | 0 | 0 | 0 | 0 | 0.029723 | 0.029036 | 0.02982 | 0.032913 | 0 | 0 | 0 | 0 | 0 | 0 | 49.534 | 48.8447 | 48.1047 | 47.6269 | 47.1463 | 46.5113 | 46.2572 | 46.1164 | 46.8732 | 50.096 | 53.687 | 56.648 | 58.9612 | 60.2268 | 60.8609 | 61.1816 | 60.7776 | 58.7315 | 56.0485 | 53.7722 | 51.9917 | 50.2107 | 48.7286 | 47.5053 | 0.022773 | 0.022457 | 0.022176 | 0.021055 | 0.023005 | 0.027713 | 0.043189 | 0.044039 | 0.053523 | 0.06446 | 0.072939 | 0.076791 | 0.077045 | 0.081663 | 0.087493 | 0.091749 | 0.095342 | 0.085396 | 0.070618 | 0.04575 | 0.0369 | 0.026422 | 0.022846 | 0.020956
Portfolio Adjusted1-in-2Size: Under 20 kWOrange County2024Typical Event Day | Portfolio Adjusted | 1-in-2 | Size: Under 20 kW | Orange County | 2024 | Typical Event Day | 8 | 1.1622 | 1.1212 | 1.0962 | 1.0796 | 1.0789 | 1.106 | 1.0695 | 1.1902 | 1.5146 | 1.9686 | 2.3112 | 2.509 | 2.599 | 2.6574 | 2.7047 | 2.6696 | 2.5075 | 2.1749 | 1.7802 | 1.6678 | 1.653 | 1.428 | 1.3167 | 1.2139 | 0 | 0 | 0 | 0 | 0 | 0 | 0 | 0 | 0 | 0 | 0 | 0 | 0 | 0 | 0.054095 | 0.053392 | 0.05015 | 0.043498 | 0 | 0 | 0 | 0 | 0 | 0 | 73.1795 | 72.1435 | 71.2154 | 70.4379 | 69.7984 | 69.0522 | 68.7048 | 69.131 | 71.4817 | 75.9866 | 80.8375 | 85.2193 | 88.4355 | 90.4564 | 91.8858 | 92.514 | 92.5495 | 91.567 | 89.9749 | 87.0531 | 83.2701 | 79.9731 | 77.8227 | 76.2574 | 0.022842 | 0.022525 | 0.022244 | 0.021119 | 0.023075 | 0.027797 | 0.04332 | 0.044173 | 0.053686 | 0.064655 | 0.073161 | 0.077025 | 0.077279 | 0.081911 | 0.087759 | 0.092028 | 0.095631 | 0.085655 | 0.070832 | 0.045889 | 0.037012 | 0.026502 | 0.022915 | 0.021019
Portfolio Adjusted1-in-2Size: Under 20 kWOrange County2025January Monthly Peak | Portfolio Adjusted | 1-in-2 | Size: Under 20 kW | Orange County | 2025 | January Monthly Peak | 1 | 1.0776 | 1.0642 | 1.041 | 1.0333 | 1.0276 | 1.0664 | 1.1662 | 1.1349 | 1.3488 | 1.5758 | 1.6782 | 1.6609 | 1.5799 | 1.5409 | 1.4938 | 1.456 | 1.4576 | 1.6313 | 1.496 | 1.4083 | 1.3108 | 1.2192 | 1.1596 | 1.1226 | 0 | 0 | 0 | 0 | 0 | 0 | 0 | 0 | 0 | 0 | 0 | 0 | 0 | 0 | 0.029876 | 0.029119 | 0.029152 | 0.032626 | 0 | 0 | 0 | 0 | 0 | 0 | 45.9179 | 44.9693 | 44.3596 | 44.0942 | 43.6313 | 43.4956 | 43.0204 | 42.7493 | 42.9278 | 44.6126 | 47.6617 | 50.1864 | 51.9354 | 53.3475 | 54.2473 | 54.6325 | 54.4062 | 53.0094 | 51.3439 | 49.9123 | 48.9211 | 48.0303 | 47.2949 | 46.5308 | 0.023371 | 0.023048 | 0.022759 | 0.021608 | 0.02361 | 0.028441 | 0.044324 | 0.045197 | 0.05493 | 0.066154 | 0.074856 | 0.07881 | 0.07907 | 0.08381 | 0.089793 | 0.094161 | 0.097848 | 0.087641 | 0.072474 | 0.046953 | 0.03787 | 0.027116 | 0.023446 | 0.021506
Portfolio Adjusted1-in-2Size: Under 20 kWOrange County2025February Monthly Peak | Portfolio Adjusted | 1-in-2 | Size: Under 20 kW | Orange County | 2025 | February Monthly Peak | 2 | 1.0616 | 1.0452 | 1.0354 | 1.0325 | 1.0146 | 1.0363 | 1.1248 | 1.1025 | 1.3207 | 1.5544 | 1.6712 | 1.6709 | 1.6298 | 1.5927 | 1.5679 | 1.5293 | 1.478 | 1.5663 | 1.5513 | 1.454 | 1.3469 | 1.227 | 1.1531 | 1.1059 | 0 | 0 | 0 | 0 | 0 | 0 | 0 | 0 | 0 | 0 | 0 | 0 | 0 | 0 | 0.031357 | 0.030586 | 0.02956 | 0.031326 | 0 | 0 | 0 | 0 | 0 | 0 | 48.1937 | 47.997 | 47.6239 | 47.2829 | 46.6307 | 46.2184 | 46.1256 | 46.1459 | 46.682 | 48.264 | 50.1706 | 51.9403 | 52.7189 | 53.0324 | 53.1974 | 52.7413 | 52.502 | 51.9216 | 50.7308 | 49.3511 | 48.08 | 47.721 | 46.8476 | 45.7017 | 0.023061 | 0.022742 | 0.022457 | 0.021322 | 0.023297 | 0.028064 | 0.043736 | 0.044598 | 0.054202 | 0.065277 | 0.073864 | 0.077765 | 0.078022 | 0.082699 | 0.088602 | 0.092913 | 0.096551 | 0.086479 | 0.071513 | 0.04633 | 0.037368 | 0.026757 | 0.023135 | 0.021221
Portfolio Adjusted1-in-2Size: Under 20 kWOrange County2025March Monthly Peak | Portfolio Adjusted | 1-in-2 | Size: Under 20 kW | Orange County | 2025 | March Monthly Peak | 3 | 1.0574 | 1.0317 | 1.0172 | 1.01 | 1.0049 | 1.0295 | 1.12 | 1.0943 | 1.268 | 1.5058 | 1.6394 | 1.6437 | 1.6053 | 1.5813 | 1.5641 | 1.5456 | 1.4902 | 1.4078 | 1.331 | 1.438 | 1.3455 | 1.228 | 1.1526 | 1.1 | 0 | 0 | 0 | 0 | 0 | 0 | 0 | 0 | 0 | 0 | 0 | 0 | 0 | 0 | 0.031282 | 0.030911 | 0.029803 | 0.028157 | 0 | 0 | 0 | 0 | 0 | 0 | 48.2127 | 47.1079 | 46.1347 | 45.6155 | 45.3522 | 44.8585 | 44.4742 | 44.5697 | 46.5401 | 48.8648 | 51.2162 | 53.1174 | 54.2479 | 55.1305 | 55.5678 | 55.9348 | 55.7335 | 55.1448 | 53.7515 | 51.8143 | 50.498 | 49.3124 | 48.3241 | 47.4542 | 0.023129 | 0.022808 | 0.022523 | 0.021384 | 0.023365 | 0.028146 | 0.043864 | 0.044728 | 0.05436 | 0.065467 | 0.074079 | 0.077992 | 0.078249 | 0.08294 | 0.088861 | 0.093184 | 0.096832 | 0.086731 | 0.071722 | 0.046466 | 0.037477 | 0.026835 | 0.023203 | 0.021283
Portfolio Adjusted1-in-2Size: Under 20 kWOrange County2025April Monthly Peak | Portfolio Adjusted | 1-in-2 | Size: Under 20 kW | Orange County | 2025 | April Monthly Peak | 4 | 1.0479 | 1.0207 | 1.0038 | 0.99292 | 0.98496 | 0.9993 | 0.96863 | 0.9647 | 1.1836 | 1.442 | 1.6182 | 1.7272 | 1.7863 | 1.8499 | 1.9053 | 1.9166 | 1.8304 | 1.6148 | 1.3805 | 1.4292 | 1.4016 | 1.2434 | 1.1716 | 1.0933 | 0 | 0 | 0 | 0 | 0 | 0 | 0 | 0 | 0 | 0 | 0 | 0 | 0 | 0 | 0.038105 | 0.038332 | 0.036608 | 0.032297 | 0 | 0 | 0 | 0 | 0 | 0 | 62.7376 | 61.7379 | 60.3866 | 59.349 | 58.3928 | 57.6539 | 57.3675 | 57.0836 | 59.4753 | 63.6125 | 68.1315 | 72.4651 | 75.8155 | 78.3913 | 80.0399 | 80.7908 | 80.9776 | 79.9601 | 78.0476 | 75.2228 | 71.2085 | 68.2022 | 65.9097 | 63.6539 | 0.022761 | 0.022445 | 0.022165 | 0.021044 | 0.022993 | 0.027699 | 0.043166 | 0.044016 | 0.053495 | 0.064426 | 0.072901 | 0.076751 | 0.077005 | 0.08162 | 0.087447 | 0.091701 | 0.095292 | 0.085351 | 0.070581 | 0.045726 | 0.036881 | 0.026408 | 0.022834 | 0.020945
Portfolio Adjusted1-in-2Size: Under 20 kWOrange County2025May Monthly Peak | Portfolio Adjusted | 1-in-2 | Size: Under 20 kW | Orange County | 2025 | May Monthly Peak | 5 | 1.0592 | 1.0328 | 1.0125 | 1 | 0.99847 | 1.0008 | 0.89435 | 0.99082 | 1.2253 | 1.5115 | 1.7136 | 1.8309 | 1.896 | 1.9586 | 1.9862 | 1.9903 | 1.9085 | 1.6808 | 1.4137 | 1.3842 | 1.422 | 1.2466 | 1.1717 | 1.1011 | 0 | 0 | 0 | 0 | 0 | 0 | 0 | 0 | 0 | 0 | 0 | 0 | 0 | 0 | 0.039724 | 0.039806 | 0.03817 | 0.033616 | 0 | 0 | 0 | 0 | 0 | 0 | 62.7693 | 62.0771 | 61.2354 | 60.2915 | 59.4293 | 58.9575 | 58.7967 | 59.2198 | 60.8962 | 64.8078 | 69.3499 | 73.5916 | 77.6591 | 80.6044 | 82.0176 | 82.8628 | 82.8415 | 81.0978 | 78.7195 | 75.6756 | 71.5829 | 68.0345 | 66.0996 | 64.5875 | 0.022784 | 0.022469 | 0.022187 | 0.021065 | 0.023017 | 0.027727 | 0.04321 | 0.044061 | 0.05355 | 0.064492 | 0.072976 | 0.07683 | 0.077084 | 0.081704 | 0.087537 | 0.091796 | 0.09539 | 0.085439 | 0.070653 | 0.045773 | 0.036918 | 0.026435 | 0.022857 | 0.020966
Portfolio Adjusted1-in-2Size: Under 20 kWOrange County2025June Monthly Peak | Portfolio Adjusted | 1-in-2 | Size: Under 20 kW | Orange County | 2025 | June Monthly Peak | 6 | 1.1044 | 1.071 | 1.043 | 1.0309 | 1.029 | 1.0235 | 0.93023 | 1.0675 | 1.3488 | 1.6937 | 1.9661 | 2.1474 | 2.2412 | 2.3302 | 2.3784 | 2.3692 | 2.2293 | 1.9513 | 1.6043 | 1.4949 | 1.5214 | 1.3478 | 1.2407 | 1.155 | 0 | 0 | 0 | 0 | 0 | 0 | 0 | 0 | 0 | 0 | 0 | 0 | 0 | 0 | 0.047569 | 0.047385 | 0.044586 | 0.039026 | 0 | 0 | 0 | 0 | 0 | 0 | 68.0732 | 67.1384 | 66.1488 | 65.0525 | 64.2875 | 63.4575 | 62.7518 | 63.5187 | 66.4565 | 71.3853 | 76.4387 | 80.8906 | 83.9005 | 85.6305 | 87.1971 | 87.9395 | 88.4733 | 87.6663 | 86.3137 | 83.3565 | 79.2607 | 75.0943 | 72.7187 | 70.913 | 0.022805 | 0.022489 | 0.022208 | 0.021085 | 0.023038 | 0.027752 | 0.04325 | 0.044102 | 0.053599 | 0.064551 | 0.073043 | 0.076901 | 0.077155 | 0.081779 | 0.087618 | 0.09188 | 0.095477 | 0.085517 | 0.070718 | 0.045815 | 0.036952 | 0.026459 | 0.022878 | 0.020985
Portfolio Adjusted1-in-2Size: Under 20 kWOrange County2025July Monthly Peak | Portfolio Adjusted | 1-in-2 | Size: Under 20 kW | Orange County | 2025 | July Monthly Peak | 7 | 1.167 | 1.1244 | 1.0953 | 1.0768 | 1.0764 | 1.0912 | 1.0223 | 1.2011 | 1.5596 | 2.0235 | 2.3649 | 2.569 | 2.6479 | 2.7168 | 2.7567 | 2.7377 | 2.5765 | 2.2532 | 1.8358 | 1.6583 | 1.669 | 1.4521 | 1.3335 | 1.2295 | 0 | 0 | 0 | 0 | 0 | 0 | 0 | 0 | 0 | 0 | 0 | 0 | 0 | 0 | 0.055133 | 0.054754 | 0.05153 | 0.045063 | 0 | 0 | 0 | 0 | 0 | 0 | 75.3673 | 74.4589 | 73.6499 | 72.8724 | 72.1594 | 71.4554 | 71.1046 | 71.9954 | 74.6049 | 78.3365 | 82.4761 | 86.3237 | 88.9944 | 90.6794 | 92.0325 | 92.544 | 92.0083 | 90.7921 | 89.5608 | 87.7691 | 84.9859 | 81.9214 | 79.5509 | 77.9422 | 0.022867 | 0.02255 | 0.022268 | 0.021142 | 0.0231 | 0.027828 | 0.043368 | 0.044222 | 0.053745 | 0.064727 | 0.073242 | 0.07711 | 0.077365 | 0.082002 | 0.087856 | 0.09213 | 0.095737 | 0.08575 | 0.070911 | 0.04594 | 0.037053 | 0.026531 | 0.02294 | 0.021043
Portfolio Adjusted1-in-2Size: Under 20 kWOrange County2025August Monthly Peak | Portfolio Adjusted | 1-in-2 | Size: Under 20 kW | Orange County | 2025 | August Monthly Peak | 8 | 1.1754 | 1.1331 | 1.1073 | 1.0901 | 1.0898 | 1.1176 | 1.0808 | 1.2162 | 1.5616 | 2.0436 | 2.4101 | 2.6212 | 2.7122 | 2.773 | 2.8212 | 2.7823 | 2.6079 | 2.2626 | 1.8417 | 1.7165 | 1.6912 | 1.4545 | 1.3375 | 1.2305 | 0 | 0 | 0 | 0 | 0 | 0 | 0 | 0 | 0 | 0 | 0 | 0 | 0 | 0 | 0.056424 | 0.055646 | 0.052157 | 0.045252 | 0 | 0 | 0 | 0 | 0 | 0 | 75.5095 | 74.1518 | 73.0443 | 72.3819 | 71.8397 | 71.0705 | 70.7859 | 70.767 | 72.8053 | 77.8486 | 83.1033 | 87.6355 | 90.8328 | 92.9827 | 94.3105 | 94.925 | 95.0678 | 94.1379 | 92.068 | 88.5587 | 84.1194 | 81.13 | 79.2399 | 77.6134 | 0.022973 | 0.022655 | 0.022371 | 0.02124 | 0.023207 | 0.027957 | 0.043568 | 0.044427 | 0.053994 | 0.065026 | 0.073581 | 0.077467 | 0.077723 | 0.082381 | 0.088263 | 0.092556 | 0.09618 | 0.086147 | 0.071239 | 0.046153 | 0.037224 | 0.026654 | 0.023046 | 0.02114
Portfolio Adjusted1-in-2Size: Under 20 kWOrange County2025September Monthly Peak | Portfolio Adjusted | 1-in-2 | Size: Under 20 kW | Orange County | 2025 | September Monthly Peak | 9 | 1.1611 | 1.1235 | 1.0956 | 1.0783 | 1.0776 | 1.1245 | 1.1584 | 1.2043 | 1.5297 | 1.984 | 2.3295 | 2.5153 | 2.601 | 2.6818 | 2.7413 | 2.7279 | 2.5519 | 2.1923 | 1.7892 | 1.7915 | 1.6437 | 1.4356 | 1.3264 | 1.2188 | 0 | 0 | 0 | 0 | 0 | 0 | 0 | 0 | 0 | 0 | 0 | 0 | 0 | 0 | 0.054826 | 0.054558 | 0.051037 | 0.043846 | 0 | 0 | 0 | 0 | 0 | 0 | 73.7678 | 72.8248 | 72.0187 | 71.4447 | 70.9069 | 70.2255 | 70.177 | 70.243 | 72.06 | 76.376 | 81.3317 | 86.0275 | 90.0143 | 92.5328 | 94.0032 | 94.6474 | 94.6484 | 93.6719 | 91.9572 | 88.5283 | 84.7144 | 81.7468 | 79.7814 | 78.5611 | 0.022802 | 0.022486 | 0.022204 | 0.021081 | 0.023034 | 0.027748 | 0.043243 | 0.044095 | 0.053591 | 0.064541 | 0.073031 | 0.076889 | 0.077142 | 0.081766 | 0.087604 | 0.091866 | 0.095462 | 0.085504 | 0.070707 | 0.045808 | 0.036947 | 0.026455 | 0.022874 | 0.020982
Portfolio Adjusted1-in-2Size: Under 20 kWOrange County2025October Monthly Peak | Portfolio Adjusted | 1-in-2 | Size: Under 20 kW | Orange County | 2025 | October Monthly Peak | 10 | 1.1066 | 1.0798 | 1.0592 | 1.0461 | 1.0393 | 1.0688 | 1.142 | 1.0903 | 1.2827 | 1.5868 | 1.8331 | 1.9838 | 2.0835 | 2.1599 | 2.2058 | 2.226 | 2.0762 | 1.7892 | 1.6469 | 1.6197 | 1.4821 | 1.3391 | 1.2531 | 1.1641 | 0 | 0 | 0 | 0 | 0 | 0 | 0 | 0 | 0 | 0 | 0 | 0 | 0 | 0 | 0.044117 | 0.044521 | 0.041525 | 0.035784 | 0 | 0 | 0 | 0 | 0 | 0 | 65.7414 | 64.713 | 63.865 | 62.9919 | 62.2395 | 61.6987 | 61.4278 | 61.4824 | 62.685 | 66.3874 | 72.121 | 78.0407 | 83.6543 | 86.8353 | 87.6801 | 88.3116 | 88.6246 | 87.7392 | 85.0654 | 80.2262 | 76.7082 | 73.9544 | 71.7512 | 70.2256 | 0.022719 | 0.022404 | 0.022124 | 0.021005 | 0.02295 | 0.027647 | 0.043086 | 0.043935 | 0.053396 | 0.064306 | 0.072766 | 0.076609 | 0.076862 | 0.081469 | 0.087285 | 0.091532 | 0.095115 | 0.085193 | 0.07045 | 0.045642 | 0.036812 | 0.026359 | 0.022791 | 0.020906
Portfolio Adjusted1-in-2Size: Under 20 kWOrange County2025November Monthly Peak | Portfolio Adjusted | 1-in-2 | Size: Under 20 kW | Orange County | 2025 | November Monthly Peak | 11 | 1.0821 | 1.0681 | 1.0615 | 1.0458 | 1.0375 | 1.0732 | 1.0098 | 1.0035 | 1.2098 | 1.4333 | 1.5767 | 1.6429 | 1.6746 | 1.7012 | 1.709 | 1.6863 | 1.6471 | 1.7469 | 1.5689 | 1.4371 | 1.3553 | 1.2347 | 1.1715 | 1.1093 | 0 | 0 | 0 | 0 | 0 | 0 | 0 | 0 | 0 | 0 | 0 | 0 | 0 | 0 | 0.03418 | 0.033726 | 0.032942 | 0.034937 | 0 | 0 | 0 | 0 | 0 | 0 | 58.7073 | 57.8396 | 57.5783 | 57.082 | 56.0435 | 54.9892 | 55.2626 | 55.0789 | 58.5128 | 62.2965 | 66.9882 | 71.6082 | 74.4112 | 76.0212 | 77.0545 | 76.8927 | 74.9423 | 71.7488 | 68.5325 | 65.9867 | 64.1231 | 63.2816 | 62.4289 | 61.8543 | 0.022882 | 0.022565 | 0.022282 | 0.021156 | 0.023115 | 0.027846 | 0.043396 | 0.04425 | 0.05378 | 0.064769 | 0.073289 | 0.07716 | 0.077414 | 0.082055 | 0.087913 | 0.092189 | 0.095799 | 0.085805 | 0.070956 | 0.04597 | 0.037077 | 0.026548 | 0.022955 | 0.021056
Portfolio Adjusted1-in-2Size: Under 20 kWOrange County2025December Monthly Peak | Portfolio Adjusted | 1-in-2 | Size: Under 20 kW | Orange County | 2025 | December Monthly Peak | 12 | 1.1108 | 1.0992 | 1.0918 | 1.0847 | 1.0834 | 1.1335 | 1.1639 | 1.087 | 1.2593 | 1.4802 | 1.5707 | 1.581 | 1.5364 | 1.5082 | 1.4862 | 1.4518 | 1.491 | 1.6457 | 1.5137 | 1.4285 | 1.3522 | 1.259 | 1.201 | 1.1447 | 0 | 0 | 0 | 0 | 0 | 0 | 0 | 0 | 0 | 0 | 0 | 0 | 0 | 0 | 0.029723 | 0.029036 | 0.02982 | 0.032913 | 0 | 0 | 0 | 0 | 0 | 0 | 49.534 | 48.8447 | 48.1047 | 47.6269 | 47.1463 | 46.5114 | 46.2572 | 46.1164 | 46.8732 | 50.096 | 53.687 | 56.648 | 58.9612 | 60.2268 | 60.8609 | 61.1816 | 60.7776 | 58.7315 | 56.0485 | 53.7722 | 51.9917 | 50.2107 | 48.7286 | 47.5053 | 0.022773 | 0.022457 | 0.022176 | 0.021055 | 0.023005 | 0.027713 | 0.043189 | 0.044039 | 0.053523 | 0.06446 | 0.072939 | 0.076791 | 0.077045 | 0.081663 | 0.087493 | 0.091749 | 0.095342 | 0.085396 | 0.070618 | 0.04575 | 0.0369 | 0.026422 | 0.022846 | 0.020956
Portfolio Adjusted1-in-2Size: Under 20 kWOrange County2025Typical Event Day | Portfolio Adjusted | 1-in-2 | Size: Under 20 kW | Orange County | 2025 | Typical Event Day | 8 | 1.1622 | 1.1212 | 1.0962 | 1.0796 | 1.0789 | 1.106 | 1.0695 | 1.1902 | 1.5146 | 1.9686 | 2.3112 | 2.509 | 2.599 | 2.6574 | 2.7047 | 2.6696 | 2.5075 | 2.1749 | 1.7802 | 1.6678 | 1.653 | 1.428 | 1.3167 | 1.2139 | 0 | 0 | 0 | 0 | 0 | 0 | 0 | 0 | 0 | 0 | 0 | 0 | 0 | 0 | 0.054095 | 0.053392 | 0.05015 | 0.043498 | 0 | 0 | 0 | 0 | 0 | 0 | 73.1795 | 72.1435 | 71.2154 | 70.4379 | 69.7984 | 69.0522 | 68.7048 | 69.131 | 71.4817 | 75.9866 | 80.8375 | 85.2193 | 88.4355 | 90.4564 | 91.8858 | 92.514 | 92.5495 | 91.567 | 89.9749 | 87.0531 | 83.2701 | 79.9731 | 77.8227 | 76.2574 | 0.022842 | 0.022525 | 0.022244 | 0.021119 | 0.023075 | 0.027797 | 0.04332 | 0.044173 | 0.053686 | 0.064655 | 0.073161 | 0.077025 | 0.077279 | 0.081911 | 0.087759 | 0.092028 | 0.095631 | 0.085655 | 0.070832 | 0.045889 | 0.037012 | 0.026502 | 0.022915 | 0.021019
Portfolio Adjusted1-in-10Size: Under 20 kWSouth of Lugo2015January Monthly Peak | Portfolio Adjusted | 1-in-10 | Size: Under 20 kW | South of Lugo | 2015 | January Monthly Peak | 1
Portfolio Adjusted1-in-10Size: Under 20 kWSouth of Lugo2015February Monthly Peak | Portfolio Adjusted | 1-in-10 | Size: Under 20 kW | South of Lugo | 2015 | February Monthly Peak | 2
Portfolio Adjusted1-in-10Size: Under 20 kWSouth of Lugo2015March Monthly Peak | Portfolio Adjusted | 1-in-10 | Size: Under 20 kW | South of Lugo | 2015 | March Monthly Peak | 3
Portfolio Adjusted1-in-10Size: Under 20 kWSouth of Lugo2015April Monthly Peak | Portfolio Adjusted | 1-in-10 | Size: Under 20 kW | South of Lugo | 2015 | April Monthly Peak | 4
Portfolio Adjusted1-in-10Size: Under 20 kWSouth of Lugo2015May Monthly Peak | Portfolio Adjusted | 1-in-10 | Size: Under 20 kW | South of Lugo | 2015 | May Monthly Peak | 5
Portfolio Adjusted1-in-10Size: Under 20 kWSouth of Lugo2015June Monthly Peak | Portfolio Adjusted | 1-in-10 | Size: Under 20 kW | South of Lugo | 2015 | June Monthly Peak | 6
Portfolio Adjusted1-in-10Size: Under 20 kWSouth of Lugo2015July Monthly Peak | Portfolio Adjusted | 1-in-10 | Size: Under 20 kW | South of Lugo | 2015 | July Monthly Peak | 7
Portfolio Adjusted1-in-10Size: Under 20 kWSouth of Lugo2015August Monthly Peak | Portfolio Adjusted | 1-in-10 | Size: Under 20 kW | South of Lugo | 2015 | August Monthly Peak | 8
Portfolio Adjusted1-in-10Size: Under 20 kWSouth of Lugo2015September Monthly Peak | Portfolio Adjusted | 1-in-10 | Size: Under 20 kW | South of Lugo | 2015 | September Monthly Peak | 9
Portfolio Adjusted1-in-10Size: Under 20 kWSouth of Lugo2015October Monthly Peak | Portfolio Adjusted | 1-in-10 | Size: Under 20 kW | South of Lugo | 2015 | October Monthly Peak | 10
Portfolio Adjusted1-in-10Size: Under 20 kWSouth of Lugo2015November Monthly Peak | Portfolio Adjusted | 1-in-10 | Size: Under 20 kW | South of Lugo | 2015 | November Monthly Peak | 11
Portfolio Adjusted1-in-10Size: Under 20 kWSouth of Lugo2015December Monthly Peak | Portfolio Adjusted | 1-in-10 | Size: Under 20 kW | South of Lugo | 2015 | December Monthly Peak | 12
Portfolio Adjusted1-in-10Size: Under 20 kWSouth of Lugo2015Typical Event Day | Portfolio Adjusted | 1-in-10 | Size: Under 20 kW | South of Lugo | 2015 | Typical Event Day | 8
Portfolio Adjusted1-in-10Size: Under 20 kWSouth of Lugo2016January Monthly Peak | Portfolio Adjusted | 1-in-10 | Size: Under 20 kW | South of Lugo | 2016 | January Monthly Peak | 1
Portfolio Adjusted1-in-10Size: Under 20 kWSouth of Lugo2016February Monthly Peak | Portfolio Adjusted | 1-in-10 | Size: Under 20 kW | South of Lugo | 2016 | February Monthly Peak | 2
Portfolio Adjusted1-in-10Size: Under 20 kWSouth of Lugo2016March Monthly Peak | Portfolio Adjusted | 1-in-10 | Size: Under 20 kW | South of Lugo | 2016 | March Monthly Peak | 3
Portfolio Adjusted1-in-10Size: Under 20 kWSouth of Lugo2016April Monthly Peak | Portfolio Adjusted | 1-in-10 | Size: Under 20 kW | South of Lugo | 2016 | April Monthly Peak | 4
Portfolio Adjusted1-in-10Size: Under 20 kWSouth of Lugo2016May Monthly Peak | Portfolio Adjusted | 1-in-10 | Size: Under 20 kW | South of Lugo | 2016 | May Monthly Peak | 5
Portfolio Adjusted1-in-10Size: Under 20 kWSouth of Lugo2016June Monthly Peak | Portfolio Adjusted | 1-in-10 | Size: Under 20 kW | South of Lugo | 2016 | June Monthly Peak | 6
Portfolio Adjusted1-in-10Size: Under 20 kWSouth of Lugo2016July Monthly Peak | Portfolio Adjusted | 1-in-10 | Size: Under 20 kW | South of Lugo | 2016 | July Monthly Peak | 7
Portfolio Adjusted1-in-10Size: Under 20 kWSouth of Lugo2016August Monthly Peak | Portfolio Adjusted | 1-in-10 | Size: Under 20 kW | South of Lugo | 2016 | August Monthly Peak | 8
Portfolio Adjusted1-in-10Size: Under 20 kWSouth of Lugo2016September Monthly Peak | Portfolio Adjusted | 1-in-10 | Size: Under 20 kW | South of Lugo | 2016 | September Monthly Peak | 9
Portfolio Adjusted1-in-10Size: Under 20 kWSouth of Lugo2016October Monthly Peak | Portfolio Adjusted | 1-in-10 | Size: Under 20 kW | South of Lugo | 2016 | October Monthly Peak | 10
Portfolio Adjusted1-in-10Size: Under 20 kWSouth of Lugo2016November Monthly Peak | Portfolio Adjusted | 1-in-10 | Size: Under 20 kW | South of Lugo | 2016 | November Monthly Peak | 11
Portfolio Adjusted1-in-10Size: Under 20 kWSouth of Lugo2016December Monthly Peak | Portfolio Adjusted | 1-in-10 | Size: Under 20 kW | South of Lugo | 2016 | December Monthly Peak | 12
Portfolio Adjusted1-in-10Size: Under 20 kWSouth of Lugo2016Typical Event Day | Portfolio Adjusted | 1-in-10 | Size: Under 20 kW | South of Lugo | 2016 | Typical Event Day | 8
Portfolio Adjusted1-in-10Size: Under 20 kWSouth of Lugo2017January Monthly Peak | Portfolio Adjusted | 1-in-10 | Size: Under 20 kW | South of Lugo | 2017 | January Monthly Peak | 1
Portfolio Adjusted1-in-10Size: Under 20 kWSouth of Lugo2017February Monthly Peak | Portfolio Adjusted | 1-in-10 | Size: Under 20 kW | South of Lugo | 2017 | February Monthly Peak | 2
Portfolio Adjusted1-in-10Size: Under 20 kWSouth of Lugo2017March Monthly Peak | Portfolio Adjusted | 1-in-10 | Size: Under 20 kW | South of Lugo | 2017 | March Monthly Peak | 3
Portfolio Adjusted1-in-10Size: Under 20 kWSouth of Lugo2017April Monthly Peak | Portfolio Adjusted | 1-in-10 | Size: Under 20 kW | South of Lugo | 2017 | April Monthly Peak | 4 | 1.0187 | 0.98372 | 0.97267 | 0.95753 | 0.95612 | 0.97557 | 0.90769 | 0.80684 | 1.0175 | 1.2586 | 1.5191 | 1.6668 | 1.7871 | 1.8371 | 1.8661 | 1.8356 | 1.7866 | 1.6106 | 1.3926 | 1.4678 | 1.4239 | 1.2947 | 1.1504 | 1.0719 | 0 | 0 | 0 | 0 | 0 | 0 | 0 | 0 | 0 | 0 | 0 | 0 | 0 | 0 | 0.037322 | 0.036713 | 0.035733 | 0.032212 | 0 | 0 | 0 | 0 | 0 | 0 | 70.1919 | 69.2226 | 67.6477 | 66.0733 | 64.72 | 63.8646 | 63.4846 | 63.5643 | 66.279 | 71.8958 | 77.2437 | 82.3375 | 85.2937 | 86.0531 | 85.1521 | 85.1146 | 85.0531 | 85.151 | 83.7958 | 79.7781 | 75.039 | 70.3737 | 68.0669 | 67.0962 | 0.026684 | 0.024345 | 0.023982 | 0.02221 | 0.018991 | 0.021106 | 0.039755 | 0.038781 | 0.048011 | 0.068585 | 0.074327 | 0.07644 | 0.076609 | 0.084286 | 0.083681 | 0.081144 | 0.08385 | 0.073075 | 0.076777 | 0.053267 | 0.040738 | 0.035049 | 0.029485 | 0.026583
Portfolio Adjusted1-in-10Size: Under 20 kWSouth of Lugo2017May Monthly Peak | Portfolio Adjusted | 1-in-10 | Size: Under 20 kW | South of Lugo | 2017 | May Monthly Peak | 5 | 1.0553 | 1.0257 | 1.0122 | 1.001 | 0.97544 | 0.98187 | 0.86133 | 0.82571 | 1.0555 | 1.3198 | 1.5632 | 1.7199 | 1.8055 | 1.8622 | 1.8686 | 1.8464 | 1.8019 | 1.6031 | 1.3795 | 1.3508 | 1.4012 | 1.2898 | 1.1625 | 1.0987 | 0 | 0 | 0 | 0 | 0 | 0 | 0 | 0 | 0 | 0 | 0 | 0 | 0 | 0 | 0.037372 | 0.036928 | 0.036038 | 0.032063 | 0 | 0 | 0 | 0 | 0 | 0 | 67.3432 | 66.7697 | 65.3933 | 64.6751 | 64.1675 | 63.5522 | 63.8111 | 63.9043 | 66.8571 | 72.4066 | 77.5302 | 81.1854 | 83.0409 | 83.7621 | 85.9813 | 87.201 | 87.774 | 86.5896 | 84.9875 | 82.7746 | 79.6011 | 75.6239 | 72.4719 | 70.1918 | 0.026493 | 0.024171 | 0.02381 | 0.022052 | 0.018855 | 0.020955 | 0.039471 | 0.038504 | 0.047668 | 0.068095 | 0.073796 | 0.075893 | 0.076061 | 0.083683 | 0.083083 | 0.080564 | 0.08325 | 0.072552 | 0.076228 | 0.052886 | 0.040447 | 0.034798 | 0.029274 | 0.026393
Portfolio Adjusted1-in-10Size: Under 20 kWSouth of Lugo2017June Monthly Peak | Portfolio Adjusted | 1-in-10 | Size: Under 20 kW | South of Lugo | 2017 | June Monthly Peak | 6 | 1.0637 | 1.0324 | 1.0262 | 1.0097 | 0.97983 | 0.9779 | 0.86722 | 0.84315 | 1.0917 | 1.3538 | 1.591 | 1.725 | 1.8271 | 1.8831 | 1.9051 | 1.8663 | 1.8241 | 1.639 | 1.3986 | 1.3237 | 1.3985 | 1.2914 | 1.1788 | 1.1119 | 0 | 0 | 0 | 0 | 0 | 0 | 0 | 0 | 0 | 0 | 0 | 0 | 0 | 0 | 0.038102 | 0.037326 | 0.036482 | 0.032779 | 0 | 0 | 0 | 0 | 0 | 0 | 66.0431 | 65.6202 | 65.3908 | 65.378 | 64.2725 | 63.5108 | 63.4993 | 64.5075 | 67.1272 | 71.3215 | 76.2729 | 79.8417 | 81.4312 | 81.4135 | 82.5854 | 82.8021 | 84.1083 | 83.9031 | 83.9104 | 82.1365 | 77.7625 | 73.7886 | 71.2896 | 69.8125 | 0.026495 | 0.024172 | 0.023812 | 0.022053 | 0.018856 | 0.020956 | 0.039473 | 0.038506 | 0.04767 | 0.068098 | 0.0738 | 0.075897 | 0.076065 | 0.083687 | 0.083087 | 0.080568 | 0.083254 | 0.072556 | 0.076232 | 0.052889 | 0.040449 | 0.0348 | 0.029276 | 0.026394
Portfolio Adjusted1-in-10Size: Under 20 kWSouth of Lugo2017July Monthly Peak | Portfolio Adjusted | 1-in-10 | Size: Under 20 kW | South of Lugo | 2017 | July Monthly Peak | 7 | 1.0995 | 1.0679 | 1.0593 | 1.041 | 1.0074 | 1.0278 | 0.92226 | 0.90002 | 1.2233 | 1.5523 | 1.8234 | 1.9672 | 2.0583 | 2.1217 | 2.1091 | 2.0532 | 2.0057 | 1.7837 | 1.5169 | 1.4134 | 1.4719 | 1.3647 | 1.2264 | 1.1488 | 0 | 0 | 0 | 0 | 0 | 0 | 0 | 0 | 0 | 0 | 0 | 0 | 0 | 0 | 0.042183 | 0.041064 | 0.040114 | 0.035674 | 0 | 0 | 0 | 0 | 0 | 0 | 69.5561 | 68.8384 | 68.6044 | 68.4392 | 68.0727 | 67.8379 | 67.419 | 67.5766 | 70.3285 | 74.4135 | 77.9656 | 79.124 | 80.1281 | 81.626 | 83.9365 | 84.9156 | 87.2115 | 85.75 | 83.8 | 80.9885 | 77.7833 | 75.2844 | 73.5846 | 72.4404 | 0.02643 | 0.024113 | 0.023753 | 0.021999 | 0.01881 | 0.020905 | 0.039376 | 0.038412 | 0.047554 | 0.067932 | 0.073619 | 0.075711 | 0.075879 | 0.083483 | 0.082884 | 0.080371 | 0.08305 | 0.072379 | 0.076046 | 0.052759 | 0.04035 | 0.034715 | 0.029204 | 0.02633
Portfolio Adjusted1-in-10Size: Under 20 kWSouth of Lugo2017August Monthly Peak | Portfolio Adjusted | 1-in-10 | Size: Under 20 kW | South of Lugo | 2017 | August Monthly Peak | 8 | 1.087 | 1.0573 | 1.052 | 1.0397 | 1.0163 | 1.0453 | 0.97982 | 0.90552 | 1.2351 | 1.5693 | 1.8644 | 2.0211 | 2.124 | 2.1798 | 2.1782 | 2.1225 | 2.05 | 1.7885 | 1.5192 | 1.485 | 1.4917 | 1.3368 | 1.2053 | 1.1287 | 0 | 0 | 0 | 0 | 0 | 0 | 0 | 0 | 0 | 0 | 0 | 0 | 0 | 0 | 0.043564 | 0.042449 | 0.041 | 0.03577 | 0 | 0 | 0 | 0 | 0 | 0 | 70.3693 | 69.9793 | 69.8842 | 69.5911 | 69.1693 | 69.0166 | 68.9142 | 69.1806 | 71.4847 | 75.2333 | 78.5479 | 81.8979 | 84.4208 | 85.799 | 86.2187 | 87.3625 | 87.8458 | 88.2344 | 87.3958 | 83.6271 | 78.5281 | 75.1679 | 73.1425 | 71.862 | 0.02651 | 0.024187 | 0.023826 | 0.022066 | 0.018867 | 0.020969 | 0.039496 | 0.038529 | 0.047699 | 0.068139 | 0.073843 | 0.075942 | 0.07611 | 0.083737 | 0.083136 | 0.080616 | 0.083304 | 0.072599 | 0.076277 | 0.05292 | 0.040473 | 0.034821 | 0.029293 | 0.02641
Portfolio Adjusted1-in-10Size: Under 20 kWSouth of Lugo2017September Monthly Peak | Portfolio Adjusted | 1-in-10 | Size: Under 20 kW | South of Lugo | 2017 | September Monthly Peak | 9 | 1.1203 | 1.0871 | 1.0768 | 1.0589 | 1.035 | 1.054 | 1.045 | 0.96316 | 1.3032 | 1.6863 | 1.9968 | 2.1772 | 2.2952 | 2.3639 | 2.3488 | 2.2715 | 2.2139 | 1.9381 | 1.6425 | 1.6546 | 1.52 | 1.3777 | 1.2465 | 1.171 | 0 | 0 | 0 | 0 | 0 | 0 | 0 | 0 | 0 | 0 | 0 | 0 | 0 | 0 | 0.046976 | 0.04543 | 0.044277 | 0.038762 | 0 | 0 | 0 | 0 | 0 | 0 | 73.697 | 72.8129 | 72.3183 | 72.0331 | 71.3864 | 70.8911 | 70.7455 | 71.0126 | 73.1385 | 77.2448 | 81.9302 | 87.3667 | 91.4594 | 94.6812 | 94.7042 | 94.6156 | 94.1437 | 93.0187 | 91.7219 | 89.1906 | 85.4375 | 80.2521 | 76.975 | 75.0333 | 0.026649 | 0.024313 | 0.02395 | 0.022181 | 0.018966 | 0.021078 | 0.039702 | 0.03873 | 0.047948 | 0.068495 | 0.074229 | 0.076339 | 0.076508 | 0.084175 | 0.083571 | 0.081037 | 0.083739 | 0.072979 | 0.076676 | 0.053197 | 0.040685 | 0.035003 | 0.029446 | 0.026548
Portfolio Adjusted1-in-10Size: Under 20 kWSouth of Lugo2017October Monthly Peak | Portfolio Adjusted | 1-in-10 | Size: Under 20 kW | South of Lugo | 2017 | October Monthly Peak | 10 | 1.0425 | 1.0175 | 1.0079 | 0.99312 | 0.98355 | 1.0003 | 1.0405 | 0.92762 | 1.0954 | 1.3739 | 1.6454 | 1.8276 | 1.9508 | 2.0155 | 2.0359 | 1.9664 | 1.8794 | 1.6776 | 1.6112 | 1.5411 | 1.4127 | 1.2765 | 1.1643 | 1.0962 | 0 | 0 | 0 | 0 | 0 | 0 | 0 | 0 | 0 | 0 | 0 | 0 | 0 | 0 | 0.040719 | 0.039328 | 0.037588 | 0.033552 | 0 | 0 | 0 | 0 | 0 | 0 | 71.614 | 71.1602 | 70.2623 | 69.3406 | 68.3106 | 68.1178 | 68.2452 | 68.4018 | 69.514 | 72.2829 | 76.6396 | 81.6135 | 84.3979 | 85.6813 | 86.151 | 86.599 | 85.6656 | 82.9323 | 79.3215 | 77.1326 | 75.129 | 73.7063 | 72.5008 | 71.3719 | 0.026498 | 0.024176 | 0.023815 | 0.022056 | 0.018859 | 0.020959 | 0.039478 | 0.038512 | 0.047677 | 0.068108 | 0.073811 | 0.075908 | 0.076076 | 0.0837 | 0.083099 | 0.08058 | 0.083266 | 0.072567 | 0.076244 | 0.052897 | 0.040455 | 0.034805 | 0.02928 | 0.026398
Portfolio Adjusted1-in-10Size: Under 20 kWSouth of Lugo2017November Monthly Peak | Portfolio Adjusted | 1-in-10 | Size: Under 20 kW | South of Lugo | 2017 | November Monthly Peak | 11 | 1.0222 | 1.0003 | 0.98694 | 0.96491 | 0.96706 | 0.96686 | 0.91084 | 0.83385 | 0.97645 | 1.1771 | 1.3679 | 1.4805 | 1.5467 | 1.5833 | 1.6012 | 1.5734 | 1.624 | 1.7401 | 1.5738 | 1.4431 | 1.3325 | 1.2193 | 1.1312 | 1.0659 | 0 | 0 | 0 | 0 | 0 | 0 | 0 | 0 | 0 | 0 | 0 | 0 | 0 | 0 | 0.032024 | 0.031469 | 0.032479 | 0.034802 | 0 | 0 | 0 | 0 | 0 | 0 | 64.2046 | 62.4893 | 61.6753 | 60.139 | 59.1647 | 58.434 | 57.7393 | 58.8 | 61.5851 | 66.852 | 72.4434 | 76.6385 | 78.6636 | 80.1752 | 80.8852 | 80.3184 | 78.8991 | 76.8286 | 74.8509 | 72.1578 | 70.4551 | 69.036 | 67.2019 | 66.0062 | 0.026605 | 0.024273 | 0.023911 | 0.022145 | 0.018934 | 0.021043 | 0.039637 | 0.038666 | 0.047869 | 0.068382 | 0.074107 | 0.076213 | 0.076381 | 0.084036 | 0.083433 | 0.080904 | 0.083601 | 0.072858 | 0.07655 | 0.053109 | 0.040617 | 0.034945 | 0.029398 | 0.026504
Portfolio Adjusted1-in-10Size: Under 20 kWSouth of Lugo2017December Monthly Peak | Portfolio Adjusted | 1-in-10 | Size: Under 20 kW | South of Lugo | 2017 | December Monthly Peak | 12 | 1.0491 | 1.0194 | 1.0076 | 0.98123 | 0.99231 | 1.0076 | 1.085 | 1.0118 | 1.1891 | 1.3917 | 1.446 | 1.4395 | 1.4104 | 1.3643 | 1.3015 | 1.3353 | 1.4798 | 1.6915 | 1.4986 | 1.4181 | 1.3038 | 1.2024 | 1.1285 | 1.0876 | 0 | 0 | 0 | 0 | 0 | 0 | 0 | 0 | 0 | 0 | 0 | 0 | 0 | 0 | 0.02603 | 0.026706 | 0.029596 | 0.033831 | 0 | 0 | 0 | 0 | 0 | 0 | 47.0542 | 46.4561 | 45.5647 | 44.87 | 44.3143 | 43.2102 | 43.9249 | 44.4089 | 45.7446 | 47.7817 | 50.294 | 52.0915 | 53.1892 | 52.8644 | 52.8417 | 52.7295 | 52.4091 | 51.1939 | 49.9873 | 49.2161 | 48.2111 | 47.6003 | 46.8383 | 46.5452 | 0.028157 | 0.025689 | 0.025305 | 0.023436 | 0.020039 | 0.022271 | 0.041949 | 0.040922 | 0.050661 | 0.07237 | 0.078429 | 0.080659 | 0.080837 | 0.088937 | 0.088299 | 0.085623 | 0.088477 | 0.077108 | 0.081015 | 0.056207 | 0.042987 | 0.036983 | 0.031112 | 0.02805
Portfolio Adjusted1-in-10Size: Under 20 kWSouth of Lugo2017Typical Event Day | Portfolio Adjusted | 1-in-10 | Size: Under 20 kW | South of Lugo | 2017 | Typical Event Day | 8 | 1.0856 | 1.056 | 1.051 | 1.0387 | 1.0153 | 1.0444 | 0.97945 | 0.90339 | 1.2281 | 1.5577 | 1.8491 | 2.0035 | 2.105 | 2.1605 | 2.1595 | 2.1045 | 2.0326 | 1.7737 | 1.5089 | 1.4767 | 1.4866 | 1.3334 | 1.203 | 1.1265 | 0 | 0 | 0 | 0 | 0 | 0 | 0 | 0 | 0 | 0 | 0 | 0 | 0 | 0 | 0.043191 | 0.042091 | 0.040651 | 0.035475 | 0 | 0 | 0 | 0 | 0 | 0 | 69.9164 | 69.3127 | 69.0494 | 68.8604 | 68.2252 | 67.8141 | 67.6445 | 68.0693 | 70.5197 | 74.5533 | 78.6792 | 82.0576 | 84.3599 | 85.8799 | 86.8612 | 87.424 | 88.3273 | 87.7266 | 86.707 | 83.9857 | 79.8779 | 76.1233 | 73.7479 | 72.2871 | 0.026492 | 0.02417 | 0.023809 | 0.02205 | 0.018854 | 0.020954 | 0.039469 | 0.038502 | 0.047665 | 0.068091 | 0.073792 | 0.075889 | 0.076057 | 0.083679 | 0.083078 | 0.08056 | 0.083246 | 0.072549 | 0.076224 | 0.052883 | 0.040445 | 0.034796 | 0.029273 | 0.026392
Portfolio Adjusted1-in-10Size: Under 20 kWSouth of Lugo2018January Monthly Peak | Portfolio Adjusted | 1-in-10 | Size: Under 20 kW | South of Lugo | 2018 | January Monthly Peak | 1 | 1.08 | 1.0472 | 1.015 | 1.0073 | 1.0167 | 1.0669 | 1.1226 | 1.0288 | 1.262 | 1.444 | 1.5057 | 1.4952 | 1.4663 | 1.421 | 1.3774 | 1.3761 | 1.3939 | 1.6476 | 1.5682 | 1.4828 | 1.3655 | 1.2754 | 1.1761 | 1.1388 | 0 | 0 | 0 | 0 | 0 | 0 | 0 | 0 | 0 | 0 | 0 | 0 | 0 | 0 | 0.027548 | 0.027522 | 0.027878 | 0.032951 | 0 | 0 | 0 | 0 | 0 | 0 | 46.1952 | 46.1547 | 45.5354 | 44.8149 | 44.5482 | 44.2005 | 43.1041 | 42.8347 | 43.819 | 46.4974 | 48.5388 | 50.5997 | 52.6883 | 53.7132 | 54.6593 | 54.8785 | 54.4648 | 53.4796 | 51.9073 | 50.8775 | 50.0549 | 49.7046 | 49.4877 | 48.3856 | 0.028186 | 0.025715 | 0.025331 | 0.02346 | 0.020059 | 0.022294 | 0.041992 | 0.040964 | 0.050713 | 0.072445 | 0.07851 | 0.080742 | 0.08092 | 0.089029 | 0.08839 | 0.085711 | 0.088568 | 0.077187 | 0.081098 | 0.056265 | 0.043031 | 0.037021 | 0.031144 | 0.028079
Portfolio Adjusted1-in-10Size: Under 20 kWSouth of Lugo2018February Monthly Peak | Portfolio Adjusted | 1-in-10 | Size: Under 20 kW | South of Lugo | 2018 | February Monthly Peak | 2 | 1.0405 | 1.0121 | 1.0033 | 1.0007 | 1.0062 | 1.0336 | 1.0247 | 0.94507 | 1.1071 | 1.2655 | 1.3672 | 1.4063 | 1.4589 | 1.4408 | 1.4329 | 1.4108 | 1.4021 | 1.509 | 1.5797 | 1.4612 | 1.3443 | 1.2604 | 1.1718 | 1.118 | 0 | 0 | 0 | 0 | 0 | 0 | 0 | 0 | 0 | 0 | 0 | 0 | 0 | 0 | 0.028658 | 0.028217 | 0.028042 | 0.03018 | 0 | 0 | 0 | 0 | 0 | 0 | 51.7732 | 51.0884 | 50.3355 | 49.3261 | 48.5872 | 48.3445 | 47.5559 | 47.2982 | 48.7204 | 52.3726 | 56.256 | 60.0723 | 61.9927 | 63.3629 | 63.8253 | 63.7359 | 63.1248 | 62.2517 | 60.0425 | 58.018 | 56.4702 | 55.2758 | 54.2986 | 53.0085 | 0.026652 | 0.024316 | 0.023953 | 0.022184 | 0.018968 | 0.021081 | 0.039707 | 0.038735 | 0.047953 | 0.068503 | 0.074238 | 0.076348 | 0.076516 | 0.084184 | 0.08358 | 0.081047 | 0.083749 | 0.072987 | 0.076685 | 0.053203 | 0.040689 | 0.035007 | 0.02945 | 0.026551
Portfolio Adjusted1-in-10Size: Under 20 kWSouth of Lugo2018March Monthly Peak | Portfolio Adjusted | 1-in-10 | Size: Under 20 kW | South of Lugo | 2018 | March Monthly Peak | 3 | 1.0253 | 0.99494 | 0.98161 | 0.9676 | 0.97054 | 0.99063 | 0.98702 | 0.8666 | 1.0089 | 1.1796 | 1.3523 | 1.4262 | 1.502 | 1.5431 | 1.5566 | 1.5509 | 1.5091 | 1.404 | 1.3437 | 1.4374 | 1.3439 | 1.24 | 1.1304 | 1.0649 | 0 | 0 | 0 | 0 | 0 | 0 | 0 | 0 | 0 | 0 | 0 | 0 | 0 | 0 | 0.031133 | 0.031018 | 0.030183 | 0.028081 | 0 | 0 | 0 | 0 | 0 | 0 | 60.991 | 59.352 | 58.6791 | 58.1289 | 57.2435 | 55.4941 | 54.9566 | 55.6139 | 58.9259 | 64.1056 | 69.4351 | 73.899 | 76.7213 | 77.747 | 78.2634 | 78.3527 | 77.3534 | 76.3096 | 74.7699 | 72.2738 | 69.6567 | 66.2558 | 63.2434 | 61.0839 | 0.026559 | 0.024231 | 0.02387 | 0.022107 | 0.018902 | 0.021007 | 0.039569 | 0.0386 | 0.047787 | 0.068264 | 0.07398 | 0.076082 | 0.07625 | 0.083892 | 0.08329 | 0.080765 | 0.083457 | 0.072733 | 0.076418 | 0.053018 | 0.040548 | 0.034885 | 0.029347 | 0.026459
Portfolio Adjusted1-in-10Size: Under 20 kWSouth of Lugo2018April Monthly Peak | Portfolio Adjusted | 1-in-10 | Size: Under 20 kW | South of Lugo | 2018 | April Monthly Peak | 4 | 1.0187 | 0.98372 | 0.97267 | 0.95753 | 0.95612 | 0.97557 | 0.90769 | 0.80684 | 1.0175 | 1.2586 | 1.5191 | 1.6668 | 1.7871 | 1.8371 | 1.8661 | 1.8356 | 1.7866 | 1.6106 | 1.3926 | 1.4678 | 1.4239 | 1.2947 | 1.1504 | 1.0719 | 0 | 0 | 0 | 0 | 0 | 0 | 0 | 0 | 0 | 0 | 0 | 0 | 0 | 0 | 0.037322 | 0.036713 | 0.035733 | 0.032212 | 0 | 0 | 0 | 0 | 0 | 0 | 70.1919 | 69.2226 | 67.6477 | 66.0733 | 64.72 | 63.8646 | 63.4846 | 63.5643 | 66.279 | 71.8958 | 77.2437 | 82.3375 | 85.2938 | 86.0531 | 85.1521 | 85.1146 | 85.0531 | 85.151 | 83.7958 | 79.7781 | 75.039 | 70.3738 | 68.0669 | 67.0962 | 0.026684 | 0.024345 | 0.023982 | 0.02221 | 0.018991 | 0.021106 | 0.039755 | 0.038781 | 0.048011 | 0.068585 | 0.074327 | 0.07644 | 0.076609 | 0.084286 | 0.083681 | 0.081144 | 0.08385 | 0.073075 | 0.076777 | 0.053267 | 0.040738 | 0.035049 | 0.029485 | 0.026583
Portfolio Adjusted1-in-10Size: Under 20 kWSouth of Lugo2018May Monthly Peak | Portfolio Adjusted | 1-in-10 | Size: Under 20 kW | South of Lugo | 2018 | May Monthly Peak | 5 | 1.0553 | 1.0257 | 1.0122 | 1.001 | 0.97544 | 0.98187 | 0.86133 | 0.82571 | 1.0555 | 1.3198 | 1.5632 | 1.7199 | 1.8055 | 1.8622 | 1.8686 | 1.8464 | 1.8019 | 1.6031 | 1.3795 | 1.3508 | 1.4012 | 1.2898 | 1.1625 | 1.0987 | 0 | 0 | 0 | 0 | 0 | 0 | 0 | 0 | 0 | 0 | 0 | 0 | 0 | 0 | 0.037372 | 0.036928 | 0.036038 | 0.032063 | 0 | 0 | 0 | 0 | 0 | 0 | 67.3432 | 66.7697 | 65.3933 | 64.6751 | 64.1675 | 63.5522 | 63.8111 | 63.9043 | 66.8571 | 72.4066 | 77.5302 | 81.1854 | 83.0409 | 83.7621 | 85.9813 | 87.201 | 87.774 | 86.5896 | 84.9875 | 82.7746 | 79.6011 | 75.6239 | 72.4719 | 70.1918 | 0.026493 | 0.024171 | 0.02381 | 0.022052 | 0.018855 | 0.020955 | 0.039471 | 0.038504 | 0.047668 | 0.068095 | 0.073796 | 0.075893 | 0.076061 | 0.083683 | 0.083083 | 0.080564 | 0.08325 | 0.072552 | 0.076228 | 0.052886 | 0.040447 | 0.034798 | 0.029274 | 0.026393
Portfolio Adjusted1-in-10Size: Under 20 kWSouth of Lugo2018June Monthly Peak | Portfolio Adjusted | 1-in-10 | Size: Under 20 kW | South of Lugo | 2018 | June Monthly Peak | 6 | 1.0637 | 1.0324 | 1.0262 | 1.0097 | 0.97983 | 0.9779 | 0.86722 | 0.84315 | 1.0917 | 1.3538 | 1.591 | 1.725 | 1.8271 | 1.8831 | 1.9051 | 1.8663 | 1.8241 | 1.639 | 1.3986 | 1.3237 | 1.3985 | 1.2914 | 1.1788 | 1.1119 | 0 | 0 | 0 | 0 | 0 | 0 | 0 | 0 | 0 | 0 | 0 | 0 | 0 | 0 | 0.038102 | 0.037326 | 0.036482 | 0.032779 | 0 | 0 | 0 | 0 | 0 | 0 | 66.0431 | 65.6202 | 65.3908 | 65.378 | 64.2725 | 63.5108 | 63.4993 | 64.5075 | 67.1272 | 71.3215 | 76.2729 | 79.8417 | 81.4312 | 81.4135 | 82.5854 | 82.8021 | 84.1083 | 83.9031 | 83.9104 | 82.1365 | 77.7625 | 73.7886 | 71.2896 | 69.8125 | 0.026495 | 0.024172 | 0.023812 | 0.022053 | 0.018856 | 0.020956 | 0.039473 | 0.038506 | 0.04767 | 0.068098 | 0.0738 | 0.075897 | 0.076065 | 0.083687 | 0.083087 | 0.080568 | 0.083254 | 0.072556 | 0.076232 | 0.052889 | 0.040449 | 0.0348 | 0.029276 | 0.026394
Portfolio Adjusted1-in-10Size: Under 20 kWSouth of Lugo2018July Monthly Peak | Portfolio Adjusted | 1-in-10 | Size: Under 20 kW | South of Lugo | 2018 | July Monthly Peak | 7 | 1.0995 | 1.0679 | 1.0593 | 1.041 | 1.0074 | 1.0278 | 0.92226 | 0.90002 | 1.2233 | 1.5523 | 1.8234 | 1.9672 | 2.0583 | 2.1217 | 2.1091 | 2.0532 | 2.0057 | 1.7837 | 1.5169 | 1.4134 | 1.4719 | 1.3647 | 1.2264 | 1.1488 | 0 | 0 | 0 | 0 | 0 | 0 | 0 | 0 | 0 | 0 | 0 | 0 | 0 | 0 | 0.042183 | 0.041064 | 0.040114 | 0.035674 | 0 | 0 | 0 | 0 | 0 | 0 | 69.5561 | 68.8384 | 68.6044 | 68.4392 | 68.0727 | 67.8379 | 67.419 | 67.5766 | 70.3285 | 74.4135 | 77.9656 | 79.124 | 80.1281 | 81.626 | 83.9365 | 84.9156 | 87.2115 | 85.75 | 83.8 | 80.9885 | 77.7833 | 75.2844 | 73.5846 | 72.4404 | 0.02643 | 0.024113 | 0.023753 | 0.021999 | 0.01881 | 0.020905 | 0.039376 | 0.038412 | 0.047554 | 0.067932 | 0.073619 | 0.075711 | 0.075879 | 0.083483 | 0.082884 | 0.080371 | 0.08305 | 0.072379 | 0.076046 | 0.052759 | 0.04035 | 0.034715 | 0.029204 | 0.02633
Portfolio Adjusted1-in-10Size: Under 20 kWSouth of Lugo2018August Monthly Peak | Portfolio Adjusted | 1-in-10 | Size: Under 20 kW | South of Lugo | 2018 | August Monthly Peak | 8 | 1.087 | 1.0573 | 1.052 | 1.0397 | 1.0163 | 1.0453 | 0.97982 | 0.90552 | 1.2351 | 1.5693 | 1.8644 | 2.0211 | 2.124 | 2.1798 | 2.1782 | 2.1225 | 2.05 | 1.7885 | 1.5192 | 1.485 | 1.4917 | 1.3368 | 1.2053 | 1.1287 | 0 | 0 | 0 | 0 | 0 | 0 | 0 | 0 | 0 | 0 | 0 | 0 | 0 | 0 | 0.043564 | 0.042449 | 0.041 | 0.03577 | 0 | 0 | 0 | 0 | 0 | 0 | 70.3693 | 69.9793 | 69.8842 | 69.5911 | 69.1693 | 69.0166 | 68.9142 | 69.1806 | 71.4847 | 75.2333 | 78.5479 | 81.8979 | 84.4208 | 85.799 | 86.2187 | 87.3625 | 87.8458 | 88.2344 | 87.3958 | 83.6271 | 78.5281 | 75.1679 | 73.1425 | 71.862 | 0.02651 | 0.024187 | 0.023826 | 0.022066 | 0.018867 | 0.020969 | 0.039496 | 0.038529 | 0.047699 | 0.068139 | 0.073843 | 0.075942 | 0.07611 | 0.083737 | 0.083136 | 0.080616 | 0.083304 | 0.072599 | 0.076277 | 0.05292 | 0.040473 | 0.034821 | 0.029293 | 0.02641
Portfolio Adjusted1-in-10Size: Under 20 kWSouth of Lugo2018September Monthly Peak | Portfolio Adjusted | 1-in-10 | Size: Under 20 kW | South of Lugo | 2018 | September Monthly Peak | 9 | 1.1203 | 1.0871 | 1.0768 | 1.0589 | 1.035 | 1.054 | 1.045 | 0.96316 | 1.3032 | 1.6863 | 1.9968 | 2.1772 | 2.2952 | 2.3639 | 2.3488 | 2.2715 | 2.2139 | 1.9381 | 1.6425 | 1.6546 | 1.52 | 1.3777 | 1.2465 | 1.171 | 0 | 0 | 0 | 0 | 0 | 0 | 0 | 0 | 0 | 0 | 0 | 0 | 0 | 0 | 0.046976 | 0.04543 | 0.044277 | 0.038762 | 0 | 0 | 0 | 0 | 0 | 0 | 73.697 | 72.8129 | 72.3183 | 72.0331 | 71.3864 | 70.8911 | 70.7455 | 71.0126 | 73.1385 | 77.2448 | 81.9302 | 87.3667 | 91.4594 | 94.6812 | 94.7042 | 94.6156 | 94.1437 | 93.0188 | 91.7219 | 89.1906 | 85.4375 | 80.2521 | 76.975 | 75.0333 | 0.026649 | 0.024313 | 0.02395 | 0.022181 | 0.018966 | 0.021078 | 0.039702 | 0.03873 | 0.047948 | 0.068495 | 0.074229 | 0.076339 | 0.076508 | 0.084175 | 0.083571 | 0.081037 | 0.083739 | 0.072979 | 0.076676 | 0.053197 | 0.040685 | 0.035003 | 0.029446 | 0.026548
Portfolio Adjusted1-in-10Size: Under 20 kWSouth of Lugo2018October Monthly Peak | Portfolio Adjusted | 1-in-10 | Size: Under 20 kW | South of Lugo | 2018 | October Monthly Peak | 10 | 1.0425 | 1.0175 | 1.0079 | 0.99312 | 0.98355 | 1.0003 | 1.0405 | 0.92762 | 1.0954 | 1.3739 | 1.6454 | 1.8276 | 1.9508 | 2.0155 | 2.0359 | 1.9664 | 1.8794 | 1.6776 | 1.6112 | 1.5411 | 1.4127 | 1.2765 | 1.1643 | 1.0962 | 0 | 0 | 0 | 0 | 0 | 0 | 0 | 0 | 0 | 0 | 0 | 0 | 0 | 0 | 0.040719 | 0.039328 | 0.037588 | 0.033552 | 0 | 0 | 0 | 0 | 0 | 0 | 71.614 | 71.1602 | 70.2623 | 69.3406 | 68.3106 | 68.1178 | 68.2452 | 68.4018 | 69.514 | 72.2829 | 76.6396 | 81.6135 | 84.3979 | 85.6812 | 86.151 | 86.599 | 85.6656 | 82.9323 | 79.3215 | 77.1326 | 75.129 | 73.7063 | 72.5008 | 71.3719 | 0.026498 | 0.024176 | 0.023815 | 0.022056 | 0.018859 | 0.020959 | 0.039478 | 0.038512 | 0.047677 | 0.068108 | 0.073811 | 0.075908 | 0.076076 | 0.0837 | 0.083099 | 0.08058 | 0.083266 | 0.072567 | 0.076244 | 0.052897 | 0.040455 | 0.034805 | 0.02928 | 0.026398
Portfolio Adjusted1-in-10Size: Under 20 kWSouth of Lugo2018November Monthly Peak | Portfolio Adjusted | 1-in-10 | Size: Under 20 kW | South of Lugo | 2018 | November Monthly Peak | 11 | 1.0222 | 1.0003 | 0.98694 | 0.96491 | 0.96706 | 0.96686 | 0.91084 | 0.83385 | 0.97645 | 1.1771 | 1.3679 | 1.4805 | 1.5467 | 1.5833 | 1.6012 | 1.5734 | 1.624 | 1.7401 | 1.5738 | 1.4431 | 1.3325 | 1.2193 | 1.1312 | 1.0659 | 0 | 0 | 0 | 0 | 0 | 0 | 0 | 0 | 0 | 0 | 0 | 0 | 0 | 0 | 0.032024 | 0.031469 | 0.032479 | 0.034802 | 0 | 0 | 0 | 0 | 0 | 0 | 64.2046 | 62.4893 | 61.6753 | 60.139 | 59.1647 | 58.434 | 57.7393 | 58.8 | 61.5851 | 66.852 | 72.4434 | 76.6385 | 78.6636 | 80.1752 | 80.8852 | 80.3184 | 78.8991 | 76.8286 | 74.8509 | 72.1578 | 70.4551 | 69.036 | 67.2019 | 66.0063 | 0.026605 | 0.024273 | 0.023911 | 0.022145 | 0.018934 | 0.021043 | 0.039637 | 0.038666 | 0.047869 | 0.068382 | 0.074107 | 0.076213 | 0.076381 | 0.084036 | 0.083433 | 0.080904 | 0.083601 | 0.072858 | 0.07655 | 0.053109 | 0.040617 | 0.034945 | 0.029398 | 0.026504
Portfolio Adjusted1-in-10Size: Under 20 kWSouth of Lugo2018December Monthly Peak | Portfolio Adjusted | 1-in-10 | Size: Under 20 kW | South of Lugo | 2018 | December Monthly Peak | 12 | 1.0491 | 1.0194 | 1.0076 | 0.98123 | 0.99231 | 1.0076 | 1.085 | 1.0118 | 1.1891 | 1.3917 | 1.446 | 1.4395 | 1.4104 | 1.3643 | 1.3015 | 1.3353 | 1.4798 | 1.6915 | 1.4986 | 1.4181 | 1.3038 | 1.2024 | 1.1285 | 1.0876 | 0 | 0 | 0 | 0 | 0 | 0 | 0 | 0 | 0 | 0 | 0 | 0 | 0 | 0 | 0.02603 | 0.026706 | 0.029596 | 0.033831 | 0 | 0 | 0 | 0 | 0 | 0 | 47.0542 | 46.4561 | 45.5647 | 44.87 | 44.3143 | 43.2102 | 43.9249 | 44.4089 | 45.7446 | 47.7817 | 50.294 | 52.0915 | 53.1892 | 52.8644 | 52.8417 | 52.7295 | 52.4091 | 51.1939 | 49.9873 | 49.2161 | 48.2111 | 47.6003 | 46.8383 | 46.5452 | 0.028157 | 0.025689 | 0.025305 | 0.023436 | 0.020039 | 0.022271 | 0.041949 | 0.040922 | 0.050661 | 0.07237 | 0.078429 | 0.080659 | 0.080837 | 0.088937 | 0.088299 | 0.085623 | 0.088477 | 0.077108 | 0.081015 | 0.056207 | 0.042987 | 0.036983 | 0.031112 | 0.02805
Portfolio Adjusted1-in-10Size: Under 20 kWSouth of Lugo2018Typical Event Day | Portfolio Adjusted | 1-in-10 | Size: Under 20 kW | South of Lugo | 2018 | Typical Event Day | 8 | 1.0856 | 1.056 | 1.051 | 1.0387 | 1.0153 | 1.0444 | 0.97945 | 0.90339 | 1.2281 | 1.5577 | 1.8491 | 2.0035 | 2.105 | 2.1605 | 2.1595 | 2.1045 | 2.0326 | 1.7737 | 1.5089 | 1.4767 | 1.4866 | 1.3334 | 1.203 | 1.1265 | 0 | 0 | 0 | 0 | 0 | 0 | 0 | 0 | 0 | 0 | 0 | 0 | 0 | 0 | 0.043191 | 0.042091 | 0.040651 | 0.035475 | 0 | 0 | 0 | 0 | 0 | 0 | 69.9164 | 69.3127 | 69.0494 | 68.8604 | 68.2252 | 67.8141 | 67.6445 | 68.0693 | 70.5197 | 74.5533 | 78.6792 | 82.0575 | 84.3599 | 85.88 | 86.8612 | 87.424 | 88.3273 | 87.7266 | 86.707 | 83.9857 | 79.8779 | 76.1233 | 73.7479 | 72.2871 | 0.026492 | 0.02417 | 0.023809 | 0.02205 | 0.018854 | 0.020954 | 0.039469 | 0.038502 | 0.047665 | 0.068091 | 0.073792 | 0.075889 | 0.076057 | 0.083679 | 0.083078 | 0.08056 | 0.083246 | 0.072549 | 0.076224 | 0.052883 | 0.040445 | 0.034796 | 0.029273 | 0.026392
Portfolio Adjusted1-in-10Size: Under 20 kWSouth of Lugo2019January Monthly Peak | Portfolio Adjusted | 1-in-10 | Size: Under 20 kW | South of Lugo | 2019 | January Monthly Peak | 1 | 1.08 | 1.0472 | 1.015 | 1.0073 | 1.0167 | 1.0669 | 1.1226 | 1.0288 | 1.262 | 1.444 | 1.5057 | 1.4952 | 1.4663 | 1.421 | 1.3774 | 1.3761 | 1.3939 | 1.6476 | 1.5682 | 1.4828 | 1.3655 | 1.2754 | 1.1761 | 1.1388 | 0 | 0 | 0 | 0 | 0 | 0 | 0 | 0 | 0 | 0 | 0 | 0 | 0 | 0 | 0.027548 | 0.027522 | 0.027878 | 0.032951 | 0 | 0 | 0 | 0 | 0 | 0 | 46.1952 | 46.1547 | 45.5354 | 44.8149 | 44.5482 | 44.2005 | 43.1041 | 42.8347 | 43.819 | 46.4974 | 48.5388 | 50.5997 | 52.6883 | 53.7132 | 54.6593 | 54.8785 | 54.4648 | 53.4796 | 51.9073 | 50.8775 | 50.0549 | 49.7046 | 49.4877 | 48.3856 | 0.028186 | 0.025715 | 0.025331 | 0.02346 | 0.020059 | 0.022294 | 0.041992 | 0.040964 | 0.050713 | 0.072445 | 0.07851 | 0.080742 | 0.08092 | 0.089029 | 0.08839 | 0.085711 | 0.088568 | 0.077187 | 0.081098 | 0.056265 | 0.043031 | 0.037021 | 0.031144 | 0.028079
Portfolio Adjusted1-in-10Size: Under 20 kWSouth of Lugo2019February Monthly Peak | Portfolio Adjusted | 1-in-10 | Size: Under 20 kW | South of Lugo | 2019 | February Monthly Peak | 2 | 1.0405 | 1.0121 | 1.0033 | 1.0007 | 1.0062 | 1.0336 | 1.0247 | 0.94507 | 1.1071 | 1.2655 | 1.3672 | 1.4063 | 1.4589 | 1.4408 | 1.4329 | 1.4108 | 1.4021 | 1.509 | 1.5797 | 1.4612 | 1.3443 | 1.2604 | 1.1718 | 1.118 | 0 | 0 | 0 | 0 | 0 | 0 | 0 | 0 | 0 | 0 | 0 | 0 | 0 | 0 | 0.028658 | 0.028217 | 0.028042 | 0.03018 | 0 | 0 | 0 | 0 | 0 | 0 | 51.7732 | 51.0884 | 50.3355 | 49.3261 | 48.5872 | 48.3445 | 47.5559 | 47.2982 | 48.7204 | 52.3726 | 56.256 | 60.0723 | 61.9927 | 63.3629 | 63.8253 | 63.7359 | 63.1248 | 62.2517 | 60.0425 | 58.018 | 56.4702 | 55.2758 | 54.2986 | 53.0085 | 0.026652 | 0.024316 | 0.023953 | 0.022184 | 0.018968 | 0.021081 | 0.039707 | 0.038735 | 0.047953 | 0.068503 | 0.074238 | 0.076348 | 0.076516 | 0.084184 | 0.08358 | 0.081047 | 0.083749 | 0.072987 | 0.076685 | 0.053203 | 0.040689 | 0.035007 | 0.02945 | 0.026551
Portfolio Adjusted1-in-10Size: Under 20 kWSouth of Lugo2019March Monthly Peak | Portfolio Adjusted | 1-in-10 | Size: Under 20 kW | South of Lugo | 2019 | March Monthly Peak | 3 | 1.0253 | 0.99494 | 0.98161 | 0.9676 | 0.97054 | 0.99063 | 0.98702 | 0.8666 | 1.0089 | 1.1796 | 1.3523 | 1.4262 | 1.502 | 1.5431 | 1.5566 | 1.5509 | 1.5091 | 1.404 | 1.3437 | 1.4374 | 1.3439 | 1.24 | 1.1304 | 1.0649 | 0 | 0 | 0 | 0 | 0 | 0 | 0 | 0 | 0 | 0 | 0 | 0 | 0 | 0 | 0.031133 | 0.031018 | 0.030183 | 0.028081 | 0 | 0 | 0 | 0 | 0 | 0 | 60.991 | 59.352 | 58.6791 | 58.1289 | 57.2435 | 55.4941 | 54.9566 | 55.6139 | 58.9259 | 64.1056 | 69.4351 | 73.899 | 76.7212 | 77.747 | 78.2634 | 78.3527 | 77.3534 | 76.3096 | 74.7699 | 72.2737 | 69.6567 | 66.2558 | 63.2434 | 61.0839 | 0.026559 | 0.024231 | 0.02387 | 0.022107 | 0.018902 | 0.021007 | 0.039569 | 0.0386 | 0.047787 | 0.068264 | 0.07398 | 0.076082 | 0.07625 | 0.083892 | 0.08329 | 0.080765 | 0.083457 | 0.072733 | 0.076418 | 0.053018 | 0.040548 | 0.034885 | 0.029347 | 0.026459
Portfolio Adjusted1-in-10Size: Under 20 kWSouth of Lugo2019April Monthly Peak | Portfolio Adjusted | 1-in-10 | Size: Under 20 kW | South of Lugo | 2019 | April Monthly Peak | 4 | 1.0187 | 0.98372 | 0.97267 | 0.95753 | 0.95612 | 0.97557 | 0.90769 | 0.80684 | 1.0175 | 1.2586 | 1.5191 | 1.6668 | 1.7871 | 1.8371 | 1.8661 | 1.8356 | 1.7866 | 1.6106 | 1.3926 | 1.4678 | 1.4239 | 1.2947 | 1.1504 | 1.0719 | 0 | 0 | 0 | 0 | 0 | 0 | 0 | 0 | 0 | 0 | 0 | 0 | 0 | 0 | 0.037322 | 0.036713 | 0.035733 | 0.032212 | 0 | 0 | 0 | 0 | 0 | 0 | 70.1919 | 69.2226 | 67.6477 | 66.0733 | 64.72 | 63.8646 | 63.4846 | 63.5643 | 66.279 | 71.8958 | 77.2437 | 82.3375 | 85.2938 | 86.0531 | 85.1521 | 85.1146 | 85.0531 | 85.151 | 83.7958 | 79.7781 | 75.039 | 70.3738 | 68.0669 | 67.0962 | 0.026684 | 0.024345 | 0.023982 | 0.02221 | 0.018991 | 0.021106 | 0.039755 | 0.038781 | 0.048011 | 0.068585 | 0.074327 | 0.07644 | 0.076609 | 0.084286 | 0.083681 | 0.081144 | 0.08385 | 0.073075 | 0.076777 | 0.053267 | 0.040738 | 0.035049 | 0.029485 | 0.026583
Portfolio Adjusted1-in-10Size: Under 20 kWSouth of Lugo2019May Monthly Peak | Portfolio Adjusted | 1-in-10 | Size: Under 20 kW | South of Lugo | 2019 | May Monthly Peak | 5 | 1.0553 | 1.0257 | 1.0122 | 1.001 | 0.97544 | 0.98187 | 0.86133 | 0.82571 | 1.0555 | 1.3198 | 1.5632 | 1.7199 | 1.8055 | 1.8622 | 1.8686 | 1.8464 | 1.8019 | 1.6031 | 1.3795 | 1.3508 | 1.4012 | 1.2898 | 1.1625 | 1.0987 | 0 | 0 | 0 | 0 | 0 | 0 | 0 | 0 | 0 | 0 | 0 | 0 | 0 | 0 | 0.037372 | 0.036928 | 0.036038 | 0.032063 | 0 | 0 | 0 | 0 | 0 | 0 | 67.3432 | 66.7697 | 65.3933 | 64.6751 | 64.1675 | 63.5522 | 63.8111 | 63.9043 | 66.8571 | 72.4066 | 77.5302 | 81.1854 | 83.0409 | 83.7621 | 85.9812 | 87.201 | 87.774 | 86.5896 | 84.9875 | 82.7746 | 79.6011 | 75.6239 | 72.4719 | 70.1918 | 0.026493 | 0.024171 | 0.02381 | 0.022052 | 0.018855 | 0.020955 | 0.039471 | 0.038504 | 0.047668 | 0.068095 | 0.073796 | 0.075893 | 0.076061 | 0.083683 | 0.083083 | 0.080564 | 0.08325 | 0.072552 | 0.076228 | 0.052886 | 0.040447 | 0.034798 | 0.029274 | 0.026393
Portfolio Adjusted1-in-10Size: Under 20 kWSouth of Lugo2019June Monthly Peak | Portfolio Adjusted | 1-in-10 | Size: Under 20 kW | South of Lugo | 2019 | June Monthly Peak | 6 | 1.0637 | 1.0324 | 1.0262 | 1.0097 | 0.97983 | 0.9779 | 0.86722 | 0.84315 | 1.0917 | 1.3538 | 1.591 | 1.725 | 1.8271 | 1.8831 | 1.9051 | 1.8663 | 1.8241 | 1.639 | 1.3986 | 1.3237 | 1.3985 | 1.2914 | 1.1788 | 1.1119 | 0 | 0 | 0 | 0 | 0 | 0 | 0 | 0 | 0 | 0 | 0 | 0 | 0 | 0 | 0.038102 | 0.037326 | 0.036482 | 0.032779 | 0 | 0 | 0 | 0 | 0 | 0 | 66.0431 | 65.6202 | 65.3908 | 65.378 | 64.2725 | 63.5108 | 63.4993 | 64.5075 | 67.1272 | 71.3215 | 76.2729 | 79.8417 | 81.4313 | 81.4135 | 82.5854 | 82.8021 | 84.1083 | 83.9031 | 83.9104 | 82.1365 | 77.7625 | 73.7886 | 71.2896 | 69.8125 | 0.026495 | 0.024172 | 0.023812 | 0.022053 | 0.018856 | 0.020956 | 0.039473 | 0.038506 | 0.04767 | 0.068098 | 0.0738 | 0.075897 | 0.076065 | 0.083687 | 0.083087 | 0.080568 | 0.083254 | 0.072556 | 0.076232 | 0.052889 | 0.040449 | 0.0348 | 0.029276 | 0.026394
Portfolio Adjusted1-in-10Size: Under 20 kWSouth of Lugo2019July Monthly Peak | Portfolio Adjusted | 1-in-10 | Size: Under 20 kW | South of Lugo | 2019 | July Monthly Peak | 7 | 1.0995 | 1.0679 | 1.0593 | 1.041 | 1.0074 | 1.0278 | 0.92226 | 0.90002 | 1.2233 | 1.5523 | 1.8234 | 1.9672 | 2.0583 | 2.1217 | 2.1091 | 2.0532 | 2.0057 | 1.7837 | 1.5169 | 1.4134 | 1.4719 | 1.3647 | 1.2264 | 1.1488 | 0 | 0 | 0 | 0 | 0 | 0 | 0 | 0 | 0 | 0 | 0 | 0 | 0 | 0 | 0.042183 | 0.041064 | 0.040114 | 0.035674 | 0 | 0 | 0 | 0 | 0 | 0 | 69.5561 | 68.8384 | 68.6044 | 68.4392 | 68.0727 | 67.8379 | 67.419 | 67.5766 | 70.3285 | 74.4135 | 77.9656 | 79.124 | 80.1281 | 81.626 | 83.9365 | 84.9156 | 87.2115 | 85.75 | 83.8 | 80.9885 | 77.7833 | 75.2844 | 73.5846 | 72.4404 | 0.02643 | 0.024113 | 0.023753 | 0.021999 | 0.01881 | 0.020905 | 0.039376 | 0.038412 | 0.047554 | 0.067932 | 0.073619 | 0.075711 | 0.075879 | 0.083483 | 0.082884 | 0.080371 | 0.08305 | 0.072379 | 0.076046 | 0.052759 | 0.04035 | 0.034715 | 0.029204 | 0.02633
Portfolio Adjusted1-in-10Size: Under 20 kWSouth of Lugo2019August Monthly Peak | Portfolio Adjusted | 1-in-10 | Size: Under 20 kW | South of Lugo | 2019 | August Monthly Peak | 8 | 1.087 | 1.0573 | 1.052 | 1.0397 | 1.0163 | 1.0453 | 0.97982 | 0.90552 | 1.2351 | 1.5693 | 1.8644 | 2.0211 | 2.124 | 2.1798 | 2.1782 | 2.1225 | 2.05 | 1.7885 | 1.5192 | 1.485 | 1.4917 | 1.3368 | 1.2053 | 1.1287 | 0 | 0 | 0 | 0 | 0 | 0 | 0 | 0 | 0 | 0 | 0 | 0 | 0 | 0 | 0.043564 | 0.042449 | 0.041 | 0.03577 | 0 | 0 | 0 | 0 | 0 | 0 | 70.3693 | 69.9793 | 69.8842 | 69.5911 | 69.1693 | 69.0166 | 68.9142 | 69.1806 | 71.4847 | 75.2333 | 78.5479 | 81.8979 | 84.4208 | 85.799 | 86.2188 | 87.3625 | 87.8458 | 88.2344 | 87.3958 | 83.6271 | 78.5281 | 75.1679 | 73.1425 | 71.862 | 0.02651 | 0.024187 | 0.023826 | 0.022066 | 0.018867 | 0.020969 | 0.039496 | 0.038529 | 0.047699 | 0.068139 | 0.073843 | 0.075942 | 0.07611 | 0.083737 | 0.083136 | 0.080616 | 0.083304 | 0.072599 | 0.076277 | 0.05292 | 0.040473 | 0.034821 | 0.029293 | 0.02641
Portfolio Adjusted1-in-10Size: Under 20 kWSouth of Lugo2019September Monthly Peak | Portfolio Adjusted | 1-in-10 | Size: Under 20 kW | South of Lugo | 2019 | September Monthly Peak | 9 | 1.1203 | 1.0871 | 1.0768 | 1.0589 | 1.035 | 1.054 | 1.045 | 0.96316 | 1.3032 | 1.6863 | 1.9968 | 2.1772 | 2.2952 | 2.3639 | 2.3488 | 2.2715 | 2.2139 | 1.9381 | 1.6425 | 1.6546 | 1.52 | 1.3777 | 1.2465 | 1.171 | 0 | 0 | 0 | 0 | 0 | 0 | 0 | 0 | 0 | 0 | 0 | 0 | 0 | 0 | 0.046976 | 0.04543 | 0.044277 | 0.038762 | 0 | 0 | 0 | 0 | 0 | 0 | 73.697 | 72.8129 | 72.3183 | 72.0331 | 71.3864 | 70.8911 | 70.7455 | 71.0126 | 73.1385 | 77.2448 | 81.9302 | 87.3667 | 91.4594 | 94.6813 | 94.7042 | 94.6156 | 94.1438 | 93.0187 | 91.7219 | 89.1906 | 85.4375 | 80.2521 | 76.975 | 75.0333 | 0.026649 | 0.024313 | 0.02395 | 0.022181 | 0.018966 | 0.021078 | 0.039702 | 0.03873 | 0.047948 | 0.068495 | 0.074229 | 0.076339 | 0.076508 | 0.084175 | 0.083571 | 0.081037 | 0.083739 | 0.072979 | 0.076676 | 0.053197 | 0.040685 | 0.035003 | 0.029446 | 0.026548
Portfolio Adjusted1-in-10Size: Under 20 kWSouth of Lugo2019October Monthly Peak | Portfolio Adjusted | 1-in-10 | Size: Under 20 kW | South of Lugo | 2019 | October Monthly Peak | 10 | 1.0425 | 1.0175 | 1.0079 | 0.99312 | 0.98355 | 1.0003 | 1.0405 | 0.92762 | 1.0954 | 1.3739 | 1.6454 | 1.8276 | 1.9508 | 2.0155 | 2.0359 | 1.9664 | 1.8794 | 1.6776 | 1.6112 | 1.5411 | 1.4127 | 1.2765 | 1.1643 | 1.0962 | 0 | 0 | 0 | 0 | 0 | 0 | 0 | 0 | 0 | 0 | 0 | 0 | 0 | 0 | 0.040719 | 0.039328 | 0.037588 | 0.033552 | 0 | 0 | 0 | 0 | 0 | 0 | 71.614 | 71.1602 | 70.2623 | 69.3406 | 68.3106 | 68.1178 | 68.2452 | 68.4018 | 69.514 | 72.2829 | 76.6396 | 81.6135 | 84.3979 | 85.6813 | 86.151 | 86.599 | 85.6656 | 82.9323 | 79.3215 | 77.1326 | 75.129 | 73.7062 | 72.5008 | 71.3719 | 0.026498 | 0.024176 | 0.023815 | 0.022056 | 0.018859 | 0.020959 | 0.039478 | 0.038512 | 0.047677 | 0.068108 | 0.073811 | 0.075908 | 0.076076 | 0.0837 | 0.083099 | 0.08058 | 0.083266 | 0.072567 | 0.076244 | 0.052897 | 0.040455 | 0.034805 | 0.02928 | 0.026398
Portfolio Adjusted1-in-10Size: Under 20 kWSouth of Lugo2019November Monthly Peak | Portfolio Adjusted | 1-in-10 | Size: Under 20 kW | South of Lugo | 2019 | November Monthly Peak | 11 | 1.0222 | 1.0003 | 0.98694 | 0.96491 | 0.96706 | 0.96686 | 0.91084 | 0.83385 | 0.97645 | 1.1771 | 1.3679 | 1.4805 | 1.5467 | 1.5833 | 1.6012 | 1.5734 | 1.624 | 1.7401 | 1.5738 | 1.4431 | 1.3325 | 1.2193 | 1.1312 | 1.0659 | 0 | 0 | 0 | 0 | 0 | 0 | 0 | 0 | 0 | 0 | 0 | 0 | 0 | 0 | 0.032024 | 0.031469 | 0.032479 | 0.034802 | 0 | 0 | 0 | 0 | 0 | 0 | 64.2046 | 62.4893 | 61.6753 | 60.139 | 59.1647 | 58.434 | 57.7393 | 58.8 | 61.5851 | 66.852 | 72.4434 | 76.6385 | 78.6636 | 80.1752 | 80.8852 | 80.3184 | 78.8991 | 76.8286 | 74.8509 | 72.1578 | 70.4551 | 69.036 | 67.2019 | 66.0062 | 0.026605 | 0.024273 | 0.023911 | 0.022145 | 0.018934 | 0.021043 | 0.039637 | 0.038666 | 0.047869 | 0.068382 | 0.074107 | 0.076213 | 0.076381 | 0.084036 | 0.083433 | 0.080904 | 0.083601 | 0.072858 | 0.07655 | 0.053109 | 0.040617 | 0.034945 | 0.029398 | 0.026504
Portfolio Adjusted1-in-10Size: Under 20 kWSouth of Lugo2019December Monthly Peak | Portfolio Adjusted | 1-in-10 | Size: Under 20 kW | South of Lugo | 2019 | December Monthly Peak | 12 | 1.0491 | 1.0194 | 1.0076 | 0.98123 | 0.99231 | 1.0076 | 1.085 | 1.0118 | 1.1891 | 1.3917 | 1.446 | 1.4395 | 1.4104 | 1.3643 | 1.3015 | 1.3353 | 1.4798 | 1.6915 | 1.4986 | 1.4181 | 1.3038 | 1.2024 | 1.1285 | 1.0876 | 0 | 0 | 0 | 0 | 0 | 0 | 0 | 0 | 0 | 0 | 0 | 0 | 0 | 0 | 0.02603 | 0.026706 | 0.029596 | 0.033831 | 0 | 0 | 0 | 0 | 0 | 0 | 47.0542 | 46.4561 | 45.5647 | 44.87 | 44.3143 | 43.2102 | 43.9249 | 44.4089 | 45.7446 | 47.7817 | 50.294 | 52.0915 | 53.1892 | 52.8644 | 52.8417 | 52.7295 | 52.4091 | 51.1939 | 49.9873 | 49.2161 | 48.2111 | 47.6003 | 46.8383 | 46.5452 | 0.028157 | 0.025689 | 0.025305 | 0.023436 | 0.020039 | 0.022271 | 0.041949 | 0.040922 | 0.050661 | 0.07237 | 0.078429 | 0.080659 | 0.080837 | 0.088937 | 0.088299 | 0.085623 | 0.088477 | 0.077108 | 0.081015 | 0.056207 | 0.042987 | 0.036983 | 0.031112 | 0.02805
Portfolio Adjusted1-in-10Size: Under 20 kWSouth of Lugo2019Typical Event Day | Portfolio Adjusted | 1-in-10 | Size: Under 20 kW | South of Lugo | 2019 | Typical Event Day | 8 | 1.0856 | 1.056 | 1.051 | 1.0387 | 1.0153 | 1.0444 | 0.97945 | 0.90339 | 1.2281 | 1.5577 | 1.8491 | 2.0035 | 2.105 | 2.1605 | 2.1595 | 2.1045 | 2.0326 | 1.7737 | 1.5089 | 1.4767 | 1.4866 | 1.3334 | 1.203 | 1.1265 | 0 | 0 | 0 | 0 | 0 | 0 | 0 | 0 | 0 | 0 | 0 | 0 | 0 | 0 | 0.043191 | 0.042091 | 0.040651 | 0.035475 | 0 | 0 | 0 | 0 | 0 | 0 | 69.9164 | 69.3127 | 69.0494 | 68.8604 | 68.2252 | 67.8141 | 67.6445 | 68.0693 | 70.5197 | 74.5533 | 78.6792 | 82.0576 | 84.3599 | 85.88 | 86.8612 | 87.424 | 88.3273 | 87.7266 | 86.707 | 83.9857 | 79.8779 | 76.1233 | 73.7479 | 72.2871 | 0.026492 | 0.02417 | 0.023809 | 0.02205 | 0.018854 | 0.020954 | 0.039469 | 0.038502 | 0.047665 | 0.068091 | 0.073792 | 0.075889 | 0.076057 | 0.083679 | 0.083078 | 0.08056 | 0.083246 | 0.072549 | 0.076224 | 0.052883 | 0.040445 | 0.034796 | 0.029273 | 0.026392
Portfolio Adjusted1-in-10Size: Under 20 kWSouth of Lugo2020January Monthly Peak | Portfolio Adjusted | 1-in-10 | Size: Under 20 kW | South of Lugo | 2020 | January Monthly Peak | 1 | 1.08 | 1.0472 | 1.015 | 1.0073 | 1.0167 | 1.0669 | 1.1226 | 1.0288 | 1.262 | 1.444 | 1.5057 | 1.4952 | 1.4663 | 1.421 | 1.3774 | 1.3761 | 1.3939 | 1.6476 | 1.5682 | 1.4828 | 1.3655 | 1.2754 | 1.1761 | 1.1388 | 0 | 0 | 0 | 0 | 0 | 0 | 0 | 0 | 0 | 0 | 0 | 0 | 0 | 0 | 0.027548 | 0.027522 | 0.027878 | 0.032951 | 0 | 0 | 0 | 0 | 0 | 0 | 46.1952 | 46.1547 | 45.5354 | 44.8149 | 44.5482 | 44.2005 | 43.1041 | 42.8347 | 43.819 | 46.4974 | 48.5388 | 50.5997 | 52.6883 | 53.7132 | 54.6593 | 54.8785 | 54.4648 | 53.4796 | 51.9073 | 50.8775 | 50.0549 | 49.7046 | 49.4877 | 48.3856 | 0.028186 | 0.025715 | 0.025331 | 0.02346 | 0.020059 | 0.022294 | 0.041992 | 0.040964 | 0.050713 | 0.072445 | 0.07851 | 0.080742 | 0.08092 | 0.089029 | 0.08839 | 0.085711 | 0.088568 | 0.077187 | 0.081098 | 0.056265 | 0.043031 | 0.037021 | 0.031144 | 0.028079
Portfolio Adjusted1-in-10Size: Under 20 kWSouth of Lugo2020February Monthly Peak | Portfolio Adjusted | 1-in-10 | Size: Under 20 kW | South of Lugo | 2020 | February Monthly Peak | 2 | 1.0405 | 1.0121 | 1.0033 | 1.0007 | 1.0062 | 1.0336 | 1.0247 | 0.94507 | 1.1071 | 1.2655 | 1.3672 | 1.4063 | 1.4589 | 1.4408 | 1.4329 | 1.4108 | 1.4021 | 1.509 | 1.5797 | 1.4612 | 1.3443 | 1.2604 | 1.1718 | 1.118 | 0 | 0 | 0 | 0 | 0 | 0 | 0 | 0 | 0 | 0 | 0 | 0 | 0 | 0 | 0.028658 | 0.028217 | 0.028042 | 0.03018 | 0 | 0 | 0 | 0 | 0 | 0 | 51.7732 | 51.0884 | 50.3355 | 49.3261 | 48.5872 | 48.3445 | 47.5559 | 47.2982 | 48.7204 | 52.3726 | 56.256 | 60.0723 | 61.9927 | 63.3629 | 63.8253 | 63.7359 | 63.1248 | 62.2517 | 60.0425 | 58.018 | 56.4702 | 55.2758 | 54.2986 | 53.0085 | 0.026652 | 0.024316 | 0.023953 | 0.022184 | 0.018968 | 0.021081 | 0.039707 | 0.038735 | 0.047953 | 0.068503 | 0.074238 | 0.076348 | 0.076516 | 0.084184 | 0.08358 | 0.081047 | 0.083749 | 0.072987 | 0.076685 | 0.053203 | 0.040689 | 0.035007 | 0.02945 | 0.026551
Portfolio Adjusted1-in-10Size: Under 20 kWSouth of Lugo2020March Monthly Peak | Portfolio Adjusted | 1-in-10 | Size: Under 20 kW | South of Lugo | 2020 | March Monthly Peak | 3 | 1.0253 | 0.99494 | 0.98161 | 0.9676 | 0.97054 | 0.99063 | 0.98702 | 0.8666 | 1.0089 | 1.1796 | 1.3523 | 1.4262 | 1.502 | 1.5431 | 1.5566 | 1.5509 | 1.5091 | 1.404 | 1.3437 | 1.4374 | 1.3439 | 1.24 | 1.1304 | 1.0649 | 0 | 0 | 0 | 0 | 0 | 0 | 0 | 0 | 0 | 0 | 0 | 0 | 0 | 0 | 0.031133 | 0.031018 | 0.030183 | 0.028081 | 0 | 0 | 0 | 0 | 0 | 0 | 60.991 | 59.352 | 58.6791 | 58.1289 | 57.2435 | 55.4941 | 54.9566 | 55.6139 | 58.9259 | 64.1056 | 69.4351 | 73.899 | 76.7213 | 77.747 | 78.2634 | 78.3527 | 77.3534 | 76.3096 | 74.7699 | 72.2738 | 69.6567 | 66.2558 | 63.2434 | 61.0839 | 0.026559 | 0.024231 | 0.02387 | 0.022107 | 0.018902 | 0.021007 | 0.039569 | 0.0386 | 0.047787 | 0.068264 | 0.07398 | 0.076082 | 0.07625 | 0.083892 | 0.08329 | 0.080765 | 0.083457 | 0.072733 | 0.076418 | 0.053018 | 0.040548 | 0.034885 | 0.029347 | 0.026459
Portfolio Adjusted1-in-10Size: Under 20 kWSouth of Lugo2020April Monthly Peak | Portfolio Adjusted | 1-in-10 | Size: Under 20 kW | South of Lugo | 2020 | April Monthly Peak | 4 | 1.0187 | 0.98372 | 0.97267 | 0.95753 | 0.95612 | 0.97557 | 0.90769 | 0.80684 | 1.0175 | 1.2586 | 1.5191 | 1.6668 | 1.7871 | 1.8371 | 1.8661 | 1.8356 | 1.7866 | 1.6106 | 1.3926 | 1.4678 | 1.4239 | 1.2947 | 1.1504 | 1.0719 | 0 | 0 | 0 | 0 | 0 | 0 | 0 | 0 | 0 | 0 | 0 | 0 | 0 | 0 | 0.037322 | 0.036713 | 0.035733 | 0.032212 | 0 | 0 | 0 | 0 | 0 | 0 | 70.1919 | 69.2226 | 67.6477 | 66.0733 | 64.72 | 63.8646 | 63.4846 | 63.5643 | 66.279 | 71.8958 | 77.2438 | 82.3375 | 85.2937 | 86.0531 | 85.1521 | 85.1146 | 85.0531 | 85.151 | 83.7958 | 79.7781 | 75.039 | 70.3737 | 68.0669 | 67.0962 | 0.026684 | 0.024345 | 0.023982 | 0.02221 | 0.018991 | 0.021106 | 0.039755 | 0.038781 | 0.048011 | 0.068585 | 0.074327 | 0.07644 | 0.076609 | 0.084286 | 0.083681 | 0.081144 | 0.08385 | 0.073075 | 0.076777 | 0.053267 | 0.040738 | 0.035049 | 0.029485 | 0.026583
Portfolio Adjusted1-in-10Size: Under 20 kWSouth of Lugo2020May Monthly Peak | Portfolio Adjusted | 1-in-10 | Size: Under 20 kW | South of Lugo | 2020 | May Monthly Peak | 5 | 1.0553 | 1.0257 | 1.0122 | 1.001 | 0.97544 | 0.98187 | 0.86133 | 0.82571 | 1.0555 | 1.3198 | 1.5632 | 1.7199 | 1.8055 | 1.8622 | 1.8686 | 1.8464 | 1.8019 | 1.6031 | 1.3795 | 1.3508 | 1.4012 | 1.2898 | 1.1625 | 1.0987 | 0 | 0 | 0 | 0 | 0 | 0 | 0 | 0 | 0 | 0 | 0 | 0 | 0 | 0 | 0.037372 | 0.036928 | 0.036038 | 0.032063 | 0 | 0 | 0 | 0 | 0 | 0 | 67.3432 | 66.7697 | 65.3933 | 64.6751 | 64.1675 | 63.5522 | 63.8111 | 63.9043 | 66.8571 | 72.4066 | 77.5302 | 81.1854 | 83.0409 | 83.7621 | 85.9812 | 87.201 | 87.774 | 86.5896 | 84.9875 | 82.7746 | 79.6011 | 75.6239 | 72.4719 | 70.1918 | 0.026493 | 0.024171 | 0.02381 | 0.022052 | 0.018855 | 0.020955 | 0.039471 | 0.038504 | 0.047668 | 0.068095 | 0.073796 | 0.075893 | 0.076061 | 0.083683 | 0.083083 | 0.080564 | 0.08325 | 0.072552 | 0.076228 | 0.052886 | 0.040447 | 0.034798 | 0.029274 | 0.026393
Portfolio Adjusted1-in-10Size: Under 20 kWSouth of Lugo2020June Monthly Peak | Portfolio Adjusted | 1-in-10 | Size: Under 20 kW | South of Lugo | 2020 | June Monthly Peak | 6 | 1.0637 | 1.0324 | 1.0262 | 1.0097 | 0.97983 | 0.9779 | 0.86722 | 0.84315 | 1.0917 | 1.3538 | 1.591 | 1.725 | 1.8271 | 1.8831 | 1.9051 | 1.8663 | 1.8241 | 1.639 | 1.3986 | 1.3237 | 1.3985 | 1.2914 | 1.1788 | 1.1119 | 0 | 0 | 0 | 0 | 0 | 0 | 0 | 0 | 0 | 0 | 0 | 0 | 0 | 0 | 0.038102 | 0.037326 | 0.036482 | 0.032779 | 0 | 0 | 0 | 0 | 0 | 0 | 66.0431 | 65.6202 | 65.3908 | 65.378 | 64.2725 | 63.5108 | 63.4993 | 64.5075 | 67.1272 | 71.3215 | 76.2729 | 79.8417 | 81.4312 | 81.4135 | 82.5854 | 82.8021 | 84.1083 | 83.9031 | 83.9104 | 82.1365 | 77.7625 | 73.7886 | 71.2896 | 69.8125 | 0.026495 | 0.024172 | 0.023812 | 0.022053 | 0.018856 | 0.020956 | 0.039473 | 0.038506 | 0.04767 | 0.068098 | 0.0738 | 0.075897 | 0.076065 | 0.083687 | 0.083087 | 0.080568 | 0.083254 | 0.072556 | 0.076232 | 0.052889 | 0.040449 | 0.0348 | 0.029276 | 0.026394
Portfolio Adjusted1-in-10Size: Under 20 kWSouth of Lugo2020July Monthly Peak | Portfolio Adjusted | 1-in-10 | Size: Under 20 kW | South of Lugo | 2020 | July Monthly Peak | 7 | 1.0995 | 1.0679 | 1.0593 | 1.041 | 1.0074 | 1.0278 | 0.92226 | 0.90002 | 1.2233 | 1.5523 | 1.8234 | 1.9672 | 2.0583 | 2.1217 | 2.1091 | 2.0532 | 2.0057 | 1.7837 | 1.5169 | 1.4134 | 1.4719 | 1.3647 | 1.2264 | 1.1488 | 0 | 0 | 0 | 0 | 0 | 0 | 0 | 0 | 0 | 0 | 0 | 0 | 0 | 0 | 0.042183 | 0.041064 | 0.040114 | 0.035674 | 0 | 0 | 0 | 0 | 0 | 0 | 69.5561 | 68.8384 | 68.6044 | 68.4392 | 68.0727 | 67.8379 | 67.419 | 67.5766 | 70.3285 | 74.4135 | 77.9656 | 79.124 | 80.1281 | 81.626 | 83.9365 | 84.9156 | 87.2115 | 85.75 | 83.8 | 80.9885 | 77.7833 | 75.2844 | 73.5846 | 72.4404 | 0.02643 | 0.024113 | 0.023753 | 0.021999 | 0.01881 | 0.020905 | 0.039376 | 0.038412 | 0.047554 | 0.067932 | 0.073619 | 0.075711 | 0.075879 | 0.083483 | 0.082884 | 0.080371 | 0.08305 | 0.072379 | 0.076046 | 0.052759 | 0.04035 | 0.034715 | 0.029204 | 0.02633
Portfolio Adjusted1-in-10Size: Under 20 kWSouth of Lugo2020August Monthly Peak | Portfolio Adjusted | 1-in-10 | Size: Under 20 kW | South of Lugo | 2020 | August Monthly Peak | 8 | 1.087 | 1.0573 | 1.052 | 1.0397 | 1.0163 | 1.0453 | 0.97982 | 0.90552 | 1.2351 | 1.5693 | 1.8644 | 2.0211 | 2.124 | 2.1798 | 2.1782 | 2.1225 | 2.05 | 1.7885 | 1.5192 | 1.485 | 1.4917 | 1.3368 | 1.2053 | 1.1287 | 0 | 0 | 0 | 0 | 0 | 0 | 0 | 0 | 0 | 0 | 0 | 0 | 0 | 0 | 0.043564 | 0.042449 | 0.041 | 0.03577 | 0 | 0 | 0 | 0 | 0 | 0 | 70.3693 | 69.9793 | 69.8842 | 69.5911 | 69.1693 | 69.0166 | 68.9142 | 69.1806 | 71.4847 | 75.2333 | 78.5479 | 81.8979 | 84.4208 | 85.799 | 86.2187 | 87.3625 | 87.8458 | 88.2344 | 87.3958 | 83.6271 | 78.5281 | 75.1679 | 73.1425 | 71.862 | 0.02651 | 0.024187 | 0.023826 | 0.022066 | 0.018867 | 0.020969 | 0.039496 | 0.038529 | 0.047699 | 0.068139 | 0.073843 | 0.075942 | 0.07611 | 0.083737 | 0.083136 | 0.080616 | 0.083304 | 0.072599 | 0.076277 | 0.05292 | 0.040473 | 0.034821 | 0.029293 | 0.02641
Portfolio Adjusted1-in-10Size: Under 20 kWSouth of Lugo2020September Monthly Peak | Portfolio Adjusted | 1-in-10 | Size: Under 20 kW | South of Lugo | 2020 | September Monthly Peak | 9 | 1.1203 | 1.0871 | 1.0768 | 1.0589 | 1.035 | 1.054 | 1.045 | 0.96316 | 1.3032 | 1.6863 | 1.9968 | 2.1772 | 2.2952 | 2.3639 | 2.3488 | 2.2715 | 2.2139 | 1.9381 | 1.6425 | 1.6546 | 1.52 | 1.3777 | 1.2465 | 1.171 | 0 | 0 | 0 | 0 | 0 | 0 | 0 | 0 | 0 | 0 | 0 | 0 | 0 | 0 | 0.046976 | 0.04543 | 0.044277 | 0.038762 | 0 | 0 | 0 | 0 | 0 | 0 | 73.697 | 72.8129 | 72.3183 | 72.0331 | 71.3864 | 70.8911 | 70.7455 | 71.0126 | 73.1385 | 77.2448 | 81.9302 | 87.3667 | 91.4594 | 94.6813 | 94.7042 | 94.6156 | 94.1438 | 93.0188 | 91.7219 | 89.1906 | 85.4375 | 80.2521 | 76.975 | 75.0333 | 0.026649 | 0.024313 | 0.02395 | 0.022181 | 0.018966 | 0.021078 | 0.039702 | 0.03873 | 0.047948 | 0.068495 | 0.074229 | 0.076339 | 0.076508 | 0.084175 | 0.083571 | 0.081037 | 0.083739 | 0.072979 | 0.076676 | 0.053197 | 0.040685 | 0.035003 | 0.029446 | 0.026548
Portfolio Adjusted1-in-10Size: Under 20 kWSouth of Lugo2020October Monthly Peak | Portfolio Adjusted | 1-in-10 | Size: Under 20 kW | South of Lugo | 2020 | October Monthly Peak | 10 | 1.0425 | 1.0175 | 1.0079 | 0.99312 | 0.98355 | 1.0003 | 1.0405 | 0.92762 | 1.0954 | 1.3739 | 1.6454 | 1.8276 | 1.9508 | 2.0155 | 2.0359 | 1.9664 | 1.8794 | 1.6776 | 1.6112 | 1.5411 | 1.4127 | 1.2765 | 1.1643 | 1.0962 | 0 | 0 | 0 | 0 | 0 | 0 | 0 | 0 | 0 | 0 | 0 | 0 | 0 | 0 | 0.040719 | 0.039328 | 0.037588 | 0.033552 | 0 | 0 | 0 | 0 | 0 | 0 | 71.614 | 71.1602 | 70.2623 | 69.3406 | 68.3106 | 68.1178 | 68.2452 | 68.4018 | 69.514 | 72.2829 | 76.6396 | 81.6135 | 84.3979 | 85.6812 | 86.151 | 86.599 | 85.6656 | 82.9323 | 79.3215 | 77.1326 | 75.129 | 73.7063 | 72.5008 | 71.3719 | 0.026498 | 0.024176 | 0.023815 | 0.022056 | 0.018859 | 0.020959 | 0.039478 | 0.038512 | 0.047677 | 0.068108 | 0.073811 | 0.075908 | 0.076076 | 0.0837 | 0.083099 | 0.08058 | 0.083266 | 0.072567 | 0.076244 | 0.052897 | 0.040455 | 0.034805 | 0.02928 | 0.026398
Portfolio Adjusted1-in-10Size: Under 20 kWSouth of Lugo2020November Monthly Peak | Portfolio Adjusted | 1-in-10 | Size: Under 20 kW | South of Lugo | 2020 | November Monthly Peak | 11 | 1.0222 | 1.0003 | 0.98694 | 0.96491 | 0.96706 | 0.96686 | 0.91084 | 0.83385 | 0.97645 | 1.1771 | 1.3679 | 1.4805 | 1.5467 | 1.5833 | 1.6012 | 1.5734 | 1.624 | 1.7401 | 1.5738 | 1.4431 | 1.3325 | 1.2193 | 1.1312 | 1.0659 | 0 | 0 | 0 | 0 | 0 | 0 | 0 | 0 | 0 | 0 | 0 | 0 | 0 | 0 | 0.032024 | 0.031469 | 0.032479 | 0.034802 | 0 | 0 | 0 | 0 | 0 | 0 | 64.2046 | 62.4893 | 61.6753 | 60.139 | 59.1647 | 58.434 | 57.7393 | 58.8 | 61.5851 | 66.852 | 72.4434 | 76.6385 | 78.6636 | 80.1752 | 80.8852 | 80.3184 | 78.8991 | 76.8286 | 74.8509 | 72.1578 | 70.4551 | 69.036 | 67.2019 | 66.0062 | 0.026605 | 0.024273 | 0.023911 | 0.022145 | 0.018934 | 0.021043 | 0.039637 | 0.038666 | 0.047869 | 0.068382 | 0.074107 | 0.076213 | 0.076381 | 0.084036 | 0.083433 | 0.080904 | 0.083601 | 0.072858 | 0.07655 | 0.053109 | 0.040617 | 0.034945 | 0.029398 | 0.026504
Portfolio Adjusted1-in-10Size: Under 20 kWSouth of Lugo2020December Monthly Peak | Portfolio Adjusted | 1-in-10 | Size: Under 20 kW | South of Lugo | 2020 | December Monthly Peak | 12 | 1.0491 | 1.0194 | 1.0076 | 0.98123 | 0.99231 | 1.0076 | 1.085 | 1.0118 | 1.1891 | 1.3917 | 1.446 | 1.4395 | 1.4104 | 1.3643 | 1.3015 | 1.3353 | 1.4798 | 1.6915 | 1.4986 | 1.4181 | 1.3038 | 1.2024 | 1.1285 | 1.0876 | 0 | 0 | 0 | 0 | 0 | 0 | 0 | 0 | 0 | 0 | 0 | 0 | 0 | 0 | 0.02603 | 0.026706 | 0.029596 | 0.033831 | 0 | 0 | 0 | 0 | 0 | 0 | 47.0542 | 46.4561 | 45.5647 | 44.87 | 44.3143 | 43.2102 | 43.9249 | 44.4089 | 45.7446 | 47.7817 | 50.294 | 52.0915 | 53.1892 | 52.8644 | 52.8417 | 52.7295 | 52.4091 | 51.1939 | 49.9873 | 49.2161 | 48.2111 | 47.6003 | 46.8383 | 46.5452 | 0.028157 | 0.025689 | 0.025305 | 0.023436 | 0.020039 | 0.022271 | 0.041949 | 0.040922 | 0.050661 | 0.07237 | 0.078429 | 0.080659 | 0.080837 | 0.088937 | 0.088299 | 0.085623 | 0.088477 | 0.077108 | 0.081015 | 0.056207 | 0.042987 | 0.036983 | 0.031112 | 0.02805
Portfolio Adjusted1-in-10Size: Under 20 kWSouth of Lugo2020Typical Event Day | Portfolio Adjusted | 1-in-10 | Size: Under 20 kW | South of Lugo | 2020 | Typical Event Day | 8 | 1.0856 | 1.056 | 1.051 | 1.0387 | 1.0153 | 1.0444 | 0.97945 | 0.90339 | 1.2281 | 1.5577 | 1.8491 | 2.0035 | 2.105 | 2.1605 | 2.1595 | 2.1045 | 2.0326 | 1.7737 | 1.5089 | 1.4767 | 1.4866 | 1.3334 | 1.203 | 1.1265 | 0 | 0 | 0 | 0 | 0 | 0 | 0 | 0 | 0 | 0 | 0 | 0 | 0 | 0 | 0.043191 | 0.042091 | 0.040651 | 0.035475 | 0 | 0 | 0 | 0 | 0 | 0 | 69.9164 | 69.3127 | 69.0494 | 68.8604 | 68.2252 | 67.8141 | 67.6445 | 68.0693 | 70.5197 | 74.5533 | 78.6792 | 82.0576 | 84.3599 | 85.8799 | 86.8612 | 87.424 | 88.3273 | 87.7266 | 86.707 | 83.9857 | 79.8779 | 76.1233 | 73.7479 | 72.2871 | 0.026492 | 0.02417 | 0.023809 | 0.02205 | 0.018854 | 0.020954 | 0.039469 | 0.038502 | 0.047665 | 0.068091 | 0.073792 | 0.075889 | 0.076057 | 0.083679 | 0.083078 | 0.08056 | 0.083246 | 0.072549 | 0.076224 | 0.052883 | 0.040445 | 0.034796 | 0.029273 | 0.026392
Portfolio Adjusted1-in-10Size: Under 20 kWSouth of Lugo2021January Monthly Peak | Portfolio Adjusted | 1-in-10 | Size: Under 20 kW | South of Lugo | 2021 | January Monthly Peak | 1 | 1.08 | 1.0472 | 1.015 | 1.0073 | 1.0167 | 1.0669 | 1.1226 | 1.0288 | 1.262 | 1.444 | 1.5057 | 1.4952 | 1.4663 | 1.421 | 1.3774 | 1.3761 | 1.3939 | 1.6476 | 1.5682 | 1.4828 | 1.3655 | 1.2754 | 1.1761 | 1.1388 | 0 | 0 | 0 | 0 | 0 | 0 | 0 | 0 | 0 | 0 | 0 | 0 | 0 | 0 | 0.027548 | 0.027522 | 0.027878 | 0.032951 | 0 | 0 | 0 | 0 | 0 | 0 | 46.1952 | 46.1547 | 45.5354 | 44.8149 | 44.5482 | 44.2005 | 43.1041 | 42.8347 | 43.819 | 46.4974 | 48.5388 | 50.5997 | 52.6883 | 53.7132 | 54.6593 | 54.8785 | 54.4648 | 53.4796 | 51.9073 | 50.8775 | 50.0549 | 49.7046 | 49.4877 | 48.3856 | 0.028186 | 0.025715 | 0.025331 | 0.02346 | 0.020059 | 0.022294 | 0.041992 | 0.040964 | 0.050713 | 0.072445 | 0.07851 | 0.080742 | 0.08092 | 0.089029 | 0.08839 | 0.085711 | 0.088568 | 0.077187 | 0.081098 | 0.056265 | 0.043031 | 0.037021 | 0.031144 | 0.028079
Portfolio Adjusted1-in-10Size: Under 20 kWSouth of Lugo2021February Monthly Peak | Portfolio Adjusted | 1-in-10 | Size: Under 20 kW | South of Lugo | 2021 | February Monthly Peak | 2 | 1.0405 | 1.0121 | 1.0033 | 1.0007 | 1.0062 | 1.0336 | 1.0247 | 0.94507 | 1.1071 | 1.2655 | 1.3672 | 1.4063 | 1.4589 | 1.4408 | 1.4329 | 1.4108 | 1.4021 | 1.509 | 1.5797 | 1.4612 | 1.3443 | 1.2604 | 1.1718 | 1.118 | 0 | 0 | 0 | 0 | 0 | 0 | 0 | 0 | 0 | 0 | 0 | 0 | 0 | 0 | 0.028658 | 0.028217 | 0.028042 | 0.03018 | 0 | 0 | 0 | 0 | 0 | 0 | 51.7732 | 51.0884 | 50.3355 | 49.3261 | 48.5872 | 48.3445 | 47.5559 | 47.2982 | 48.7204 | 52.3726 | 56.256 | 60.0723 | 61.9927 | 63.3629 | 63.8253 | 63.7359 | 63.1248 | 62.2517 | 60.0425 | 58.018 | 56.4702 | 55.2758 | 54.2986 | 53.0085 | 0.026652 | 0.024316 | 0.023953 | 0.022184 | 0.018968 | 0.021081 | 0.039707 | 0.038735 | 0.047953 | 0.068503 | 0.074238 | 0.076348 | 0.076516 | 0.084184 | 0.08358 | 0.081047 | 0.083749 | 0.072987 | 0.076685 | 0.053203 | 0.040689 | 0.035007 | 0.02945 | 0.026551
Portfolio Adjusted1-in-10Size: Under 20 kWSouth of Lugo2021March Monthly Peak | Portfolio Adjusted | 1-in-10 | Size: Under 20 kW | South of Lugo | 2021 | March Monthly Peak | 3 | 1.0253 | 0.99494 | 0.98161 | 0.9676 | 0.97054 | 0.99063 | 0.98702 | 0.8666 | 1.0089 | 1.1796 | 1.3523 | 1.4262 | 1.502 | 1.5431 | 1.5566 | 1.5509 | 1.5091 | 1.404 | 1.3437 | 1.4374 | 1.3439 | 1.24 | 1.1304 | 1.0649 | 0 | 0 | 0 | 0 | 0 | 0 | 0 | 0 | 0 | 0 | 0 | 0 | 0 | 0 | 0.031133 | 0.031018 | 0.030183 | 0.028081 | 0 | 0 | 0 | 0 | 0 | 0 | 60.991 | 59.352 | 58.6791 | 58.1289 | 57.2435 | 55.4941 | 54.9566 | 55.6139 | 58.9259 | 64.1056 | 69.4351 | 73.899 | 76.7213 | 77.747 | 78.2634 | 78.3527 | 77.3534 | 76.3096 | 74.7699 | 72.2738 | 69.6567 | 66.2558 | 63.2434 | 61.0839 | 0.026559 | 0.024231 | 0.02387 | 0.022107 | 0.018902 | 0.021007 | 0.039569 | 0.0386 | 0.047787 | 0.068264 | 0.07398 | 0.076082 | 0.07625 | 0.083892 | 0.08329 | 0.080765 | 0.083457 | 0.072733 | 0.076418 | 0.053018 | 0.040548 | 0.034885 | 0.029347 | 0.026459
Portfolio Adjusted1-in-10Size: Under 20 kWSouth of Lugo2021April Monthly Peak | Portfolio Adjusted | 1-in-10 | Size: Under 20 kW | South of Lugo | 2021 | April Monthly Peak | 4 | 1.0187 | 0.98372 | 0.97267 | 0.95753 | 0.95612 | 0.97557 | 0.90769 | 0.80684 | 1.0175 | 1.2586 | 1.5191 | 1.6668 | 1.7871 | 1.8371 | 1.8661 | 1.8356 | 1.7866 | 1.6106 | 1.3926 | 1.4678 | 1.4239 | 1.2947 | 1.1504 | 1.0719 | 0 | 0 | 0 | 0 | 0 | 0 | 0 | 0 | 0 | 0 | 0 | 0 | 0 | 0 | 0.037322 | 0.036713 | 0.035733 | 0.032212 | 0 | 0 | 0 | 0 | 0 | 0 | 70.1919 | 69.2226 | 67.6477 | 66.0733 | 64.72 | 63.8646 | 63.4846 | 63.5643 | 66.279 | 71.8958 | 77.2437 | 82.3375 | 85.2938 | 86.0531 | 85.1521 | 85.1146 | 85.0531 | 85.151 | 83.7958 | 79.7781 | 75.039 | 70.3738 | 68.0669 | 67.0962 | 0.026684 | 0.024345 | 0.023982 | 0.02221 | 0.018991 | 0.021106 | 0.039755 | 0.038781 | 0.048011 | 0.068585 | 0.074327 | 0.07644 | 0.076609 | 0.084286 | 0.083681 | 0.081144 | 0.08385 | 0.073075 | 0.076777 | 0.053267 | 0.040738 | 0.035049 | 0.029485 | 0.026583
Portfolio Adjusted1-in-10Size: Under 20 kWSouth of Lugo2021May Monthly Peak | Portfolio Adjusted | 1-in-10 | Size: Under 20 kW | South of Lugo | 2021 | May Monthly Peak | 5 | 1.0553 | 1.0257 | 1.0122 | 1.001 | 0.97544 | 0.98187 | 0.86133 | 0.82571 | 1.0555 | 1.3198 | 1.5632 | 1.7199 | 1.8055 | 1.8622 | 1.8686 | 1.8464 | 1.8019 | 1.6031 | 1.3795 | 1.3508 | 1.4012 | 1.2898 | 1.1625 | 1.0987 | 0 | 0 | 0 | 0 | 0 | 0 | 0 | 0 | 0 | 0 | 0 | 0 | 0 | 0 | 0.037372 | 0.036928 | 0.036038 | 0.032063 | 0 | 0 | 0 | 0 | 0 | 0 | 67.3432 | 66.7697 | 65.3933 | 64.6751 | 64.1675 | 63.5522 | 63.8111 | 63.9043 | 66.8571 | 72.4066 | 77.5302 | 81.1854 | 83.0409 | 83.7621 | 85.9812 | 87.201 | 87.774 | 86.5896 | 84.9875 | 82.7746 | 79.6011 | 75.6239 | 72.4719 | 70.1918 | 0.026493 | 0.024171 | 0.02381 | 0.022052 | 0.018855 | 0.020955 | 0.039471 | 0.038504 | 0.047668 | 0.068095 | 0.073796 | 0.075893 | 0.076061 | 0.083683 | 0.083083 | 0.080564 | 0.08325 | 0.072552 | 0.076228 | 0.052886 | 0.040447 | 0.034798 | 0.029274 | 0.026393
Portfolio Adjusted1-in-10Size: Under 20 kWSouth of Lugo2021June Monthly Peak | Portfolio Adjusted | 1-in-10 | Size: Under 20 kW | South of Lugo | 2021 | June Monthly Peak | 6 | 1.0637 | 1.0324 | 1.0262 | 1.0097 | 0.97983 | 0.9779 | 0.86722 | 0.84315 | 1.0917 | 1.3538 | 1.591 | 1.725 | 1.8271 | 1.8831 | 1.9051 | 1.8663 | 1.8241 | 1.639 | 1.3986 | 1.3237 | 1.3985 | 1.2914 | 1.1788 | 1.1119 | 0 | 0 | 0 | 0 | 0 | 0 | 0 | 0 | 0 | 0 | 0 | 0 | 0 | 0 | 0.038102 | 0.037326 | 0.036482 | 0.032779 | 0 | 0 | 0 | 0 | 0 | 0 | 66.0431 | 65.6202 | 65.3908 | 65.378 | 64.2725 | 63.5108 | 63.4993 | 64.5075 | 67.1272 | 71.3215 | 76.2729 | 79.8417 | 81.4313 | 81.4135 | 82.5854 | 82.8021 | 84.1083 | 83.9031 | 83.9104 | 82.1365 | 77.7625 | 73.7886 | 71.2896 | 69.8125 | 0.026495 | 0.024172 | 0.023812 | 0.022053 | 0.018856 | 0.020956 | 0.039473 | 0.038506 | 0.04767 | 0.068098 | 0.0738 | 0.075897 | 0.076065 | 0.083687 | 0.083087 | 0.080568 | 0.083254 | 0.072556 | 0.076232 | 0.052889 | 0.040449 | 0.0348 | 0.029276 | 0.026394
Portfolio Adjusted1-in-10Size: Under 20 kWSouth of Lugo2021July Monthly Peak | Portfolio Adjusted | 1-in-10 | Size: Under 20 kW | South of Lugo | 2021 | July Monthly Peak | 7 | 1.0995 | 1.0679 | 1.0593 | 1.041 | 1.0074 | 1.0278 | 0.92226 | 0.90002 | 1.2233 | 1.5523 | 1.8234 | 1.9672 | 2.0583 | 2.1217 | 2.1091 | 2.0532 | 2.0057 | 1.7837 | 1.5169 | 1.4134 | 1.4719 | 1.3647 | 1.2264 | 1.1488 | 0 | 0 | 0 | 0 | 0 | 0 | 0 | 0 | 0 | 0 | 0 | 0 | 0 | 0 | 0.042183 | 0.041064 | 0.040114 | 0.035674 | 0 | 0 | 0 | 0 | 0 | 0 | 69.5561 | 68.8384 | 68.6044 | 68.4392 | 68.0727 | 67.8379 | 67.419 | 67.5766 | 70.3285 | 74.4135 | 77.9656 | 79.124 | 80.1281 | 81.626 | 83.9365 | 84.9156 | 87.2115 | 85.75 | 83.8 | 80.9885 | 77.7833 | 75.2844 | 73.5846 | 72.4404 | 0.02643 | 0.024113 | 0.023753 | 0.021999 | 0.01881 | 0.020905 | 0.039376 | 0.038412 | 0.047554 | 0.067932 | 0.073619 | 0.075711 | 0.075879 | 0.083483 | 0.082884 | 0.080371 | 0.08305 | 0.072379 | 0.076046 | 0.052759 | 0.04035 | 0.034715 | 0.029204 | 0.02633
Portfolio Adjusted1-in-10Size: Under 20 kWSouth of Lugo2021August Monthly Peak | Portfolio Adjusted | 1-in-10 | Size: Under 20 kW | South of Lugo | 2021 | August Monthly Peak | 8 | 1.087 | 1.0573 | 1.052 | 1.0397 | 1.0163 | 1.0453 | 0.97982 | 0.90552 | 1.2351 | 1.5693 | 1.8644 | 2.0211 | 2.124 | 2.1798 | 2.1782 | 2.1225 | 2.05 | 1.7885 | 1.5192 | 1.485 | 1.4917 | 1.3368 | 1.2053 | 1.1287 | 0 | 0 | 0 | 0 | 0 | 0 | 0 | 0 | 0 | 0 | 0 | 0 | 0 | 0 | 0.043564 | 0.042449 | 0.041 | 0.03577 | 0 | 0 | 0 | 0 | 0 | 0 | 70.3693 | 69.9793 | 69.8842 | 69.5911 | 69.1693 | 69.0166 | 68.9142 | 69.1806 | 71.4847 | 75.2333 | 78.5479 | 81.8979 | 84.4208 | 85.799 | 86.2187 | 87.3625 | 87.8458 | 88.2344 | 87.3958 | 83.6271 | 78.5281 | 75.1679 | 73.1425 | 71.862 | 0.02651 | 0.024187 | 0.023826 | 0.022066 | 0.018867 | 0.020969 | 0.039496 | 0.038529 | 0.047699 | 0.068139 | 0.073843 | 0.075942 | 0.07611 | 0.083737 | 0.083136 | 0.080616 | 0.083304 | 0.072599 | 0.076277 | 0.05292 | 0.040473 | 0.034821 | 0.029293 | 0.02641
Portfolio Adjusted1-in-10Size: Under 20 kWSouth of Lugo2021September Monthly Peak | Portfolio Adjusted | 1-in-10 | Size: Under 20 kW | South of Lugo | 2021 | September Monthly Peak | 9 | 1.1203 | 1.0871 | 1.0768 | 1.0589 | 1.035 | 1.054 | 1.045 | 0.96316 | 1.3032 | 1.6863 | 1.9968 | 2.1772 | 2.2952 | 2.3639 | 2.3488 | 2.2715 | 2.2139 | 1.9381 | 1.6425 | 1.6546 | 1.52 | 1.3777 | 1.2465 | 1.171 | 0 | 0 | 0 | 0 | 0 | 0 | 0 | 0 | 0 | 0 | 0 | 0 | 0 | 0 | 0.046976 | 0.04543 | 0.044277 | 0.038762 | 0 | 0 | 0 | 0 | 0 | 0 | 73.697 | 72.8129 | 72.3183 | 72.0331 | 71.3864 | 70.8911 | 70.7455 | 71.0126 | 73.1385 | 77.2448 | 81.9302 | 87.3667 | 91.4594 | 94.6812 | 94.7042 | 94.6156 | 94.1437 | 93.0187 | 91.7219 | 89.1906 | 85.4375 | 80.2521 | 76.975 | 75.0333 | 0.026649 | 0.024313 | 0.02395 | 0.022181 | 0.018966 | 0.021078 | 0.039702 | 0.03873 | 0.047948 | 0.068495 | 0.074229 | 0.076339 | 0.076508 | 0.084175 | 0.083571 | 0.081037 | 0.083739 | 0.072979 | 0.076676 | 0.053197 | 0.040685 | 0.035003 | 0.029446 | 0.026548
Portfolio Adjusted1-in-10Size: Under 20 kWSouth of Lugo2021October Monthly Peak | Portfolio Adjusted | 1-in-10 | Size: Under 20 kW | South of Lugo | 2021 | October Monthly Peak | 10 | 1.0425 | 1.0175 | 1.0079 | 0.99312 | 0.98355 | 1.0003 | 1.0405 | 0.92762 | 1.0954 | 1.3739 | 1.6454 | 1.8276 | 1.9508 | 2.0155 | 2.0359 | 1.9664 | 1.8794 | 1.6776 | 1.6112 | 1.5411 | 1.4127 | 1.2765 | 1.1643 | 1.0962 | 0 | 0 | 0 | 0 | 0 | 0 | 0 | 0 | 0 | 0 | 0 | 0 | 0 | 0 | 0.040719 | 0.039328 | 0.037588 | 0.033552 | 0 | 0 | 0 | 0 | 0 | 0 | 71.614 | 71.1602 | 70.2623 | 69.3406 | 68.3106 | 68.1178 | 68.2452 | 68.4018 | 69.514 | 72.2829 | 76.6396 | 81.6135 | 84.3979 | 85.6813 | 86.151 | 86.599 | 85.6656 | 82.9323 | 79.3215 | 77.1326 | 75.129 | 73.7063 | 72.5008 | 71.3719 | 0.026498 | 0.024176 | 0.023815 | 0.022056 | 0.018859 | 0.020959 | 0.039478 | 0.038512 | 0.047677 | 0.068108 | 0.073811 | 0.075908 | 0.076076 | 0.0837 | 0.083099 | 0.08058 | 0.083266 | 0.072567 | 0.076244 | 0.052897 | 0.040455 | 0.034805 | 0.02928 | 0.026398
Portfolio Adjusted1-in-10Size: Under 20 kWSouth of Lugo2021November Monthly Peak | Portfolio Adjusted | 1-in-10 | Size: Under 20 kW | South of Lugo | 2021 | November Monthly Peak | 11 | 1.0222 | 1.0003 | 0.98694 | 0.96491 | 0.96706 | 0.96686 | 0.91084 | 0.83385 | 0.97645 | 1.1771 | 1.3679 | 1.4805 | 1.5467 | 1.5833 | 1.6012 | 1.5734 | 1.624 | 1.7401 | 1.5738 | 1.4431 | 1.3325 | 1.2193 | 1.1312 | 1.0659 | 0 | 0 | 0 | 0 | 0 | 0 | 0 | 0 | 0 | 0 | 0 | 0 | 0 | 0 | 0.032024 | 0.031469 | 0.032479 | 0.034802 | 0 | 0 | 0 | 0 | 0 | 0 | 64.2046 | 62.4893 | 61.6753 | 60.139 | 59.1647 | 58.434 | 57.7393 | 58.8 | 61.5851 | 66.852 | 72.4434 | 76.6385 | 78.6636 | 80.1752 | 80.8852 | 80.3184 | 78.8991 | 76.8286 | 74.8509 | 72.1578 | 70.4551 | 69.036 | 67.2019 | 66.0063 | 0.026605 | 0.024273 | 0.023911 | 0.022145 | 0.018934 | 0.021043 | 0.039637 | 0.038666 | 0.047869 | 0.068382 | 0.074107 | 0.076213 | 0.076381 | 0.084036 | 0.083433 | 0.080904 | 0.083601 | 0.072858 | 0.07655 | 0.053109 | 0.040617 | 0.034945 | 0.029398 | 0.026504
Portfolio Adjusted1-in-10Size: Under 20 kWSouth of Lugo2021December Monthly Peak | Portfolio Adjusted | 1-in-10 | Size: Under 20 kW | South of Lugo | 2021 | December Monthly Peak | 12 | 1.0491 | 1.0194 | 1.0076 | 0.98123 | 0.99231 | 1.0076 | 1.085 | 1.0118 | 1.1891 | 1.3917 | 1.446 | 1.4395 | 1.4104 | 1.3643 | 1.3015 | 1.3353 | 1.4798 | 1.6915 | 1.4986 | 1.4181 | 1.3038 | 1.2024 | 1.1285 | 1.0876 | 0 | 0 | 0 | 0 | 0 | 0 | 0 | 0 | 0 | 0 | 0 | 0 | 0 | 0 | 0.02603 | 0.026706 | 0.029596 | 0.033831 | 0 | 0 | 0 | 0 | 0 | 0 | 47.0542 | 46.4561 | 45.5647 | 44.87 | 44.3143 | 43.2102 | 43.9249 | 44.4089 | 45.7446 | 47.7817 | 50.294 | 52.0915 | 53.1892 | 52.8644 | 52.8417 | 52.7295 | 52.4091 | 51.1939 | 49.9873 | 49.2161 | 48.2111 | 47.6003 | 46.8383 | 46.5452 | 0.028157 | 0.025689 | 0.025305 | 0.023436 | 0.020039 | 0.022271 | 0.041949 | 0.040922 | 0.050661 | 0.07237 | 0.078429 | 0.080659 | 0.080837 | 0.088937 | 0.088299 | 0.085623 | 0.088477 | 0.077108 | 0.081015 | 0.056207 | 0.042987 | 0.036983 | 0.031112 | 0.02805
Portfolio Adjusted1-in-10Size: Under 20 kWSouth of Lugo2021Typical Event Day | Portfolio Adjusted | 1-in-10 | Size: Under 20 kW | South of Lugo | 2021 | Typical Event Day | 8 | 1.0856 | 1.056 | 1.051 | 1.0387 | 1.0153 | 1.0444 | 0.97945 | 0.90339 | 1.2281 | 1.5577 | 1.8491 | 2.0035 | 2.105 | 2.1605 | 2.1595 | 2.1045 | 2.0326 | 1.7737 | 1.5089 | 1.4767 | 1.4866 | 1.3334 | 1.203 | 1.1265 | 0 | 0 | 0 | 0 | 0 | 0 | 0 | 0 | 0 | 0 | 0 | 0 | 0 | 0 | 0.043191 | 0.042091 | 0.040651 | 0.035475 | 0 | 0 | 0 | 0 | 0 | 0 | 69.9164 | 69.3127 | 69.0494 | 68.8604 | 68.2252 | 67.8141 | 67.6445 | 68.0693 | 70.5197 | 74.5533 | 78.6792 | 82.0576 | 84.3599 | 85.8799 | 86.8612 | 87.424 | 88.3273 | 87.7266 | 86.707 | 83.9857 | 79.8779 | 76.1233 | 73.7479 | 72.2871 | 0.026492 | 0.02417 | 0.023809 | 0.02205 | 0.018854 | 0.020954 | 0.039469 | 0.038502 | 0.047665 | 0.068091 | 0.073792 | 0.075889 | 0.076057 | 0.083679 | 0.083078 | 0.08056 | 0.083246 | 0.072549 | 0.076224 | 0.052883 | 0.040445 | 0.034796 | 0.029273 | 0.026392
Portfolio Adjusted1-in-10Size: Under 20 kWSouth of Lugo2022January Monthly Peak | Portfolio Adjusted | 1-in-10 | Size: Under 20 kW | South of Lugo | 2022 | January Monthly Peak | 1 | 1.08 | 1.0472 | 1.015 | 1.0073 | 1.0167 | 1.0669 | 1.1226 | 1.0288 | 1.262 | 1.444 | 1.5057 | 1.4952 | 1.4663 | 1.421 | 1.3774 | 1.3761 | 1.3939 | 1.6476 | 1.5682 | 1.4828 | 1.3655 | 1.2754 | 1.1761 | 1.1388 | 0 | 0 | 0 | 0 | 0 | 0 | 0 | 0 | 0 | 0 | 0 | 0 | 0 | 0 | 0.027548 | 0.027522 | 0.027878 | 0.032951 | 0 | 0 | 0 | 0 | 0 | 0 | 46.1952 | 46.1547 | 45.5354 | 44.8149 | 44.5482 | 44.2005 | 43.1041 | 42.8347 | 43.819 | 46.4974 | 48.5388 | 50.5997 | 52.6883 | 53.7132 | 54.6593 | 54.8785 | 54.4648 | 53.4796 | 51.9073 | 50.8775 | 50.0549 | 49.7046 | 49.4877 | 48.3856 | 0.028186 | 0.025715 | 0.025331 | 0.02346 | 0.020059 | 0.022294 | 0.041992 | 0.040964 | 0.050713 | 0.072445 | 0.07851 | 0.080742 | 0.08092 | 0.089029 | 0.08839 | 0.085711 | 0.088568 | 0.077187 | 0.081098 | 0.056265 | 0.043031 | 0.037021 | 0.031144 | 0.028079
Portfolio Adjusted1-in-10Size: Under 20 kWSouth of Lugo2022February Monthly Peak | Portfolio Adjusted | 1-in-10 | Size: Under 20 kW | South of Lugo | 2022 | February Monthly Peak | 2 | 1.0405 | 1.0121 | 1.0033 | 1.0007 | 1.0062 | 1.0336 | 1.0247 | 0.94507 | 1.1071 | 1.2655 | 1.3672 | 1.4063 | 1.4589 | 1.4408 | 1.4329 | 1.4108 | 1.4021 | 1.509 | 1.5797 | 1.4612 | 1.3443 | 1.2604 | 1.1718 | 1.118 | 0 | 0 | 0 | 0 | 0 | 0 | 0 | 0 | 0 | 0 | 0 | 0 | 0 | 0 | 0.028658 | 0.028217 | 0.028042 | 0.03018 | 0 | 0 | 0 | 0 | 0 | 0 | 51.7732 | 51.0884 | 50.3355 | 49.3261 | 48.5872 | 48.3445 | 47.5559 | 47.2982 | 48.7204 | 52.3726 | 56.256 | 60.0723 | 61.9927 | 63.3629 | 63.8253 | 63.7359 | 63.1248 | 62.2517 | 60.0425 | 58.018 | 56.4702 | 55.2758 | 54.2986 | 53.0085 | 0.026652 | 0.024316 | 0.023953 | 0.022184 | 0.018968 | 0.021081 | 0.039707 | 0.038735 | 0.047953 | 0.068503 | 0.074238 | 0.076348 | 0.076516 | 0.084184 | 0.08358 | 0.081047 | 0.083749 | 0.072987 | 0.076685 | 0.053203 | 0.040689 | 0.035007 | 0.02945 | 0.026551
Portfolio Adjusted1-in-10Size: Under 20 kWSouth of Lugo2022March Monthly Peak | Portfolio Adjusted | 1-in-10 | Size: Under 20 kW | South of Lugo | 2022 | March Monthly Peak | 3 | 1.0253 | 0.99494 | 0.98161 | 0.9676 | 0.97054 | 0.99063 | 0.98702 | 0.8666 | 1.0089 | 1.1796 | 1.3523 | 1.4262 | 1.502 | 1.5431 | 1.5566 | 1.5509 | 1.5091 | 1.404 | 1.3437 | 1.4374 | 1.3439 | 1.24 | 1.1304 | 1.0649 | 0 | 0 | 0 | 0 | 0 | 0 | 0 | 0 | 0 | 0 | 0 | 0 | 0 | 0 | 0.031133 | 0.031018 | 0.030183 | 0.028081 | 0 | 0 | 0 | 0 | 0 | 0 | 60.991 | 59.352 | 58.6791 | 58.1289 | 57.2435 | 55.4941 | 54.9566 | 55.6139 | 58.9259 | 64.1056 | 69.4351 | 73.899 | 76.7212 | 77.747 | 78.2634 | 78.3527 | 77.3534 | 76.3096 | 74.7699 | 72.2738 | 69.6567 | 66.2558 | 63.2434 | 61.0839 | 0.026559 | 0.024231 | 0.02387 | 0.022107 | 0.018902 | 0.021007 | 0.039569 | 0.0386 | 0.047787 | 0.068264 | 0.07398 | 0.076082 | 0.07625 | 0.083892 | 0.08329 | 0.080765 | 0.083457 | 0.072733 | 0.076418 | 0.053018 | 0.040548 | 0.034885 | 0.029347 | 0.026459
Portfolio Adjusted1-in-10Size: Under 20 kWSouth of Lugo2022April Monthly Peak | Portfolio Adjusted | 1-in-10 | Size: Under 20 kW | South of Lugo | 2022 | April Monthly Peak | 4 | 1.0187 | 0.98372 | 0.97267 | 0.95753 | 0.95612 | 0.97557 | 0.90769 | 0.80684 | 1.0175 | 1.2586 | 1.5191 | 1.6668 | 1.7871 | 1.8371 | 1.8661 | 1.8356 | 1.7866 | 1.6106 | 1.3926 | 1.4678 | 1.4239 | 1.2947 | 1.1504 | 1.0719 | 0 | 0 | 0 | 0 | 0 | 0 | 0 | 0 | 0 | 0 | 0 | 0 | 0 | 0 | 0.037322 | 0.036713 | 0.035733 | 0.032212 | 0 | 0 | 0 | 0 | 0 | 0 | 70.1919 | 69.2226 | 67.6477 | 66.0733 | 64.72 | 63.8646 | 63.4846 | 63.5643 | 66.279 | 71.8958 | 77.2438 | 82.3375 | 85.2937 | 86.0531 | 85.1521 | 85.1146 | 85.0531 | 85.151 | 83.7958 | 79.7781 | 75.039 | 70.3737 | 68.0669 | 67.0962 | 0.026684 | 0.024345 | 0.023982 | 0.02221 | 0.018991 | 0.021106 | 0.039755 | 0.038781 | 0.048011 | 0.068585 | 0.074327 | 0.07644 | 0.076609 | 0.084286 | 0.083681 | 0.081144 | 0.08385 | 0.073075 | 0.076777 | 0.053267 | 0.040738 | 0.035049 | 0.029485 | 0.026583
Portfolio Adjusted1-in-10Size: Under 20 kWSouth of Lugo2022May Monthly Peak | Portfolio Adjusted | 1-in-10 | Size: Under 20 kW | South of Lugo | 2022 | May Monthly Peak | 5 | 1.0553 | 1.0257 | 1.0122 | 1.001 | 0.97544 | 0.98187 | 0.86133 | 0.82571 | 1.0555 | 1.3198 | 1.5632 | 1.7199 | 1.8055 | 1.8622 | 1.8686 | 1.8464 | 1.8019 | 1.6031 | 1.3795 | 1.3508 | 1.4012 | 1.2898 | 1.1625 | 1.0987 | 0 | 0 | 0 | 0 | 0 | 0 | 0 | 0 | 0 | 0 | 0 | 0 | 0 | 0 | 0.037372 | 0.036928 | 0.036038 | 0.032063 | 0 | 0 | 0 | 0 | 0 | 0 | 67.3432 | 66.7697 | 65.3933 | 64.6751 | 64.1675 | 63.5522 | 63.8111 | 63.9043 | 66.8571 | 72.4066 | 77.5302 | 81.1854 | 83.0409 | 83.7621 | 85.9813 | 87.201 | 87.774 | 86.5896 | 84.9875 | 82.7746 | 79.6011 | 75.6239 | 72.4719 | 70.1918 | 0.026493 | 0.024171 | 0.02381 | 0.022052 | 0.018855 | 0.020955 | 0.039471 | 0.038504 | 0.047668 | 0.068095 | 0.073796 | 0.075893 | 0.076061 | 0.083683 | 0.083083 | 0.080564 | 0.08325 | 0.072552 | 0.076228 | 0.052886 | 0.040447 | 0.034798 | 0.029274 | 0.026393
Portfolio Adjusted1-in-10Size: Under 20 kWSouth of Lugo2022June Monthly Peak | Portfolio Adjusted | 1-in-10 | Size: Under 20 kW | South of Lugo | 2022 | June Monthly Peak | 6 | 1.0637 | 1.0324 | 1.0262 | 1.0097 | 0.97983 | 0.9779 | 0.86722 | 0.84315 | 1.0917 | 1.3538 | 1.591 | 1.725 | 1.8271 | 1.8831 | 1.9051 | 1.8663 | 1.8241 | 1.639 | 1.3986 | 1.3237 | 1.3985 | 1.2914 | 1.1788 | 1.1119 | 0 | 0 | 0 | 0 | 0 | 0 | 0 | 0 | 0 | 0 | 0 | 0 | 0 | 0 | 0.038102 | 0.037326 | 0.036482 | 0.032779 | 0 | 0 | 0 | 0 | 0 | 0 | 66.0431 | 65.6202 | 65.3908 | 65.378 | 64.2725 | 63.5108 | 63.4993 | 64.5075 | 67.1272 | 71.3215 | 76.2729 | 79.8417 | 81.4312 | 81.4135 | 82.5854 | 82.8021 | 84.1083 | 83.9031 | 83.9104 | 82.1365 | 77.7625 | 73.7886 | 71.2896 | 69.8125 | 0.026495 | 0.024172 | 0.023812 | 0.022053 | 0.018856 | 0.020956 | 0.039473 | 0.038506 | 0.04767 | 0.068098 | 0.0738 | 0.075897 | 0.076065 | 0.083687 | 0.083087 | 0.080568 | 0.083254 | 0.072556 | 0.076232 | 0.052889 | 0.040449 | 0.0348 | 0.029276 | 0.026394
Portfolio Adjusted1-in-10Size: Under 20 kWSouth of Lugo2022July Monthly Peak | Portfolio Adjusted | 1-in-10 | Size: Under 20 kW | South of Lugo | 2022 | July Monthly Peak | 7 | 1.0995 | 1.0679 | 1.0593 | 1.041 | 1.0074 | 1.0278 | 0.92226 | 0.90002 | 1.2233 | 1.5523 | 1.8234 | 1.9672 | 2.0583 | 2.1217 | 2.1091 | 2.0532 | 2.0057 | 1.7837 | 1.5169 | 1.4134 | 1.4719 | 1.3647 | 1.2264 | 1.1488 | 0 | 0 | 0 | 0 | 0 | 0 | 0 | 0 | 0 | 0 | 0 | 0 | 0 | 0 | 0.042183 | 0.041064 | 0.040114 | 0.035674 | 0 | 0 | 0 | 0 | 0 | 0 | 69.5561 | 68.8384 | 68.6044 | 68.4392 | 68.0727 | 67.8379 | 67.419 | 67.5766 | 70.3285 | 74.4135 | 77.9656 | 79.124 | 80.1281 | 81.626 | 83.9365 | 84.9156 | 87.2115 | 85.75 | 83.8 | 80.9885 | 77.7833 | 75.2844 | 73.5846 | 72.4404 | 0.02643 | 0.024113 | 0.023753 | 0.021999 | 0.01881 | 0.020905 | 0.039376 | 0.038412 | 0.047554 | 0.067932 | 0.073619 | 0.075711 | 0.075879 | 0.083483 | 0.082884 | 0.080371 | 0.08305 | 0.072379 | 0.076046 | 0.052759 | 0.04035 | 0.034715 | 0.029204 | 0.02633
Portfolio Adjusted1-in-10Size: Under 20 kWSouth of Lugo2022August Monthly Peak | Portfolio Adjusted | 1-in-10 | Size: Under 20 kW | South of Lugo | 2022 | August Monthly Peak | 8 | 1.087 | 1.0573 | 1.052 | 1.0397 | 1.0163 | 1.0453 | 0.97982 | 0.90552 | 1.2351 | 1.5693 | 1.8644 | 2.0211 | 2.124 | 2.1798 | 2.1782 | 2.1225 | 2.05 | 1.7885 | 1.5192 | 1.485 | 1.4917 | 1.3368 | 1.2053 | 1.1287 | 0 | 0 | 0 | 0 | 0 | 0 | 0 | 0 | 0 | 0 | 0 | 0 | 0 | 0 | 0.043564 | 0.042449 | 0.041 | 0.03577 | 0 | 0 | 0 | 0 | 0 | 0 | 70.3693 | 69.9793 | 69.8842 | 69.5911 | 69.1693 | 69.0166 | 68.9142 | 69.1806 | 71.4847 | 75.2333 | 78.5479 | 81.8979 | 84.4208 | 85.799 | 86.2187 | 87.3625 | 87.8458 | 88.2344 | 87.3958 | 83.6271 | 78.5281 | 75.1679 | 73.1425 | 71.862 | 0.02651 | 0.024187 | 0.023826 | 0.022066 | 0.018867 | 0.020969 | 0.039496 | 0.038529 | 0.047699 | 0.068139 | 0.073843 | 0.075942 | 0.07611 | 0.083737 | 0.083136 | 0.080616 | 0.083304 | 0.072599 | 0.076277 | 0.05292 | 0.040473 | 0.034821 | 0.029293 | 0.02641
Portfolio Adjusted1-in-10Size: Under 20 kWSouth of Lugo2022September Monthly Peak | Portfolio Adjusted | 1-in-10 | Size: Under 20 kW | South of Lugo | 2022 | September Monthly Peak | 9 | 1.1203 | 1.0871 | 1.0768 | 1.0589 | 1.035 | 1.054 | 1.045 | 0.96316 | 1.3032 | 1.6863 | 1.9968 | 2.1772 | 2.2952 | 2.3639 | 2.3488 | 2.2715 | 2.2139 | 1.9381 | 1.6425 | 1.6546 | 1.52 | 1.3777 | 1.2465 | 1.171 | 0 | 0 | 0 | 0 | 0 | 0 | 0 | 0 | 0 | 0 | 0 | 0 | 0 | 0 | 0.046976 | 0.04543 | 0.044277 | 0.038762 | 0 | 0 | 0 | 0 | 0 | 0 | 73.697 | 72.8129 | 72.3183 | 72.0331 | 71.3864 | 70.8911 | 70.7455 | 71.0126 | 73.1385 | 77.2448 | 81.9302 | 87.3667 | 91.4594 | 94.6812 | 94.7042 | 94.6156 | 94.1438 | 93.0188 | 91.7219 | 89.1906 | 85.4375 | 80.2521 | 76.975 | 75.0333 | 0.026649 | 0.024313 | 0.02395 | 0.022181 | 0.018966 | 0.021078 | 0.039702 | 0.03873 | 0.047948 | 0.068495 | 0.074229 | 0.076339 | 0.076508 | 0.084175 | 0.083571 | 0.081037 | 0.083739 | 0.072979 | 0.076676 | 0.053197 | 0.040685 | 0.035003 | 0.029446 | 0.026548
Portfolio Adjusted1-in-10Size: Under 20 kWSouth of Lugo2022October Monthly Peak | Portfolio Adjusted | 1-in-10 | Size: Under 20 kW | South of Lugo | 2022 | October Monthly Peak | 10 | 1.0425 | 1.0175 | 1.0079 | 0.99312 | 0.98355 | 1.0003 | 1.0405 | 0.92762 | 1.0954 | 1.3739 | 1.6454 | 1.8276 | 1.9508 | 2.0155 | 2.0359 | 1.9664 | 1.8794 | 1.6776 | 1.6112 | 1.5411 | 1.4127 | 1.2765 | 1.1643 | 1.0962 | 0 | 0 | 0 | 0 | 0 | 0 | 0 | 0 | 0 | 0 | 0 | 0 | 0 | 0 | 0.040719 | 0.039328 | 0.037588 | 0.033552 | 0 | 0 | 0 | 0 | 0 | 0 | 71.614 | 71.1602 | 70.2623 | 69.3406 | 68.3106 | 68.1178 | 68.2452 | 68.4018 | 69.514 | 72.2829 | 76.6396 | 81.6135 | 84.3979 | 85.6812 | 86.151 | 86.599 | 85.6656 | 82.9323 | 79.3215 | 77.1326 | 75.129 | 73.7063 | 72.5008 | 71.3719 | 0.026498 | 0.024176 | 0.023815 | 0.022056 | 0.018859 | 0.020959 | 0.039478 | 0.038512 | 0.047677 | 0.068108 | 0.073811 | 0.075908 | 0.076076 | 0.0837 | 0.083099 | 0.08058 | 0.083266 | 0.072567 | 0.076244 | 0.052897 | 0.040455 | 0.034805 | 0.02928 | 0.026398
Portfolio Adjusted1-in-10Size: Under 20 kWSouth of Lugo2022November Monthly Peak | Portfolio Adjusted | 1-in-10 | Size: Under 20 kW | South of Lugo | 2022 | November Monthly Peak | 11 | 1.0222 | 1.0003 | 0.98694 | 0.96491 | 0.96706 | 0.96686 | 0.91084 | 0.83385 | 0.97645 | 1.1771 | 1.3679 | 1.4805 | 1.5467 | 1.5833 | 1.6012 | 1.5734 | 1.624 | 1.7401 | 1.5738 | 1.4431 | 1.3325 | 1.2193 | 1.1312 | 1.0659 | 0 | 0 | 0 | 0 | 0 | 0 | 0 | 0 | 0 | 0 | 0 | 0 | 0 | 0 | 0.032024 | 0.031469 | 0.032479 | 0.034802 | 0 | 0 | 0 | 0 | 0 | 0 | 64.2046 | 62.4893 | 61.6753 | 60.139 | 59.1647 | 58.434 | 57.7393 | 58.8 | 61.5851 | 66.852 | 72.4434 | 76.6385 | 78.6636 | 80.1752 | 80.8852 | 80.3184 | 78.8991 | 76.8286 | 74.8509 | 72.1578 | 70.4551 | 69.036 | 67.2019 | 66.0063 | 0.026605 | 0.024273 | 0.023911 | 0.022145 | 0.018934 | 0.021043 | 0.039637 | 0.038666 | 0.047869 | 0.068382 | 0.074107 | 0.076213 | 0.076381 | 0.084036 | 0.083433 | 0.080904 | 0.083601 | 0.072858 | 0.07655 | 0.053109 | 0.040617 | 0.034945 | 0.029398 | 0.026504
Portfolio Adjusted1-in-10Size: Under 20 kWSouth of Lugo2022December Monthly Peak | Portfolio Adjusted | 1-in-10 | Size: Under 20 kW | South of Lugo | 2022 | December Monthly Peak | 12 | 1.0491 | 1.0194 | 1.0076 | 0.98123 | 0.99231 | 1.0076 | 1.085 | 1.0118 | 1.1891 | 1.3917 | 1.446 | 1.4395 | 1.4104 | 1.3643 | 1.3015 | 1.3353 | 1.4798 | 1.6915 | 1.4986 | 1.4181 | 1.3038 | 1.2024 | 1.1285 | 1.0876 | 0 | 0 | 0 | 0 | 0 | 0 | 0 | 0 | 0 | 0 | 0 | 0 | 0 | 0 | 0.02603 | 0.026706 | 0.029596 | 0.033831 | 0 | 0 | 0 | 0 | 0 | 0 | 47.0542 | 46.4561 | 45.5647 | 44.87 | 44.3143 | 43.2102 | 43.9249 | 44.4089 | 45.7446 | 47.7817 | 50.294 | 52.0915 | 53.1892 | 52.8644 | 52.8417 | 52.7295 | 52.4091 | 51.1939 | 49.9873 | 49.2161 | 48.2111 | 47.6003 | 46.8383 | 46.5452 | 0.028157 | 0.025689 | 0.025305 | 0.023436 | 0.020039 | 0.022271 | 0.041949 | 0.040922 | 0.050661 | 0.07237 | 0.078429 | 0.080659 | 0.080837 | 0.088937 | 0.088299 | 0.085623 | 0.088477 | 0.077108 | 0.081015 | 0.056207 | 0.042987 | 0.036983 | 0.031112 | 0.02805
Portfolio Adjusted1-in-10Size: Under 20 kWSouth of Lugo2022Typical Event Day | Portfolio Adjusted | 1-in-10 | Size: Under 20 kW | South of Lugo | 2022 | Typical Event Day | 8 | 1.0856 | 1.056 | 1.051 | 1.0387 | 1.0153 | 1.0444 | 0.97945 | 0.90339 | 1.2281 | 1.5577 | 1.8491 | 2.0035 | 2.105 | 2.1605 | 2.1595 | 2.1045 | 2.0326 | 1.7737 | 1.5089 | 1.4767 | 1.4866 | 1.3334 | 1.203 | 1.1265 | 0 | 0 | 0 | 0 | 0 | 0 | 0 | 0 | 0 | 0 | 0 | 0 | 0 | 0 | 0.043191 | 0.042091 | 0.040651 | 0.035475 | 0 | 0 | 0 | 0 | 0 | 0 | 69.9164 | 69.3127 | 69.0494 | 68.8604 | 68.2252 | 67.8141 | 67.6445 | 68.0693 | 70.5197 | 74.5533 | 78.6792 | 82.0576 | 84.3599 | 85.8799 | 86.8612 | 87.424 | 88.3273 | 87.7266 | 86.707 | 83.9857 | 79.8779 | 76.1233 | 73.7479 | 72.2871 | 0.026492 | 0.02417 | 0.023809 | 0.02205 | 0.018854 | 0.020954 | 0.039469 | 0.038502 | 0.047665 | 0.068091 | 0.073792 | 0.075889 | 0.076057 | 0.083679 | 0.083078 | 0.08056 | 0.083246 | 0.072549 | 0.076224 | 0.052883 | 0.040445 | 0.034796 | 0.029273 | 0.026392
Portfolio Adjusted1-in-10Size: Under 20 kWSouth of Lugo2023January Monthly Peak | Portfolio Adjusted | 1-in-10 | Size: Under 20 kW | South of Lugo | 2023 | January Monthly Peak | 1 | 1.08 | 1.0472 | 1.015 | 1.0073 | 1.0167 | 1.0669 | 1.1226 | 1.0288 | 1.262 | 1.444 | 1.5057 | 1.4952 | 1.4663 | 1.421 | 1.3774 | 1.3761 | 1.3939 | 1.6476 | 1.5682 | 1.4828 | 1.3655 | 1.2754 | 1.1761 | 1.1388 | 0 | 0 | 0 | 0 | 0 | 0 | 0 | 0 | 0 | 0 | 0 | 0 | 0 | 0 | 0.027548 | 0.027522 | 0.027878 | 0.032951 | 0 | 0 | 0 | 0 | 0 | 0 | 46.1952 | 46.1547 | 45.5354 | 44.8149 | 44.5482 | 44.2005 | 43.1041 | 42.8347 | 43.819 | 46.4974 | 48.5388 | 50.5997 | 52.6883 | 53.7132 | 54.6593 | 54.8785 | 54.4648 | 53.4796 | 51.9073 | 50.8775 | 50.0549 | 49.7046 | 49.4877 | 48.3856 | 0.028186 | 0.025715 | 0.025331 | 0.02346 | 0.020059 | 0.022294 | 0.041992 | 0.040964 | 0.050713 | 0.072445 | 0.07851 | 0.080742 | 0.08092 | 0.089029 | 0.08839 | 0.085711 | 0.088568 | 0.077187 | 0.081098 | 0.056265 | 0.043031 | 0.037021 | 0.031144 | 0.028079
Portfolio Adjusted1-in-10Size: Under 20 kWSouth of Lugo2023February Monthly Peak | Portfolio Adjusted | 1-in-10 | Size: Under 20 kW | South of Lugo | 2023 | February Monthly Peak | 2 | 1.0405 | 1.0121 | 1.0033 | 1.0007 | 1.0062 | 1.0336 | 1.0247 | 0.94507 | 1.1071 | 1.2655 | 1.3672 | 1.4063 | 1.4589 | 1.4408 | 1.4329 | 1.4108 | 1.4021 | 1.509 | 1.5797 | 1.4612 | 1.3443 | 1.2604 | 1.1718 | 1.118 | 0 | 0 | 0 | 0 | 0 | 0 | 0 | 0 | 0 | 0 | 0 | 0 | 0 | 0 | 0.028658 | 0.028217 | 0.028042 | 0.03018 | 0 | 0 | 0 | 0 | 0 | 0 | 51.7732 | 51.0884 | 50.3355 | 49.3261 | 48.5872 | 48.3445 | 47.5559 | 47.2982 | 48.7204 | 52.3726 | 56.256 | 60.0723 | 61.9927 | 63.3629 | 63.8253 | 63.7359 | 63.1248 | 62.2517 | 60.0425 | 58.018 | 56.4702 | 55.2758 | 54.2986 | 53.0085 | 0.026652 | 0.024316 | 0.023953 | 0.022184 | 0.018968 | 0.021081 | 0.039707 | 0.038735 | 0.047953 | 0.068503 | 0.074238 | 0.076348 | 0.076516 | 0.084184 | 0.08358 | 0.081047 | 0.083749 | 0.072987 | 0.076685 | 0.053203 | 0.040689 | 0.035007 | 0.02945 | 0.026551
Portfolio Adjusted1-in-10Size: Under 20 kWSouth of Lugo2023March Monthly Peak | Portfolio Adjusted | 1-in-10 | Size: Under 20 kW | South of Lugo | 2023 | March Monthly Peak | 3 | 1.0253 | 0.99494 | 0.98161 | 0.9676 | 0.97054 | 0.99063 | 0.98702 | 0.8666 | 1.0089 | 1.1796 | 1.3523 | 1.4262 | 1.502 | 1.5431 | 1.5566 | 1.5509 | 1.5091 | 1.404 | 1.3437 | 1.4374 | 1.3439 | 1.24 | 1.1304 | 1.0649 | 0 | 0 | 0 | 0 | 0 | 0 | 0 | 0 | 0 | 0 | 0 | 0 | 0 | 0 | 0.031133 | 0.031018 | 0.030183 | 0.028081 | 0 | 0 | 0 | 0 | 0 | 0 | 60.991 | 59.352 | 58.6791 | 58.1289 | 57.2435 | 55.4941 | 54.9566 | 55.6139 | 58.9259 | 64.1056 | 69.4351 | 73.899 | 76.7213 | 77.747 | 78.2634 | 78.3527 | 77.3534 | 76.3096 | 74.7699 | 72.2737 | 69.6567 | 66.2558 | 63.2434 | 61.0839 | 0.026559 | 0.024231 | 0.02387 | 0.022107 | 0.018902 | 0.021007 | 0.039569 | 0.0386 | 0.047787 | 0.068264 | 0.07398 | 0.076082 | 0.07625 | 0.083892 | 0.08329 | 0.080765 | 0.083457 | 0.072733 | 0.076418 | 0.053018 | 0.040548 | 0.034885 | 0.029347 | 0.026459
Portfolio Adjusted1-in-10Size: Under 20 kWSouth of Lugo2023April Monthly Peak | Portfolio Adjusted | 1-in-10 | Size: Under 20 kW | South of Lugo | 2023 | April Monthly Peak | 4 | 1.0187 | 0.98372 | 0.97267 | 0.95753 | 0.95612 | 0.97557 | 0.90769 | 0.80684 | 1.0175 | 1.2586 | 1.5191 | 1.6668 | 1.7871 | 1.8371 | 1.8661 | 1.8356 | 1.7866 | 1.6106 | 1.3926 | 1.4678 | 1.4239 | 1.2947 | 1.1504 | 1.0719 | 0 | 0 | 0 | 0 | 0 | 0 | 0 | 0 | 0 | 0 | 0 | 0 | 0 | 0 | 0.037322 | 0.036713 | 0.035733 | 0.032212 | 0 | 0 | 0 | 0 | 0 | 0 | 70.1919 | 69.2226 | 67.6477 | 66.0733 | 64.72 | 63.8646 | 63.4846 | 63.5643 | 66.279 | 71.8958 | 77.2438 | 82.3375 | 85.2937 | 86.0531 | 85.1521 | 85.1146 | 85.0531 | 85.151 | 83.7958 | 79.7781 | 75.039 | 70.3737 | 68.0669 | 67.0963 | 0.026684 | 0.024345 | 0.023982 | 0.02221 | 0.018991 | 0.021106 | 0.039755 | 0.038781 | 0.048011 | 0.068585 | 0.074327 | 0.07644 | 0.076609 | 0.084286 | 0.083681 | 0.081144 | 0.08385 | 0.073075 | 0.076777 | 0.053267 | 0.040738 | 0.035049 | 0.029485 | 0.026583
Portfolio Adjusted1-in-10Size: Under 20 kWSouth of Lugo2023May Monthly Peak | Portfolio Adjusted | 1-in-10 | Size: Under 20 kW | South of Lugo | 2023 | May Monthly Peak | 5 | 1.0553 | 1.0257 | 1.0122 | 1.001 | 0.97544 | 0.98187 | 0.86133 | 0.82571 | 1.0555 | 1.3198 | 1.5632 | 1.7199 | 1.8055 | 1.8622 | 1.8686 | 1.8464 | 1.8019 | 1.6031 | 1.3795 | 1.3508 | 1.4012 | 1.2898 | 1.1625 | 1.0987 | 0 | 0 | 0 | 0 | 0 | 0 | 0 | 0 | 0 | 0 | 0 | 0 | 0 | 0 | 0.037372 | 0.036928 | 0.036038 | 0.032063 | 0 | 0 | 0 | 0 | 0 | 0 | 67.3432 | 66.7697 | 65.3933 | 64.6751 | 64.1675 | 63.5522 | 63.8111 | 63.9043 | 66.8571 | 72.4066 | 77.5302 | 81.1854 | 83.0409 | 83.7621 | 85.9812 | 87.201 | 87.774 | 86.5896 | 84.9875 | 82.7746 | 79.6011 | 75.6239 | 72.4719 | 70.1918 | 0.026493 | 0.024171 | 0.02381 | 0.022052 | 0.018855 | 0.020955 | 0.039471 | 0.038504 | 0.047668 | 0.068095 | 0.073796 | 0.075893 | 0.076061 | 0.083683 | 0.083083 | 0.080564 | 0.08325 | 0.072552 | 0.076228 | 0.052886 | 0.040447 | 0.034798 | 0.029274 | 0.026393
Portfolio Adjusted1-in-10Size: Under 20 kWSouth of Lugo2023June Monthly Peak | Portfolio Adjusted | 1-in-10 | Size: Under 20 kW | South of Lugo | 2023 | June Monthly Peak | 6 | 1.0637 | 1.0324 | 1.0262 | 1.0097 | 0.97983 | 0.9779 | 0.86722 | 0.84315 | 1.0917 | 1.3538 | 1.591 | 1.725 | 1.8271 | 1.8831 | 1.9051 | 1.8663 | 1.8241 | 1.639 | 1.3986 | 1.3237 | 1.3985 | 1.2914 | 1.1788 | 1.1119 | 0 | 0 | 0 | 0 | 0 | 0 | 0 | 0 | 0 | 0 | 0 | 0 | 0 | 0 | 0.038102 | 0.037326 | 0.036482 | 0.032779 | 0 | 0 | 0 | 0 | 0 | 0 | 66.0431 | 65.6202 | 65.3908 | 65.378 | 64.2725 | 63.5108 | 63.4993 | 64.5075 | 67.1272 | 71.3215 | 76.2729 | 79.8417 | 81.4313 | 81.4135 | 82.5854 | 82.8021 | 84.1083 | 83.9031 | 83.9104 | 82.1365 | 77.7625 | 73.7886 | 71.2896 | 69.8125 | 0.026495 | 0.024172 | 0.023812 | 0.022053 | 0.018856 | 0.020956 | 0.039473 | 0.038506 | 0.04767 | 0.068098 | 0.0738 | 0.075897 | 0.076065 | 0.083687 | 0.083087 | 0.080568 | 0.083254 | 0.072556 | 0.076232 | 0.052889 | 0.040449 | 0.0348 | 0.029276 | 0.026394
Portfolio Adjusted1-in-10Size: Under 20 kWSouth of Lugo2023July Monthly Peak | Portfolio Adjusted | 1-in-10 | Size: Under 20 kW | South of Lugo | 2023 | July Monthly Peak | 7 | 1.0995 | 1.0679 | 1.0593 | 1.041 | 1.0074 | 1.0278 | 0.92226 | 0.90002 | 1.2233 | 1.5523 | 1.8234 | 1.9672 | 2.0583 | 2.1217 | 2.1091 | 2.0532 | 2.0057 | 1.7837 | 1.5169 | 1.4134 | 1.4719 | 1.3647 | 1.2264 | 1.1488 | 0 | 0 | 0 | 0 | 0 | 0 | 0 | 0 | 0 | 0 | 0 | 0 | 0 | 0 | 0.042182 | 0.041064 | 0.040114 | 0.035674 | 0 | 0 | 0 | 0 | 0 | 0 | 69.5561 | 68.8384 | 68.6044 | 68.4392 | 68.0727 | 67.8379 | 67.419 | 67.5766 | 70.3285 | 74.4135 | 77.9656 | 79.124 | 80.1281 | 81.626 | 83.9365 | 84.9156 | 87.2115 | 85.75 | 83.8 | 80.9885 | 77.7833 | 75.2844 | 73.5846 | 72.4404 | 0.02643 | 0.024113 | 0.023753 | 0.021999 | 0.01881 | 0.020905 | 0.039376 | 0.038412 | 0.047554 | 0.067932 | 0.073619 | 0.075711 | 0.075879 | 0.083483 | 0.082884 | 0.080371 | 0.08305 | 0.072379 | 0.076046 | 0.052759 | 0.04035 | 0.034715 | 0.029204 | 0.02633
Portfolio Adjusted1-in-10Size: Under 20 kWSouth of Lugo2023August Monthly Peak | Portfolio Adjusted | 1-in-10 | Size: Under 20 kW | South of Lugo | 2023 | August Monthly Peak | 8 | 1.087 | 1.0573 | 1.052 | 1.0397 | 1.0163 | 1.0453 | 0.97982 | 0.90552 | 1.2351 | 1.5693 | 1.8644 | 2.0211 | 2.124 | 2.1798 | 2.1782 | 2.1225 | 2.05 | 1.7885 | 1.5192 | 1.485 | 1.4917 | 1.3368 | 1.2053 | 1.1287 | 0 | 0 | 0 | 0 | 0 | 0 | 0 | 0 | 0 | 0 | 0 | 0 | 0 | 0 | 0.043564 | 0.042449 | 0.041 | 0.03577 | 0 | 0 | 0 | 0 | 0 | 0 | 70.3693 | 69.9793 | 69.8842 | 69.5911 | 69.1693 | 69.0166 | 68.9142 | 69.1806 | 71.4847 | 75.2333 | 78.5479 | 81.8979 | 84.4208 | 85.799 | 86.2187 | 87.3625 | 87.8458 | 88.2344 | 87.3958 | 83.6271 | 78.5281 | 75.1679 | 73.1425 | 71.862 | 0.02651 | 0.024187 | 0.023826 | 0.022066 | 0.018867 | 0.020969 | 0.039496 | 0.038529 | 0.047699 | 0.068139 | 0.073843 | 0.075942 | 0.07611 | 0.083737 | 0.083136 | 0.080616 | 0.083304 | 0.072599 | 0.076277 | 0.05292 | 0.040473 | 0.034821 | 0.029293 | 0.02641
Portfolio Adjusted1-in-10Size: Under 20 kWSouth of Lugo2023September Monthly Peak | Portfolio Adjusted | 1-in-10 | Size: Under 20 kW | South of Lugo | 2023 | September Monthly Peak | 9 | 1.1203 | 1.0871 | 1.0768 | 1.0589 | 1.035 | 1.054 | 1.045 | 0.96316 | 1.3032 | 1.6863 | 1.9968 | 2.1772 | 2.2952 | 2.3639 | 2.3488 | 2.2715 | 2.2139 | 1.9381 | 1.6425 | 1.6546 | 1.52 | 1.3777 | 1.2465 | 1.171 | 0 | 0 | 0 | 0 | 0 | 0 | 0 | 0 | 0 | 0 | 0 | 0 | 0 | 0 | 0.046976 | 0.04543 | 0.044277 | 0.038762 | 0 | 0 | 0 | 0 | 0 | 0 | 73.697 | 72.8129 | 72.3183 | 72.0331 | 71.3864 | 70.8911 | 70.7455 | 71.0126 | 73.1385 | 77.2448 | 81.9302 | 87.3667 | 91.4594 | 94.6813 | 94.7042 | 94.6156 | 94.1437 | 93.0187 | 91.7219 | 89.1906 | 85.4375 | 80.2521 | 76.975 | 75.0333 | 0.026649 | 0.024313 | 0.02395 | 0.022181 | 0.018966 | 0.021078 | 0.039702 | 0.03873 | 0.047948 | 0.068495 | 0.074229 | 0.076339 | 0.076508 | 0.084175 | 0.083571 | 0.081037 | 0.083739 | 0.072979 | 0.076676 | 0.053197 | 0.040685 | 0.035003 | 0.029446 | 0.026548
Portfolio Adjusted1-in-10Size: Under 20 kWSouth of Lugo2023October Monthly Peak | Portfolio Adjusted | 1-in-10 | Size: Under 20 kW | South of Lugo | 2023 | October Monthly Peak | 10 | 1.0425 | 1.0175 | 1.0079 | 0.99312 | 0.98355 | 1.0003 | 1.0405 | 0.92762 | 1.0954 | 1.3739 | 1.6454 | 1.8276 | 1.9508 | 2.0155 | 2.0359 | 1.9664 | 1.8794 | 1.6776 | 1.6112 | 1.5411 | 1.4127 | 1.2765 | 1.1643 | 1.0962 | 0 | 0 | 0 | 0 | 0 | 0 | 0 | 0 | 0 | 0 | 0 | 0 | 0 | 0 | 0.040719 | 0.039328 | 0.037588 | 0.033552 | 0 | 0 | 0 | 0 | 0 | 0 | 71.614 | 71.1602 | 70.2623 | 69.3406 | 68.3106 | 68.1178 | 68.2452 | 68.4018 | 69.514 | 72.2829 | 76.6396 | 81.6135 | 84.3979 | 85.6813 | 86.151 | 86.599 | 85.6656 | 82.9323 | 79.3215 | 77.1326 | 75.129 | 73.7062 | 72.5008 | 71.3719 | 0.026498 | 0.024176 | 0.023815 | 0.022056 | 0.018859 | 0.020959 | 0.039478 | 0.038512 | 0.047677 | 0.068108 | 0.073811 | 0.075908 | 0.076076 | 0.0837 | 0.083099 | 0.08058 | 0.083266 | 0.072567 | 0.076244 | 0.052897 | 0.040455 | 0.034805 | 0.02928 | 0.026398
Portfolio Adjusted1-in-10Size: Under 20 kWSouth of Lugo2023November Monthly Peak | Portfolio Adjusted | 1-in-10 | Size: Under 20 kW | South of Lugo | 2023 | November Monthly Peak | 11 | 1.0222 | 1.0003 | 0.98694 | 0.96491 | 0.96706 | 0.96686 | 0.91084 | 0.83385 | 0.97645 | 1.1771 | 1.3679 | 1.4805 | 1.5467 | 1.5833 | 1.6012 | 1.5734 | 1.624 | 1.7401 | 1.5738 | 1.4431 | 1.3325 | 1.2193 | 1.1312 | 1.0659 | 0 | 0 | 0 | 0 | 0 | 0 | 0 | 0 | 0 | 0 | 0 | 0 | 0 | 0 | 0.032024 | 0.031469 | 0.032479 | 0.034802 | 0 | 0 | 0 | 0 | 0 | 0 | 64.2046 | 62.4893 | 61.6753 | 60.139 | 59.1647 | 58.434 | 57.7393 | 58.8 | 61.5851 | 66.852 | 72.4434 | 76.6385 | 78.6636 | 80.1752 | 80.8852 | 80.3184 | 78.8991 | 76.8286 | 74.8509 | 72.1578 | 70.4551 | 69.036 | 67.2019 | 66.0063 | 0.026605 | 0.024273 | 0.023911 | 0.022145 | 0.018934 | 0.021043 | 0.039637 | 0.038666 | 0.047869 | 0.068382 | 0.074107 | 0.076213 | 0.076381 | 0.084036 | 0.083433 | 0.080904 | 0.083601 | 0.072858 | 0.07655 | 0.053109 | 0.040617 | 0.034945 | 0.029398 | 0.026504
Portfolio Adjusted1-in-10Size: Under 20 kWSouth of Lugo2023December Monthly Peak | Portfolio Adjusted | 1-in-10 | Size: Under 20 kW | South of Lugo | 2023 | December Monthly Peak | 12 | 1.0491 | 1.0194 | 1.0076 | 0.98123 | 0.99231 | 1.0076 | 1.085 | 1.0118 | 1.1891 | 1.3917 | 1.446 | 1.4395 | 1.4104 | 1.3643 | 1.3015 | 1.3353 | 1.4798 | 1.6915 | 1.4986 | 1.4181 | 1.3038 | 1.2024 | 1.1285 | 1.0876 | 0 | 0 | 0 | 0 | 0 | 0 | 0 | 0 | 0 | 0 | 0 | 0 | 0 | 0 | 0.02603 | 0.026706 | 0.029596 | 0.033831 | 0 | 0 | 0 | 0 | 0 | 0 | 47.0542 | 46.4561 | 45.5647 | 44.87 | 44.3143 | 43.2102 | 43.9249 | 44.4089 | 45.7446 | 47.7817 | 50.294 | 52.0915 | 53.1892 | 52.8644 | 52.8417 | 52.7295 | 52.4091 | 51.1939 | 49.9873 | 49.2161 | 48.2111 | 47.6003 | 46.8383 | 46.5452 | 0.028157 | 0.025689 | 0.025305 | 0.023436 | 0.020039 | 0.022271 | 0.041949 | 0.040922 | 0.050661 | 0.07237 | 0.078429 | 0.080659 | 0.080837 | 0.088937 | 0.088299 | 0.085623 | 0.088477 | 0.077108 | 0.081015 | 0.056207 | 0.042987 | 0.036983 | 0.031112 | 0.02805
Portfolio Adjusted1-in-10Size: Under 20 kWSouth of Lugo2023Typical Event Day | Portfolio Adjusted | 1-in-10 | Size: Under 20 kW | South of Lugo | 2023 | Typical Event Day | 8 | 1.0856 | 1.056 | 1.051 | 1.0387 | 1.0153 | 1.0444 | 0.97945 | 0.90339 | 1.2281 | 1.5577 | 1.8491 | 2.0035 | 2.105 | 2.1605 | 2.1595 | 2.1045 | 2.0326 | 1.7737 | 1.5089 | 1.4767 | 1.4866 | 1.3334 | 1.203 | 1.1265 | 0 | 0 | 0 | 0 | 0 | 0 | 0 | 0 | 0 | 0 | 0 | 0 | 0 | 0 | 0.043191 | 0.042091 | 0.040651 | 0.035475 | 0 | 0 | 0 | 0 | 0 | 0 | 69.9164 | 69.3127 | 69.0494 | 68.8604 | 68.2252 | 67.8141 | 67.6445 | 68.0693 | 70.5197 | 74.5533 | 78.6792 | 82.0576 | 84.3599 | 85.8799 | 86.8612 | 87.424 | 88.3273 | 87.7266 | 86.707 | 83.9857 | 79.8779 | 76.1233 | 73.7479 | 72.2871 | 0.026492 | 0.02417 | 0.023809 | 0.02205 | 0.018854 | 0.020954 | 0.039469 | 0.038502 | 0.047665 | 0.068091 | 0.073792 | 0.075889 | 0.076057 | 0.083679 | 0.083078 | 0.08056 | 0.083246 | 0.072549 | 0.076224 | 0.052883 | 0.040445 | 0.034796 | 0.029273 | 0.026392
Portfolio Adjusted1-in-10Size: Under 20 kWSouth of Lugo2024January Monthly Peak | Portfolio Adjusted | 1-in-10 | Size: Under 20 kW | South of Lugo | 2024 | January Monthly Peak | 1 | 1.08 | 1.0472 | 1.015 | 1.0073 | 1.0167 | 1.0669 | 1.1226 | 1.0288 | 1.262 | 1.444 | 1.5057 | 1.4952 | 1.4663 | 1.421 | 1.3774 | 1.3761 | 1.3939 | 1.6476 | 1.5682 | 1.4828 | 1.3655 | 1.2754 | 1.1761 | 1.1388 | 0 | 0 | 0 | 0 | 0 | 0 | 0 | 0 | 0 | 0 | 0 | 0 | 0 | 0 | 0.027548 | 0.027522 | 0.027878 | 0.032951 | 0 | 0 | 0 | 0 | 0 | 0 | 46.1952 | 46.1547 | 45.5354 | 44.8149 | 44.5482 | 44.2005 | 43.1041 | 42.8347 | 43.819 | 46.4974 | 48.5388 | 50.5997 | 52.6883 | 53.7132 | 54.6593 | 54.8785 | 54.4648 | 53.4796 | 51.9073 | 50.8775 | 50.0549 | 49.7046 | 49.4877 | 48.3856 | 0.028186 | 0.025715 | 0.025331 | 0.02346 | 0.020059 | 0.022294 | 0.041992 | 0.040964 | 0.050713 | 0.072445 | 0.07851 | 0.080742 | 0.08092 | 0.089029 | 0.08839 | 0.085711 | 0.088568 | 0.077187 | 0.081098 | 0.056265 | 0.043031 | 0.037021 | 0.031144 | 0.028079
Portfolio Adjusted1-in-10Size: Under 20 kWSouth of Lugo2024February Monthly Peak | Portfolio Adjusted | 1-in-10 | Size: Under 20 kW | South of Lugo | 2024 | February Monthly Peak | 2 | 1.0405 | 1.0121 | 1.0033 | 1.0007 | 1.0062 | 1.0336 | 1.0247 | 0.94507 | 1.1071 | 1.2655 | 1.3672 | 1.4063 | 1.4589 | 1.4408 | 1.4329 | 1.4108 | 1.4021 | 1.509 | 1.5797 | 1.4612 | 1.3443 | 1.2604 | 1.1718 | 1.118 | 0 | 0 | 0 | 0 | 0 | 0 | 0 | 0 | 0 | 0 | 0 | 0 | 0 | 0 | 0.028658 | 0.028217 | 0.028042 | 0.03018 | 0 | 0 | 0 | 0 | 0 | 0 | 51.7732 | 51.0884 | 50.3355 | 49.3261 | 48.5872 | 48.3445 | 47.5559 | 47.2982 | 48.7204 | 52.3726 | 56.256 | 60.0723 | 61.9927 | 63.3629 | 63.8253 | 63.7359 | 63.1248 | 62.2517 | 60.0425 | 58.018 | 56.4702 | 55.2758 | 54.2986 | 53.0085 | 0.026652 | 0.024316 | 0.023953 | 0.022184 | 0.018968 | 0.021081 | 0.039707 | 0.038735 | 0.047953 | 0.068503 | 0.074238 | 0.076348 | 0.076516 | 0.084184 | 0.08358 | 0.081047 | 0.083749 | 0.072987 | 0.076685 | 0.053203 | 0.040689 | 0.035007 | 0.02945 | 0.026551
Portfolio Adjusted1-in-10Size: Under 20 kWSouth of Lugo2024March Monthly Peak | Portfolio Adjusted | 1-in-10 | Size: Under 20 kW | South of Lugo | 2024 | March Monthly Peak | 3 | 1.0253 | 0.99494 | 0.98161 | 0.9676 | 0.97054 | 0.99063 | 0.98702 | 0.8666 | 1.0089 | 1.1796 | 1.3523 | 1.4262 | 1.502 | 1.5431 | 1.5566 | 1.5509 | 1.5091 | 1.404 | 1.3437 | 1.4374 | 1.3439 | 1.24 | 1.1304 | 1.0649 | 0 | 0 | 0 | 0 | 0 | 0 | 0 | 0 | 0 | 0 | 0 | 0 | 0 | 0 | 0.031133 | 0.031018 | 0.030183 | 0.028081 | 0 | 0 | 0 | 0 | 0 | 0 | 60.991 | 59.352 | 58.6791 | 58.1289 | 57.2435 | 55.4941 | 54.9566 | 55.6139 | 58.9259 | 64.1056 | 69.4351 | 73.899 | 76.7212 | 77.747 | 78.2634 | 78.3527 | 77.3534 | 76.3096 | 74.7699 | 72.2738 | 69.6567 | 66.2558 | 63.2434 | 61.0839 | 0.026559 | 0.024231 | 0.02387 | 0.022107 | 0.018902 | 0.021007 | 0.039569 | 0.0386 | 0.047787 | 0.068264 | 0.07398 | 0.076082 | 0.07625 | 0.083892 | 0.08329 | 0.080765 | 0.083457 | 0.072733 | 0.076418 | 0.053018 | 0.040548 | 0.034885 | 0.029347 | 0.026459
Portfolio Adjusted1-in-10Size: Under 20 kWSouth of Lugo2024April Monthly Peak | Portfolio Adjusted | 1-in-10 | Size: Under 20 kW | South of Lugo | 2024 | April Monthly Peak | 4 | 1.0187 | 0.98372 | 0.97267 | 0.95753 | 0.95612 | 0.97557 | 0.90769 | 0.80684 | 1.0175 | 1.2586 | 1.5191 | 1.6668 | 1.7871 | 1.8371 | 1.8661 | 1.8356 | 1.7866 | 1.6106 | 1.3926 | 1.4678 | 1.4239 | 1.2947 | 1.1504 | 1.0719 | 0 | 0 | 0 | 0 | 0 | 0 | 0 | 0 | 0 | 0 | 0 | 0 | 0 | 0 | 0.037322 | 0.036713 | 0.035733 | 0.032212 | 0 | 0 | 0 | 0 | 0 | 0 | 70.1919 | 69.2226 | 67.6477 | 66.0733 | 64.72 | 63.8646 | 63.4846 | 63.5643 | 66.279 | 71.8958 | 77.2437 | 82.3375 | 85.2937 | 86.0531 | 85.1521 | 85.1146 | 85.0531 | 85.151 | 83.7958 | 79.7781 | 75.039 | 70.3737 | 68.0669 | 67.0963 | 0.026684 | 0.024345 | 0.023982 | 0.02221 | 0.018991 | 0.021106 | 0.039755 | 0.038781 | 0.048011 | 0.068585 | 0.074327 | 0.07644 | 0.076609 | 0.084286 | 0.083681 | 0.081144 | 0.08385 | 0.073075 | 0.076777 | 0.053267 | 0.040738 | 0.035049 | 0.029485 | 0.026583
Portfolio Adjusted1-in-10Size: Under 20 kWSouth of Lugo2024May Monthly Peak | Portfolio Adjusted | 1-in-10 | Size: Under 20 kW | South of Lugo | 2024 | May Monthly Peak | 5 | 1.0553 | 1.0257 | 1.0122 | 1.001 | 0.97544 | 0.98187 | 0.86133 | 0.82571 | 1.0555 | 1.3198 | 1.5632 | 1.7199 | 1.8055 | 1.8622 | 1.8686 | 1.8464 | 1.8019 | 1.6031 | 1.3795 | 1.3508 | 1.4012 | 1.2898 | 1.1625 | 1.0987 | 0 | 0 | 0 | 0 | 0 | 0 | 0 | 0 | 0 | 0 | 0 | 0 | 0 | 0 | 0.037372 | 0.036928 | 0.036038 | 0.032063 | 0 | 0 | 0 | 0 | 0 | 0 | 67.3432 | 66.7697 | 65.3933 | 64.6751 | 64.1675 | 63.5522 | 63.8111 | 63.9043 | 66.8571 | 72.4066 | 77.5302 | 81.1854 | 83.0409 | 83.7621 | 85.9812 | 87.201 | 87.774 | 86.5896 | 84.9875 | 82.7746 | 79.6011 | 75.6239 | 72.4719 | 70.1918 | 0.026493 | 0.024171 | 0.02381 | 0.022052 | 0.018855 | 0.020955 | 0.039471 | 0.038504 | 0.047668 | 0.068095 | 0.073796 | 0.075893 | 0.076061 | 0.083683 | 0.083083 | 0.080564 | 0.08325 | 0.072552 | 0.076228 | 0.052886 | 0.040447 | 0.034798 | 0.029274 | 0.026393
Portfolio Adjusted1-in-10Size: Under 20 kWSouth of Lugo2024June Monthly Peak | Portfolio Adjusted | 1-in-10 | Size: Under 20 kW | South of Lugo | 2024 | June Monthly Peak | 6 | 1.0637 | 1.0324 | 1.0262 | 1.0097 | 0.97983 | 0.9779 | 0.86722 | 0.84315 | 1.0917 | 1.3538 | 1.591 | 1.725 | 1.8271 | 1.8831 | 1.9051 | 1.8663 | 1.8241 | 1.639 | 1.3986 | 1.3237 | 1.3985 | 1.2914 | 1.1788 | 1.1119 | 0 | 0 | 0 | 0 | 0 | 0 | 0 | 0 | 0 | 0 | 0 | 0 | 0 | 0 | 0.038102 | 0.037326 | 0.036482 | 0.032779 | 0 | 0 | 0 | 0 | 0 | 0 | 66.0431 | 65.6202 | 65.3908 | 65.378 | 64.2725 | 63.5108 | 63.4993 | 64.5075 | 67.1272 | 71.3215 | 76.2729 | 79.8417 | 81.4312 | 81.4135 | 82.5854 | 82.8021 | 84.1083 | 83.9031 | 83.9104 | 82.1365 | 77.7625 | 73.7886 | 71.2896 | 69.8125 | 0.026495 | 0.024172 | 0.023812 | 0.022053 | 0.018856 | 0.020956 | 0.039473 | 0.038506 | 0.04767 | 0.068098 | 0.0738 | 0.075897 | 0.076065 | 0.083687 | 0.083087 | 0.080568 | 0.083254 | 0.072556 | 0.076232 | 0.052889 | 0.040449 | 0.0348 | 0.029276 | 0.026394
Portfolio Adjusted1-in-10Size: Under 20 kWSouth of Lugo2024July Monthly Peak | Portfolio Adjusted | 1-in-10 | Size: Under 20 kW | South of Lugo | 2024 | July Monthly Peak | 7 | 1.0995 | 1.0679 | 1.0593 | 1.041 | 1.0074 | 1.0278 | 0.92226 | 0.90002 | 1.2233 | 1.5523 | 1.8234 | 1.9672 | 2.0583 | 2.1217 | 2.1091 | 2.0532 | 2.0057 | 1.7837 | 1.5169 | 1.4134 | 1.4719 | 1.3647 | 1.2264 | 1.1488 | 0 | 0 | 0 | 0 | 0 | 0 | 0 | 0 | 0 | 0 | 0 | 0 | 0 | 0 | 0.042183 | 0.041064 | 0.040114 | 0.035674 | 0 | 0 | 0 | 0 | 0 | 0 | 69.5561 | 68.8384 | 68.6044 | 68.4392 | 68.0727 | 67.8379 | 67.419 | 67.5766 | 70.3285 | 74.4135 | 77.9656 | 79.124 | 80.1281 | 81.626 | 83.9365 | 84.9156 | 87.2115 | 85.75 | 83.8 | 80.9885 | 77.7833 | 75.2844 | 73.5846 | 72.4404 | 0.02643 | 0.024113 | 0.023753 | 0.021999 | 0.01881 | 0.020905 | 0.039376 | 0.038412 | 0.047554 | 0.067932 | 0.073619 | 0.075711 | 0.075879 | 0.083483 | 0.082884 | 0.080371 | 0.08305 | 0.072379 | 0.076046 | 0.052759 | 0.04035 | 0.034715 | 0.029204 | 0.02633
Portfolio Adjusted1-in-10Size: Under 20 kWSouth of Lugo2024August Monthly Peak | Portfolio Adjusted | 1-in-10 | Size: Under 20 kW | South of Lugo | 2024 | August Monthly Peak | 8 | 1.087 | 1.0573 | 1.052 | 1.0397 | 1.0163 | 1.0453 | 0.97982 | 0.90552 | 1.2351 | 1.5693 | 1.8644 | 2.0211 | 2.124 | 2.1798 | 2.1782 | 2.1225 | 2.05 | 1.7885 | 1.5192 | 1.485 | 1.4917 | 1.3368 | 1.2053 | 1.1287 | 0 | 0 | 0 | 0 | 0 | 0 | 0 | 0 | 0 | 0 | 0 | 0 | 0 | 0 | 0.043564 | 0.042449 | 0.041 | 0.03577 | 0 | 0 | 0 | 0 | 0 | 0 | 70.3693 | 69.9793 | 69.8842 | 69.5911 | 69.1693 | 69.0166 | 68.9142 | 69.1806 | 71.4847 | 75.2333 | 78.5479 | 81.8979 | 84.4208 | 85.799 | 86.2187 | 87.3625 | 87.8458 | 88.2344 | 87.3958 | 83.6271 | 78.5281 | 75.1679 | 73.1425 | 71.862 | 0.02651 | 0.024187 | 0.023826 | 0.022066 | 0.018867 | 0.020969 | 0.039496 | 0.038529 | 0.047699 | 0.068139 | 0.073843 | 0.075942 | 0.07611 | 0.083737 | 0.083136 | 0.080616 | 0.083304 | 0.072599 | 0.076277 | 0.05292 | 0.040473 | 0.034821 | 0.029293 | 0.02641
Portfolio Adjusted1-in-10Size: Under 20 kWSouth of Lugo2024September Monthly Peak | Portfolio Adjusted | 1-in-10 | Size: Under 20 kW | South of Lugo | 2024 | September Monthly Peak | 9 | 1.1203 | 1.0871 | 1.0768 | 1.0589 | 1.035 | 1.054 | 1.045 | 0.96316 | 1.3032 | 1.6863 | 1.9968 | 2.1772 | 2.2952 | 2.3639 | 2.3488 | 2.2715 | 2.2139 | 1.9381 | 1.6425 | 1.6546 | 1.52 | 1.3777 | 1.2465 | 1.171 | 0 | 0 | 0 | 0 | 0 | 0 | 0 | 0 | 0 | 0 | 0 | 0 | 0 | 0 | 0.046976 | 0.04543 | 0.044277 | 0.038762 | 0 | 0 | 0 | 0 | 0 | 0 | 73.697 | 72.8129 | 72.3183 | 72.0331 | 71.3864 | 70.8911 | 70.7455 | 71.0126 | 73.1385 | 77.2448 | 81.9302 | 87.3667 | 91.4594 | 94.6813 | 94.7042 | 94.6156 | 94.1438 | 93.0187 | 91.7219 | 89.1906 | 85.4375 | 80.2521 | 76.975 | 75.0333 | 0.026649 | 0.024313 | 0.02395 | 0.022181 | 0.018966 | 0.021078 | 0.039702 | 0.03873 | 0.047948 | 0.068495 | 0.074229 | 0.076339 | 0.076508 | 0.084175 | 0.083571 | 0.081037 | 0.083739 | 0.072979 | 0.076676 | 0.053197 | 0.040685 | 0.035003 | 0.029446 | 0.026548
Portfolio Adjusted1-in-10Size: Under 20 kWSouth of Lugo2024October Monthly Peak | Portfolio Adjusted | 1-in-10 | Size: Under 20 kW | South of Lugo | 2024 | October Monthly Peak | 10 | 1.0425 | 1.0175 | 1.0079 | 0.99312 | 0.98355 | 1.0003 | 1.0405 | 0.92762 | 1.0954 | 1.3739 | 1.6454 | 1.8276 | 1.9508 | 2.0155 | 2.0359 | 1.9664 | 1.8794 | 1.6776 | 1.6112 | 1.5411 | 1.4127 | 1.2765 | 1.1643 | 1.0962 | 0 | 0 | 0 | 0 | 0 | 0 | 0 | 0 | 0 | 0 | 0 | 0 | 0 | 0 | 0.040719 | 0.039328 | 0.037588 | 0.033552 | 0 | 0 | 0 | 0 | 0 | 0 | 71.614 | 71.1602 | 70.2623 | 69.3406 | 68.3106 | 68.1178 | 68.2452 | 68.4018 | 69.514 | 72.2829 | 76.6396 | 81.6135 | 84.3979 | 85.6813 | 86.151 | 86.599 | 85.6656 | 82.9323 | 79.3215 | 77.1326 | 75.129 | 73.7063 | 72.5008 | 71.3719 | 0.026498 | 0.024176 | 0.023815 | 0.022056 | 0.018859 | 0.020959 | 0.039478 | 0.038512 | 0.047677 | 0.068108 | 0.073811 | 0.075908 | 0.076076 | 0.0837 | 0.083099 | 0.08058 | 0.083266 | 0.072567 | 0.076244 | 0.052897 | 0.040455 | 0.034805 | 0.02928 | 0.026398
Portfolio Adjusted1-in-10Size: Under 20 kWSouth of Lugo2024November Monthly Peak | Portfolio Adjusted | 1-in-10 | Size: Under 20 kW | South of Lugo | 2024 | November Monthly Peak | 11 | 1.0222 | 1.0003 | 0.98694 | 0.96491 | 0.96706 | 0.96686 | 0.91084 | 0.83385 | 0.97645 | 1.1771 | 1.3679 | 1.4805 | 1.5467 | 1.5833 | 1.6012 | 1.5734 | 1.624 | 1.7401 | 1.5738 | 1.4431 | 1.3325 | 1.2193 | 1.1312 | 1.0659 | 0 | 0 | 0 | 0 | 0 | 0 | 0 | 0 | 0 | 0 | 0 | 0 | 0 | 0 | 0.032024 | 0.031469 | 0.032479 | 0.034802 | 0 | 0 | 0 | 0 | 0 | 0 | 64.2046 | 62.4893 | 61.6753 | 60.139 | 59.1647 | 58.434 | 57.7393 | 58.8 | 61.5851 | 66.852 | 72.4434 | 76.6385 | 78.6636 | 80.1752 | 80.8852 | 80.3184 | 78.8991 | 76.8286 | 74.8509 | 72.1578 | 70.4551 | 69.036 | 67.2019 | 66.0062 | 0.026605 | 0.024273 | 0.023911 | 0.022145 | 0.018934 | 0.021043 | 0.039637 | 0.038666 | 0.047869 | 0.068382 | 0.074107 | 0.076213 | 0.076381 | 0.084036 | 0.083433 | 0.080904 | 0.083601 | 0.072858 | 0.07655 | 0.053109 | 0.040617 | 0.034945 | 0.029398 | 0.026504
Portfolio Adjusted1-in-10Size: Under 20 kWSouth of Lugo2024December Monthly Peak | Portfolio Adjusted | 1-in-10 | Size: Under 20 kW | South of Lugo | 2024 | December Monthly Peak | 12 | 1.0491 | 1.0194 | 1.0076 | 0.98123 | 0.99231 | 1.0076 | 1.085 | 1.0118 | 1.1891 | 1.3917 | 1.446 | 1.4395 | 1.4104 | 1.3643 | 1.3015 | 1.3353 | 1.4798 | 1.6915 | 1.4986 | 1.4181 | 1.3038 | 1.2024 | 1.1285 | 1.0876 | 0 | 0 | 0 | 0 | 0 | 0 | 0 | 0 | 0 | 0 | 0 | 0 | 0 | 0 | 0.02603 | 0.026706 | 0.029596 | 0.033831 | 0 | 0 | 0 | 0 | 0 | 0 | 47.0542 | 46.4561 | 45.5647 | 44.87 | 44.3143 | 43.2102 | 43.9249 | 44.4089 | 45.7446 | 47.7817 | 50.294 | 52.0915 | 53.1892 | 52.8644 | 52.8417 | 52.7295 | 52.4091 | 51.1939 | 49.9873 | 49.2161 | 48.2111 | 47.6003 | 46.8383 | 46.5452 | 0.028157 | 0.025689 | 0.025305 | 0.023436 | 0.020039 | 0.022271 | 0.041949 | 0.040922 | 0.050661 | 0.07237 | 0.078429 | 0.080659 | 0.080837 | 0.088937 | 0.088299 | 0.085623 | 0.088477 | 0.077108 | 0.081015 | 0.056207 | 0.042987 | 0.036983 | 0.031112 | 0.02805
Portfolio Adjusted1-in-10Size: Under 20 kWSouth of Lugo2024Typical Event Day | Portfolio Adjusted | 1-in-10 | Size: Under 20 kW | South of Lugo | 2024 | Typical Event Day | 8 | 1.0856 | 1.056 | 1.051 | 1.0387 | 1.0153 | 1.0444 | 0.97945 | 0.90339 | 1.2281 | 1.5577 | 1.8491 | 2.0035 | 2.105 | 2.1605 | 2.1595 | 2.1045 | 2.0326 | 1.7737 | 1.5089 | 1.4767 | 1.4866 | 1.3334 | 1.203 | 1.1265 | 0 | 0 | 0 | 0 | 0 | 0 | 0 | 0 | 0 | 0 | 0 | 0 | 0 | 0 | 0.043191 | 0.042091 | 0.040651 | 0.035475 | 0 | 0 | 0 | 0 | 0 | 0 | 69.9164 | 69.3127 | 69.0494 | 68.8604 | 68.2252 | 67.8141 | 67.6445 | 68.0693 | 70.5197 | 74.5533 | 78.6792 | 82.0576 | 84.3599 | 85.8799 | 86.8612 | 87.424 | 88.3273 | 87.7266 | 86.707 | 83.9857 | 79.8779 | 76.1233 | 73.7479 | 72.2871 | 0.026492 | 0.02417 | 0.023809 | 0.02205 | 0.018854 | 0.020954 | 0.039469 | 0.038502 | 0.047665 | 0.068091 | 0.073792 | 0.075889 | 0.076057 | 0.083679 | 0.083078 | 0.08056 | 0.083246 | 0.072549 | 0.076224 | 0.052883 | 0.040445 | 0.034796 | 0.029273 | 0.026392
Portfolio Adjusted1-in-10Size: Under 20 kWSouth of Lugo2025January Monthly Peak | Portfolio Adjusted | 1-in-10 | Size: Under 20 kW | South of Lugo | 2025 | January Monthly Peak | 1 | 1.08 | 1.0472 | 1.015 | 1.0073 | 1.0167 | 1.0669 | 1.1226 | 1.0288 | 1.262 | 1.444 | 1.5057 | 1.4952 | 1.4663 | 1.421 | 1.3774 | 1.3761 | 1.3939 | 1.6476 | 1.5682 | 1.4828 | 1.3655 | 1.2754 | 1.1761 | 1.1388 | 0 | 0 | 0 | 0 | 0 | 0 | 0 | 0 | 0 | 0 | 0 | 0 | 0 | 0 | 0.027548 | 0.027522 | 0.027878 | 0.032951 | 0 | 0 | 0 | 0 | 0 | 0 | 46.1952 | 46.1547 | 45.5354 | 44.8149 | 44.5482 | 44.2005 | 43.1041 | 42.8347 | 43.819 | 46.4974 | 48.5388 | 50.5997 | 52.6883 | 53.7132 | 54.6593 | 54.8785 | 54.4648 | 53.4796 | 51.9073 | 50.8775 | 50.0549 | 49.7046 | 49.4877 | 48.3856 | 0.028186 | 0.025715 | 0.025331 | 0.02346 | 0.020059 | 0.022294 | 0.041992 | 0.040964 | 0.050713 | 0.072445 | 0.07851 | 0.080742 | 0.08092 | 0.089029 | 0.08839 | 0.085711 | 0.088568 | 0.077187 | 0.081098 | 0.056265 | 0.043031 | 0.037021 | 0.031144 | 0.028079
Portfolio Adjusted1-in-10Size: Under 20 kWSouth of Lugo2025February Monthly Peak | Portfolio Adjusted | 1-in-10 | Size: Under 20 kW | South of Lugo | 2025 | February Monthly Peak | 2 | 1.0405 | 1.0121 | 1.0033 | 1.0007 | 1.0062 | 1.0336 | 1.0247 | 0.94507 | 1.1071 | 1.2655 | 1.3672 | 1.4063 | 1.4589 | 1.4408 | 1.4329 | 1.4108 | 1.4021 | 1.509 | 1.5797 | 1.4612 | 1.3443 | 1.2604 | 1.1718 | 1.118 | 0 | 0 | 0 | 0 | 0 | 0 | 0 | 0 | 0 | 0 | 0 | 0 | 0 | 0 | 0.028658 | 0.028217 | 0.028042 | 0.03018 | 0 | 0 | 0 | 0 | 0 | 0 | 51.7732 | 51.0884 | 50.3355 | 49.3261 | 48.5872 | 48.3445 | 47.5559 | 47.2982 | 48.7204 | 52.3726 | 56.256 | 60.0723 | 61.9927 | 63.3629 | 63.8253 | 63.7359 | 63.1248 | 62.2517 | 60.0425 | 58.018 | 56.4702 | 55.2758 | 54.2986 | 53.0085 | 0.026652 | 0.024316 | 0.023953 | 0.022184 | 0.018968 | 0.021081 | 0.039707 | 0.038735 | 0.047953 | 0.068503 | 0.074238 | 0.076348 | 0.076516 | 0.084184 | 0.08358 | 0.081047 | 0.083749 | 0.072987 | 0.076685 | 0.053203 | 0.040689 | 0.035007 | 0.02945 | 0.026551
Portfolio Adjusted1-in-10Size: Under 20 kWSouth of Lugo2025March Monthly Peak | Portfolio Adjusted | 1-in-10 | Size: Under 20 kW | South of Lugo | 2025 | March Monthly Peak | 3 | 1.0253 | 0.99494 | 0.98161 | 0.9676 | 0.97054 | 0.99063 | 0.98702 | 0.8666 | 1.0089 | 1.1796 | 1.3523 | 1.4262 | 1.502 | 1.5431 | 1.5566 | 1.5509 | 1.5091 | 1.404 | 1.3437 | 1.4374 | 1.3439 | 1.24 | 1.1304 | 1.0649 | 0 | 0 | 0 | 0 | 0 | 0 | 0 | 0 | 0 | 0 | 0 | 0 | 0 | 0 | 0.031133 | 0.031018 | 0.030183 | 0.028081 | 0 | 0 | 0 | 0 | 0 | 0 | 60.991 | 59.352 | 58.6791 | 58.1289 | 57.2435 | 55.4941 | 54.9566 | 55.6139 | 58.9259 | 64.1056 | 69.4351 | 73.899 | 76.7213 | 77.747 | 78.2634 | 78.3527 | 77.3534 | 76.3096 | 74.7699 | 72.2737 | 69.6567 | 66.2558 | 63.2434 | 61.0839 | 0.026559 | 0.024231 | 0.02387 | 0.022107 | 0.018902 | 0.021007 | 0.039569 | 0.0386 | 0.047787 | 0.068264 | 0.07398 | 0.076082 | 0.07625 | 0.083892 | 0.08329 | 0.080765 | 0.083457 | 0.072733 | 0.076418 | 0.053018 | 0.040548 | 0.034885 | 0.029347 | 0.026459
Portfolio Adjusted1-in-10Size: Under 20 kWSouth of Lugo2025April Monthly Peak | Portfolio Adjusted | 1-in-10 | Size: Under 20 kW | South of Lugo | 2025 | April Monthly Peak | 4 | 1.0187 | 0.98372 | 0.97267 | 0.95753 | 0.95612 | 0.97557 | 0.90769 | 0.80684 | 1.0175 | 1.2586 | 1.5191 | 1.6668 | 1.7871 | 1.8371 | 1.8661 | 1.8356 | 1.7866 | 1.6106 | 1.3926 | 1.4678 | 1.4239 | 1.2947 | 1.1504 | 1.0719 | 0 | 0 | 0 | 0 | 0 | 0 | 0 | 0 | 0 | 0 | 0 | 0 | 0 | 0 | 0.037322 | 0.036713 | 0.035733 | 0.032212 | 0 | 0 | 0 | 0 | 0 | 0 | 70.1919 | 69.2226 | 67.6477 | 66.0733 | 64.72 | 63.8646 | 63.4846 | 63.5643 | 66.279 | 71.8958 | 77.2438 | 82.3375 | 85.2937 | 86.0531 | 85.1521 | 85.1146 | 85.0531 | 85.151 | 83.7958 | 79.7781 | 75.039 | 70.3737 | 68.0669 | 67.0963 | 0.026684 | 0.024345 | 0.023982 | 0.02221 | 0.018991 | 0.021106 | 0.039755 | 0.038781 | 0.048011 | 0.068585 | 0.074327 | 0.07644 | 0.076609 | 0.084286 | 0.083681 | 0.081144 | 0.08385 | 0.073075 | 0.076777 | 0.053267 | 0.040738 | 0.035049 | 0.029485 | 0.026583
Portfolio Adjusted1-in-10Size: Under 20 kWSouth of Lugo2025May Monthly Peak | Portfolio Adjusted | 1-in-10 | Size: Under 20 kW | South of Lugo | 2025 | May Monthly Peak | 5 | 1.0553 | 1.0257 | 1.0122 | 1.001 | 0.97544 | 0.98187 | 0.86133 | 0.82571 | 1.0555 | 1.3198 | 1.5632 | 1.7199 | 1.8055 | 1.8622 | 1.8686 | 1.8464 | 1.8019 | 1.6031 | 1.3795 | 1.3508 | 1.4012 | 1.2898 | 1.1625 | 1.0987 | 0 | 0 | 0 | 0 | 0 | 0 | 0 | 0 | 0 | 0 | 0 | 0 | 0 | 0 | 0.037372 | 0.036928 | 0.036038 | 0.032063 | 0 | 0 | 0 | 0 | 0 | 0 | 67.3432 | 66.7697 | 65.3933 | 64.6751 | 64.1675 | 63.5522 | 63.8111 | 63.9043 | 66.8571 | 72.4066 | 77.5302 | 81.1854 | 83.0409 | 83.7621 | 85.9813 | 87.201 | 87.774 | 86.5896 | 84.9875 | 82.7746 | 79.6011 | 75.6239 | 72.4719 | 70.1918 | 0.026493 | 0.024171 | 0.02381 | 0.022052 | 0.018855 | 0.020955 | 0.039471 | 0.038504 | 0.047668 | 0.068095 | 0.073796 | 0.075893 | 0.076061 | 0.083683 | 0.083083 | 0.080564 | 0.08325 | 0.072552 | 0.076228 | 0.052886 | 0.040447 | 0.034798 | 0.029274 | 0.026393
Portfolio Adjusted1-in-10Size: Under 20 kWSouth of Lugo2025June Monthly Peak | Portfolio Adjusted | 1-in-10 | Size: Under 20 kW | South of Lugo | 2025 | June Monthly Peak | 6 | 1.0637 | 1.0324 | 1.0262 | 1.0097 | 0.97983 | 0.9779 | 0.86722 | 0.84315 | 1.0917 | 1.3538 | 1.591 | 1.725 | 1.8271 | 1.8831 | 1.9051 | 1.8663 | 1.8241 | 1.639 | 1.3986 | 1.3237 | 1.3985 | 1.2914 | 1.1788 | 1.1119 | 0 | 0 | 0 | 0 | 0 | 0 | 0 | 0 | 0 | 0 | 0 | 0 | 0 | 0 | 0.038102 | 0.037326 | 0.036482 | 0.032779 | 0 | 0 | 0 | 0 | 0 | 0 | 66.0431 | 65.6202 | 65.3908 | 65.378 | 64.2725 | 63.5108 | 63.4993 | 64.5075 | 67.1272 | 71.3215 | 76.2729 | 79.8417 | 81.4313 | 81.4135 | 82.5854 | 82.8021 | 84.1083 | 83.9031 | 83.9104 | 82.1365 | 77.7625 | 73.7886 | 71.2896 | 69.8125 | 0.026495 | 0.024172 | 0.023812 | 0.022053 | 0.018856 | 0.020956 | 0.039473 | 0.038506 | 0.04767 | 0.068098 | 0.0738 | 0.075897 | 0.076065 | 0.083687 | 0.083087 | 0.080568 | 0.083254 | 0.072556 | 0.076232 | 0.052889 | 0.040449 | 0.0348 | 0.029276 | 0.026394
Portfolio Adjusted1-in-10Size: Under 20 kWSouth of Lugo2025July Monthly Peak | Portfolio Adjusted | 1-in-10 | Size: Under 20 kW | South of Lugo | 2025 | July Monthly Peak | 7 | 1.0995 | 1.0679 | 1.0593 | 1.041 | 1.0074 | 1.0278 | 0.92226 | 0.90002 | 1.2233 | 1.5523 | 1.8234 | 1.9672 | 2.0583 | 2.1217 | 2.1091 | 2.0532 | 2.0057 | 1.7837 | 1.5169 | 1.4134 | 1.4719 | 1.3647 | 1.2264 | 1.1488 | 0 | 0 | 0 | 0 | 0 | 0 | 0 | 0 | 0 | 0 | 0 | 0 | 0 | 0 | 0.042183 | 0.041064 | 0.040114 | 0.035674 | 0 | 0 | 0 | 0 | 0 | 0 | 69.5561 | 68.8384 | 68.6044 | 68.4392 | 68.0727 | 67.8379 | 67.419 | 67.5766 | 70.3285 | 74.4135 | 77.9656 | 79.124 | 80.1281 | 81.626 | 83.9365 | 84.9156 | 87.2115 | 85.75 | 83.8 | 80.9885 | 77.7833 | 75.2844 | 73.5846 | 72.4404 | 0.02643 | 0.024113 | 0.023753 | 0.021999 | 0.01881 | 0.020905 | 0.039376 | 0.038412 | 0.047554 | 0.067932 | 0.073619 | 0.075711 | 0.075879 | 0.083483 | 0.082884 | 0.080371 | 0.08305 | 0.072379 | 0.076046 | 0.052759 | 0.04035 | 0.034715 | 0.029204 | 0.02633
Portfolio Adjusted1-in-10Size: Under 20 kWSouth of Lugo2025August Monthly Peak | Portfolio Adjusted | 1-in-10 | Size: Under 20 kW | South of Lugo | 2025 | August Monthly Peak | 8 | 1.087 | 1.0573 | 1.052 | 1.0397 | 1.0163 | 1.0453 | 0.97982 | 0.90552 | 1.2351 | 1.5693 | 1.8644 | 2.0211 | 2.124 | 2.1798 | 2.1782 | 2.1225 | 2.05 | 1.7885 | 1.5192 | 1.485 | 1.4917 | 1.3368 | 1.2053 | 1.1287 | 0 | 0 | 0 | 0 | 0 | 0 | 0 | 0 | 0 | 0 | 0 | 0 | 0 | 0 | 0.043564 | 0.042449 | 0.041 | 0.03577 | 0 | 0 | 0 | 0 | 0 | 0 | 70.3693 | 69.9793 | 69.8842 | 69.5911 | 69.1693 | 69.0166 | 68.9142 | 69.1806 | 71.4847 | 75.2333 | 78.5479 | 81.8979 | 84.4208 | 85.799 | 86.2188 | 87.3625 | 87.8458 | 88.2344 | 87.3958 | 83.6271 | 78.5281 | 75.1679 | 73.1425 | 71.862 | 0.02651 | 0.024187 | 0.023826 | 0.022066 | 0.018867 | 0.020969 | 0.039496 | 0.038529 | 0.047699 | 0.068139 | 0.073843 | 0.075942 | 0.07611 | 0.083737 | 0.083136 | 0.080616 | 0.083304 | 0.072599 | 0.076277 | 0.05292 | 0.040473 | 0.034821 | 0.029293 | 0.02641
Portfolio Adjusted1-in-10Size: Under 20 kWSouth of Lugo2025September Monthly Peak | Portfolio Adjusted | 1-in-10 | Size: Under 20 kW | South of Lugo | 2025 | September Monthly Peak | 9 | 1.1203 | 1.0871 | 1.0768 | 1.0589 | 1.035 | 1.054 | 1.045 | 0.96316 | 1.3032 | 1.6863 | 1.9968 | 2.1772 | 2.2952 | 2.3639 | 2.3488 | 2.2715 | 2.2139 | 1.9381 | 1.6425 | 1.6546 | 1.52 | 1.3777 | 1.2465 | 1.171 | 0 | 0 | 0 | 0 | 0 | 0 | 0 | 0 | 0 | 0 | 0 | 0 | 0 | 0 | 0.046976 | 0.04543 | 0.044277 | 0.038762 | 0 | 0 | 0 | 0 | 0 | 0 | 73.697 | 72.8129 | 72.3183 | 72.0331 | 71.3864 | 70.8911 | 70.7455 | 71.0126 | 73.1385 | 77.2448 | 81.9302 | 87.3667 | 91.4594 | 94.6813 | 94.7042 | 94.6156 | 94.1438 | 93.0187 | 91.7219 | 89.1906 | 85.4375 | 80.2521 | 76.975 | 75.0333 | 0.026649 | 0.024313 | 0.02395 | 0.022181 | 0.018966 | 0.021078 | 0.039702 | 0.03873 | 0.047948 | 0.068495 | 0.074229 | 0.076339 | 0.076508 | 0.084175 | 0.083571 | 0.081037 | 0.083739 | 0.072979 | 0.076676 | 0.053197 | 0.040685 | 0.035003 | 0.029446 | 0.026548
Portfolio Adjusted1-in-10Size: Under 20 kWSouth of Lugo2025October Monthly Peak | Portfolio Adjusted | 1-in-10 | Size: Under 20 kW | South of Lugo | 2025 | October Monthly Peak | 10 | 1.0425 | 1.0175 | 1.0079 | 0.99312 | 0.98355 | 1.0003 | 1.0405 | 0.92762 | 1.0954 | 1.3739 | 1.6454 | 1.8276 | 1.9508 | 2.0155 | 2.0359 | 1.9664 | 1.8794 | 1.6776 | 1.6112 | 1.5411 | 1.4127 | 1.2765 | 1.1643 | 1.0962 | 0 | 0 | 0 | 0 | 0 | 0 | 0 | 0 | 0 | 0 | 0 | 0 | 0 | 0 | 0.040719 | 0.039328 | 0.037588 | 0.033552 | 0 | 0 | 0 | 0 | 0 | 0 | 71.614 | 71.1602 | 70.2623 | 69.3406 | 68.3106 | 68.1178 | 68.2452 | 68.4018 | 69.514 | 72.2829 | 76.6396 | 81.6135 | 84.3979 | 85.6813 | 86.151 | 86.599 | 85.6656 | 82.9323 | 79.3215 | 77.1326 | 75.129 | 73.7062 | 72.5008 | 71.3719 | 0.026498 | 0.024176 | 0.023815 | 0.022056 | 0.018859 | 0.020959 | 0.039478 | 0.038512 | 0.047677 | 0.068108 | 0.073811 | 0.075908 | 0.076076 | 0.0837 | 0.083099 | 0.08058 | 0.083266 | 0.072567 | 0.076244 | 0.052897 | 0.040455 | 0.034805 | 0.02928 | 0.026398
Portfolio Adjusted1-in-10Size: Under 20 kWSouth of Lugo2025November Monthly Peak | Portfolio Adjusted | 1-in-10 | Size: Under 20 kW | South of Lugo | 2025 | November Monthly Peak | 11 | 1.0222 | 1.0003 | 0.98694 | 0.96491 | 0.96706 | 0.96686 | 0.91084 | 0.83385 | 0.97645 | 1.1771 | 1.3679 | 1.4805 | 1.5467 | 1.5833 | 1.6012 | 1.5734 | 1.624 | 1.7401 | 1.5738 | 1.4431 | 1.3325 | 1.2193 | 1.1312 | 1.0659 | 0 | 0 | 0 | 0 | 0 | 0 | 0 | 0 | 0 | 0 | 0 | 0 | 0 | 0 | 0.032024 | 0.031469 | 0.032479 | 0.034802 | 0 | 0 | 0 | 0 | 0 | 0 | 64.2046 | 62.4893 | 61.6753 | 60.139 | 59.1647 | 58.434 | 57.7393 | 58.8 | 61.5851 | 66.852 | 72.4434 | 76.6385 | 78.6636 | 80.1752 | 80.8852 | 80.3184 | 78.8991 | 76.8286 | 74.8509 | 72.1578 | 70.4551 | 69.036 | 67.2019 | 66.0063 | 0.026605 | 0.024273 | 0.023911 | 0.022145 | 0.018934 | 0.021043 | 0.039637 | 0.038666 | 0.047869 | 0.068382 | 0.074107 | 0.076213 | 0.076381 | 0.084036 | 0.083433 | 0.080904 | 0.083601 | 0.072858 | 0.07655 | 0.053109 | 0.040617 | 0.034945 | 0.029398 | 0.026504
Portfolio Adjusted1-in-10Size: Under 20 kWSouth of Lugo2025December Monthly Peak | Portfolio Adjusted | 1-in-10 | Size: Under 20 kW | South of Lugo | 2025 | December Monthly Peak | 12 | 1.0491 | 1.0194 | 1.0076 | 0.98123 | 0.99231 | 1.0076 | 1.085 | 1.0118 | 1.1891 | 1.3917 | 1.446 | 1.4395 | 1.4104 | 1.3643 | 1.3015 | 1.3353 | 1.4798 | 1.6915 | 1.4986 | 1.4181 | 1.3038 | 1.2024 | 1.1285 | 1.0876 | 0 | 0 | 0 | 0 | 0 | 0 | 0 | 0 | 0 | 0 | 0 | 0 | 0 | 0 | 0.02603 | 0.026706 | 0.029596 | 0.033831 | 0 | 0 | 0 | 0 | 0 | 0 | 47.0542 | 46.4561 | 45.5647 | 44.87 | 44.3143 | 43.2102 | 43.9249 | 44.4089 | 45.7446 | 47.7817 | 50.294 | 52.0915 | 53.1892 | 52.8644 | 52.8417 | 52.7295 | 52.4091 | 51.1939 | 49.9873 | 49.2161 | 48.2111 | 47.6003 | 46.8383 | 46.5452 | 0.028157 | 0.025689 | 0.025305 | 0.023436 | 0.020039 | 0.022271 | 0.041949 | 0.040922 | 0.050661 | 0.07237 | 0.078429 | 0.080659 | 0.080837 | 0.088937 | 0.088299 | 0.085623 | 0.088477 | 0.077108 | 0.081015 | 0.056207 | 0.042987 | 0.036983 | 0.031112 | 0.02805
Portfolio Adjusted1-in-10Size: Under 20 kWSouth of Lugo2025Typical Event Day | Portfolio Adjusted | 1-in-10 | Size: Under 20 kW | South of Lugo | 2025 | Typical Event Day | 8 | 1.0856 | 1.056 | 1.051 | 1.0387 | 1.0153 | 1.0444 | 0.97945 | 0.90339 | 1.2281 | 1.5577 | 1.8491 | 2.0035 | 2.105 | 2.1605 | 2.1595 | 2.1045 | 2.0326 | 1.7737 | 1.5089 | 1.4767 | 1.4866 | 1.3334 | 1.203 | 1.1265 | 0 | 0 | 0 | 0 | 0 | 0 | 0 | 0 | 0 | 0 | 0 | 0 | 0 | 0 | 0.043191 | 0.042091 | 0.040651 | 0.035475 | 0 | 0 | 0 | 0 | 0 | 0 | 69.9164 | 69.3127 | 69.0494 | 68.8604 | 68.2252 | 67.8141 | 67.6445 | 68.0693 | 70.5197 | 74.5533 | 78.6792 | 82.0576 | 84.3599 | 85.8799 | 86.8612 | 87.424 | 88.3273 | 87.7266 | 86.707 | 83.9857 | 79.8779 | 76.1233 | 73.7479 | 72.2871 | 0.026492 | 0.02417 | 0.023809 | 0.02205 | 0.018854 | 0.020954 | 0.039469 | 0.038502 | 0.047665 | 0.068091 | 0.073792 | 0.075889 | 0.076057 | 0.083679 | 0.083078 | 0.08056 | 0.083246 | 0.072549 | 0.076224 | 0.052883 | 0.040445 | 0.034796 | 0.029273 | 0.026392
Portfolio Adjusted1-in-2Size: Under 20 kWSouth of Lugo2015January Monthly Peak | Portfolio Adjusted | 1-in-2 | Size: Under 20 kW | South of Lugo | 2015 | January Monthly Peak | 1
Portfolio Adjusted1-in-2Size: Under 20 kWSouth of Lugo2015February Monthly Peak | Portfolio Adjusted | 1-in-2 | Size: Under 20 kW | South of Lugo | 2015 | February Monthly Peak | 2
Portfolio Adjusted1-in-2Size: Under 20 kWSouth of Lugo2015March Monthly Peak | Portfolio Adjusted | 1-in-2 | Size: Under 20 kW | South of Lugo | 2015 | March Monthly Peak | 3
Portfolio Adjusted1-in-2Size: Under 20 kWSouth of Lugo2015April Monthly Peak | Portfolio Adjusted | 1-in-2 | Size: Under 20 kW | South of Lugo | 2015 | April Monthly Peak | 4
Portfolio Adjusted1-in-2Size: Under 20 kWSouth of Lugo2015May Monthly Peak | Portfolio Adjusted | 1-in-2 | Size: Under 20 kW | South of Lugo | 2015 | May Monthly Peak | 5
Portfolio Adjusted1-in-2Size: Under 20 kWSouth of Lugo2015June Monthly Peak | Portfolio Adjusted | 1-in-2 | Size: Under 20 kW | South of Lugo | 2015 | June Monthly Peak | 6
Portfolio Adjusted1-in-2Size: Under 20 kWSouth of Lugo2015July Monthly Peak | Portfolio Adjusted | 1-in-2 | Size: Under 20 kW | South of Lugo | 2015 | July Monthly Peak | 7
Portfolio Adjusted1-in-2Size: Under 20 kWSouth of Lugo2015August Monthly Peak | Portfolio Adjusted | 1-in-2 | Size: Under 20 kW | South of Lugo | 2015 | August Monthly Peak | 8
Portfolio Adjusted1-in-2Size: Under 20 kWSouth of Lugo2015September Monthly Peak | Portfolio Adjusted | 1-in-2 | Size: Under 20 kW | South of Lugo | 2015 | September Monthly Peak | 9
Portfolio Adjusted1-in-2Size: Under 20 kWSouth of Lugo2015October Monthly Peak | Portfolio Adjusted | 1-in-2 | Size: Under 20 kW | South of Lugo | 2015 | October Monthly Peak | 10
Portfolio Adjusted1-in-2Size: Under 20 kWSouth of Lugo2015November Monthly Peak | Portfolio Adjusted | 1-in-2 | Size: Under 20 kW | South of Lugo | 2015 | November Monthly Peak | 11
Portfolio Adjusted1-in-2Size: Under 20 kWSouth of Lugo2015December Monthly Peak | Portfolio Adjusted | 1-in-2 | Size: Under 20 kW | South of Lugo | 2015 | December Monthly Peak | 12
Portfolio Adjusted1-in-2Size: Under 20 kWSouth of Lugo2015Typical Event Day | Portfolio Adjusted | 1-in-2 | Size: Under 20 kW | South of Lugo | 2015 | Typical Event Day | 8
Portfolio Adjusted1-in-2Size: Under 20 kWSouth of Lugo2016January Monthly Peak | Portfolio Adjusted | 1-in-2 | Size: Under 20 kW | South of Lugo | 2016 | January Monthly Peak | 1
Portfolio Adjusted1-in-2Size: Under 20 kWSouth of Lugo2016February Monthly Peak | Portfolio Adjusted | 1-in-2 | Size: Under 20 kW | South of Lugo | 2016 | February Monthly Peak | 2
Portfolio Adjusted1-in-2Size: Under 20 kWSouth of Lugo2016March Monthly Peak | Portfolio Adjusted | 1-in-2 | Size: Under 20 kW | South of Lugo | 2016 | March Monthly Peak | 3
Portfolio Adjusted1-in-2Size: Under 20 kWSouth of Lugo2016April Monthly Peak | Portfolio Adjusted | 1-in-2 | Size: Under 20 kW | South of Lugo | 2016 | April Monthly Peak | 4
Portfolio Adjusted1-in-2Size: Under 20 kWSouth of Lugo2016May Monthly Peak | Portfolio Adjusted | 1-in-2 | Size: Under 20 kW | South of Lugo | 2016 | May Monthly Peak | 5
Portfolio Adjusted1-in-2Size: Under 20 kWSouth of Lugo2016June Monthly Peak | Portfolio Adjusted | 1-in-2 | Size: Under 20 kW | South of Lugo | 2016 | June Monthly Peak | 6
Portfolio Adjusted1-in-2Size: Under 20 kWSouth of Lugo2016July Monthly Peak | Portfolio Adjusted | 1-in-2 | Size: Under 20 kW | South of Lugo | 2016 | July Monthly Peak | 7
Portfolio Adjusted1-in-2Size: Under 20 kWSouth of Lugo2016August Monthly Peak | Portfolio Adjusted | 1-in-2 | Size: Under 20 kW | South of Lugo | 2016 | August Monthly Peak | 8
Portfolio Adjusted1-in-2Size: Under 20 kWSouth of Lugo2016September Monthly Peak | Portfolio Adjusted | 1-in-2 | Size: Under 20 kW | South of Lugo | 2016 | September Monthly Peak | 9
Portfolio Adjusted1-in-2Size: Under 20 kWSouth of Lugo2016October Monthly Peak | Portfolio Adjusted | 1-in-2 | Size: Under 20 kW | South of Lugo | 2016 | October Monthly Peak | 10
Portfolio Adjusted1-in-2Size: Under 20 kWSouth of Lugo2016November Monthly Peak | Portfolio Adjusted | 1-in-2 | Size: Under 20 kW | South of Lugo | 2016 | November Monthly Peak | 11
Portfolio Adjusted1-in-2Size: Under 20 kWSouth of Lugo2016December Monthly Peak | Portfolio Adjusted | 1-in-2 | Size: Under 20 kW | South of Lugo | 2016 | December Monthly Peak | 12
Portfolio Adjusted1-in-2Size: Under 20 kWSouth of Lugo2016Typical Event Day | Portfolio Adjusted | 1-in-2 | Size: Under 20 kW | South of Lugo | 2016 | Typical Event Day | 8
Portfolio Adjusted1-in-2Size: Under 20 kWSouth of Lugo2017January Monthly Peak | Portfolio Adjusted | 1-in-2 | Size: Under 20 kW | South of Lugo | 2017 | January Monthly Peak | 1
Portfolio Adjusted1-in-2Size: Under 20 kWSouth of Lugo2017February Monthly Peak | Portfolio Adjusted | 1-in-2 | Size: Under 20 kW | South of Lugo | 2017 | February Monthly Peak | 2
Portfolio Adjusted1-in-2Size: Under 20 kWSouth of Lugo2017March Monthly Peak | Portfolio Adjusted | 1-in-2 | Size: Under 20 kW | South of Lugo | 2017 | March Monthly Peak | 3
Portfolio Adjusted1-in-2Size: Under 20 kWSouth of Lugo2017April Monthly Peak | Portfolio Adjusted | 1-in-2 | Size: Under 20 kW | South of Lugo | 2017 | April Monthly Peak | 4 | 1.0042 | 0.96987 | 0.96204 | 0.94785 | 0.94815 | 0.97189 | 0.92046 | 0.80236 | 0.95887 | 1.1387 | 1.332 | 1.4323 | 1.5207 | 1.556 | 1.5808 | 1.5669 | 1.5297 | 1.4102 | 1.2499 | 1.3604 | 1.3577 | 1.2529 | 1.1219 | 1.0492 | 0 | 0 | 0 | 0 | 0 | 0 | 0 | 0 | 0 | 0 | 0 | 0 | 0 | 0 | 0.031616 | 0.031337 | 0.030593 | 0.028205 | 0 | 0 | 0 | 0 | 0 | 0 | 61.8909 | 61.4495 | 60.6967 | 59.6585 | 58.8917 | 58.095 | 57.6247 | 57.8176 | 59.5384 | 62.7807 | 65.7945 | 68.8759 | 71.2221 | 72.9165 | 73.5304 | 73.6872 | 73.9227 | 73.0863 | 72.2848 | 70.4577 | 67.1428 | 65.8021 | 64.2729 | 61.7637 | 0.026441 | 0.024123 | 0.023763 | 0.022008 | 0.018818 | 0.020914 | 0.039393 | 0.038428 | 0.047574 | 0.06796 | 0.07365 | 0.075743 | 0.075911 | 0.083518 | 0.082919 | 0.080405 | 0.083085 | 0.072409 | 0.076078 | 0.052782 | 0.040367 | 0.034729 | 0.029216 | 0.026341
Portfolio Adjusted1-in-2Size: Under 20 kWSouth of Lugo2017May Monthly Peak | Portfolio Adjusted | 1-in-2 | Size: Under 20 kW | South of Lugo | 2017 | May Monthly Peak | 5 | 1.0415 | 1.0123 | 1.0023 | 0.99197 | 0.96859 | 0.98008 | 0.87788 | 0.82623 | 1.0041 | 1.2064 | 1.3787 | 1.4843 | 1.5349 | 1.5747 | 1.5744 | 1.5701 | 1.5386 | 1.4009 | 1.2349 | 1.2436 | 1.3349 | 1.2483 | 1.1344 | 1.0771 | 0 | 0 | 0 | 0 | 0 | 0 | 0 | 0 | 0 | 0 | 0 | 0 | 0 | 0 | 0.031487 | 0.031402 | 0.030771 | 0.028019 | 0 | 0 | 0 | 0 | 0 | 0 | 59.4995 | 59.5478 | 59.5551 | 59.0248 | 58.5383 | 58.551 | 58.8129 | 59.3692 | 60.086 | 61.6311 | 64.3614 | 67.2154 | 69.4685 | 70.2055 | 70.0197 | 70.999 | 71.0697 | 70.0199 | 68.092 | 65.52 | 62.9229 | 60.8657 | 60.371 | 60.0674 | 0.026571 | 0.024242 | 0.02388 | 0.022116 | 0.01891 | 0.021016 | 0.039586 | 0.038617 | 0.047807 | 0.068294 | 0.074012 | 0.076115 | 0.076283 | 0.083928 | 0.083326 | 0.0808 | 0.083493 | 0.072765 | 0.076451 | 0.053041 | 0.040565 | 0.0349 | 0.02936 | 0.02647
Portfolio Adjusted1-in-2Size: Under 20 kWSouth of Lugo2017June Monthly Peak | Portfolio Adjusted | 1-in-2 | Size: Under 20 kW | South of Lugo | 2017 | June Monthly Peak | 6 | 1.0564 | 1.0255 | 1.0207 | 1.0047 | 0.97546 | 0.97531 | 0.87186 | 0.83886 | 1.0601 | 1.2925 | 1.4986 | 1.611 | 1.6988 | 1.7486 | 1.7696 | 1.7383 | 1.7014 | 1.5419 | 1.3297 | 1.2712 | 1.3662 | 1.2708 | 1.1647 | 1.1004 | 0 | 0 | 0 | 0 | 0 | 0 | 0 | 0 | 0 | 0 | 0 | 0 | 0 | 0 | 0.035393 | 0.034766 | 0.034027 | 0.030839 | 0 | 0 | 0 | 0 | 0 | 0 | 63.0617 | 62.9475 | 62.4509 | 61.9048 | 61.7296 | 61.3014 | 60.9111 | 61.4154 | 63.3026 | 67.3564 | 71.6563 | 75.1474 | 75.2961 | 75.0941 | 76.3661 | 76.7989 | 78.1458 | 78.5146 | 78.5542 | 74.7969 | 70.6327 | 67.1472 | 65.7362 | 64.5628 | 0.026436 | 0.024119 | 0.023759 | 0.022004 | 0.018814 | 0.02091 | 0.039385 | 0.038421 | 0.047565 | 0.067948 | 0.073637 | 0.07573 | 0.075897 | 0.083502 | 0.082903 | 0.08039 | 0.08307 | 0.072396 | 0.076064 | 0.052772 | 0.04036 | 0.034723 | 0.029211 | 0.026336
Portfolio Adjusted1-in-2Size: Under 20 kWSouth of Lugo2017July Monthly Peak | Portfolio Adjusted | 1-in-2 | Size: Under 20 kW | South of Lugo | 2017 | July Monthly Peak | 7 | 1.0971 | 1.0656 | 1.0574 | 1.0393 | 1.0056 | 1.0262 | 0.92206 | 0.89661 | 1.2107 | 1.5311 | 1.7945 | 1.9334 | 2.0214 | 2.0839 | 2.0721 | 2.0178 | 1.9714 | 1.7553 | 1.4969 | 1.3975 | 1.4622 | 1.3584 | 1.2219 | 1.1448 | 0 | 0 | 0 | 0 | 0 | 0 | 0 | 0 | 0 | 0 | 0 | 0 | 0 | 0 | 0.041443 | 0.040357 | 0.039429 | 0.035105 | 0 | 0 | 0 | 0 | 0 | 0 | 69.4954 | 68.798 | 68.4996 | 68.3602 | 67.9589 | 67.1806 | 67.1084 | 67.9956 | 70.5719 | 73.1889 | 75.5993 | 78.926 | 80.324 | 80.5531 | 81.4177 | 81.8219 | 82.375 | 82.7552 | 83.4125 | 81.6854 | 78.4021 | 74.2055 | 72.1051 | 71.2802 | 0.026415 | 0.0241 | 0.02374 | 0.021987 | 0.018799 | 0.020893 | 0.039354 | 0.038391 | 0.047527 | 0.067894 | 0.073578 | 0.07567 | 0.075837 | 0.083436 | 0.082838 | 0.080327 | 0.083005 | 0.072339 | 0.076004 | 0.05273 | 0.040328 | 0.034696 | 0.029188 | 0.026315
Portfolio Adjusted1-in-2Size: Under 20 kWSouth of Lugo2017August Monthly Peak | Portfolio Adjusted | 1-in-2 | Size: Under 20 kW | South of Lugo | 2017 | August Monthly Peak | 8 | 1.0829 | 1.0536 | 1.0488 | 1.0368 | 1.0132 | 1.0425 | 0.97886 | 0.89928 | 1.2141 | 1.5346 | 1.8182 | 1.9678 | 2.0664 | 2.1211 | 2.1212 | 2.0678 | 1.9969 | 1.7438 | 1.488 | 1.4598 | 1.4764 | 1.3267 | 1.1982 | 1.1222 | 0 | 0 | 0 | 0 | 0 | 0 | 0 | 0 | 0 | 0 | 0 | 0 | 0 | 0 | 0.042424 | 0.041356 | 0.039938 | 0.034875 | 0 | 0 | 0 | 0 | 0 | 0 | 69.7385 | 68.5021 | 68.0427 | 68.3808 | 68.3046 | 67.5345 | 67.2367 | 67.2597 | 69.187 | 73.3292 | 77.8469 | 82.2448 | 84.1135 | 84.3969 | 84.7302 | 84.8646 | 86.3219 | 87.6823 | 86.9667 | 81.6469 | 76.282 | 73.6889 | 72.3651 | 71.1622 | 0.026463 | 0.024143 | 0.023783 | 0.022026 | 0.018833 | 0.020931 | 0.039425 | 0.03846 | 0.047613 | 0.068017 | 0.073711 | 0.075806 | 0.075974 | 0.083587 | 0.082987 | 0.080472 | 0.083154 | 0.072469 | 0.076141 | 0.052825 | 0.040401 | 0.034758 | 0.029241 | 0.026363
Portfolio Adjusted1-in-2Size: Under 20 kWSouth of Lugo2017September Monthly Peak | Portfolio Adjusted | 1-in-2 | Size: Under 20 kW | South of Lugo | 2017 | September Monthly Peak | 9 | 1.1032 | 1.0718 | 1.0628 | 1.0466 | 1.0216 | 1.0409 | 1.0377 | 0.93336 | 1.2112 | 1.5391 | 1.8063 | 1.961 | 2.064 | 2.1303 | 2.1243 | 2.0554 | 2.0029 | 1.7575 | 1.5169 | 1.5521 | 1.4576 | 1.3363 | 1.2171 | 1.1437 | 0 | 0 | 0 | 0 | 0 | 0 | 0 | 0 | 0 | 0 | 0 | 0 | 0 | 0 | 0.042487 | 0.041108 | 0.040059 | 0.035149 | 0 | 0 | 0 | 0 | 0 | 0 | 69.8453 | 69.1868 | 68.6716 | 68.3081 | 67.7637 | 67.4356 | 67.1732 | 67.0599 | 68.9791 | 73.0021 | 77.1052 | 81.8188 | 85.0552 | 86.4812 | 87.4135 | 88.2042 | 88.474 | 87.3062 | 86.6667 | 84.6458 | 80.8083 | 77.5289 | 75.7007 | 74.7365 | 0.026438 | 0.02412 | 0.02376 | 0.022005 | 0.018815 | 0.020911 | 0.039388 | 0.038423 | 0.047568 | 0.067952 | 0.073641 | 0.075734 | 0.075901 | 0.083507 | 0.082908 | 0.080395 | 0.083075 | 0.0724 | 0.076068 | 0.052775 | 0.040362 | 0.034725 | 0.029213 | 0.026337
Portfolio Adjusted1-in-2Size: Under 20 kWSouth of Lugo2017October Monthly Peak | Portfolio Adjusted | 1-in-2 | Size: Under 20 kW | South of Lugo | 2017 | October Monthly Peak | 10 | 1.0277 | 1.004 | 0.9964 | 0.98287 | 0.97354 | 0.99232 | 1.0427 | 0.91122 | 1.0248 | 1.2494 | 1.47 | 1.6187 | 1.7205 | 1.7775 | 1.8005 | 1.7423 | 1.6631 | 1.5011 | 1.487 | 1.4438 | 1.353 | 1.238 | 1.1374 | 1.073 | 0 | 0 | 0 | 0 | 0 | 0 | 0 | 0 | 0 | 0 | 0 | 0 | 0 | 0 | 0.03601 | 0.034847 | 0.033261 | 0.030022 | 0 | 0 | 0 | 0 | 0 | 0 | 64.1529 | 63.7247 | 63.4376 | 62.4408 | 61.8992 | 61.2549 | 60.7406 | 60.6569 | 61.4886 | 64.5875 | 68.6342 | 74.1893 | 80.2792 | 83.0083 | 81.7677 | 81.3844 | 81.7323 | 80.5042 | 77.7508 | 73.9575 | 71.7857 | 70.2002 | 68.4919 | 66.8309 | 0.026388 | 0.024076 | 0.023716 | 0.021965 | 0.01878 | 0.020872 | 0.039315 | 0.038352 | 0.04748 | 0.067826 | 0.073504 | 0.075594 | 0.07576 | 0.083353 | 0.082755 | 0.080246 | 0.082921 | 0.072266 | 0.075927 | 0.052677 | 0.040287 | 0.034661 | 0.029159 | 0.026289
Portfolio Adjusted1-in-2Size: Under 20 kWSouth of Lugo2017November Monthly Peak | Portfolio Adjusted | 1-in-2 | Size: Under 20 kW | South of Lugo | 2017 | November Monthly Peak | 11 | 1.018 | 0.99588 | 0.98458 | 0.96258 | 0.96668 | 0.97004 | 0.92522 | 0.84436 | 0.97074 | 1.1455 | 1.2999 | 1.3844 | 1.4306 | 1.4559 | 1.4658 | 1.4481 | 1.5062 | 1.6561 | 1.5124 | 1.4008 | 1.306 | 1.2036 | 1.121 | 1.0596 | 0 | 0 | 0 | 0 | 0 | 0 | 0 | 0 | 0 | 0 | 0 | 0 | 0 | 0 | 0.029316 | 0.028961 | 0.030124 | 0.033121 | 0 | 0 | 0 | 0 | 0 | 0 | 59.2317 | 58.232 | 57.4441 | 56.6265 | 55.4464 | 54.6375 | 54.1998 | 54.5641 | 56.7521 | 59.8852 | 64.5001 | 68.6973 | 71.7768 | 73.5415 | 74.7786 | 74.2004 | 72.0683 | 69.3736 | 66.9413 | 65.9012 | 64.7553 | 64.5819 | 64.0091 | 64.752 | 0.026594 | 0.024263 | 0.023901 | 0.022136 | 0.018927 | 0.021035 | 0.039621 | 0.038651 | 0.04785 | 0.068355 | 0.074078 | 0.076183 | 0.076352 | 0.084003 | 0.0834 | 0.080872 | 0.083568 | 0.07283 | 0.07652 | 0.053088 | 0.040602 | 0.034931 | 0.029386 | 0.026494
Portfolio Adjusted1-in-2Size: Under 20 kWSouth of Lugo2017December Monthly Peak | Portfolio Adjusted | 1-in-2 | Size: Under 20 kW | South of Lugo | 2017 | December Monthly Peak | 12 | 1.0336 | 1.0076 | 0.99253 | 0.96856 | 0.97309 | 0.97963 | 1.0377 | 0.94018 | 1.0645 | 1.2491 | 1.3299 | 1.3555 | 1.3544 | 1.3335 | 1.3045 | 1.3256 | 1.4586 | 1.631 | 1.4638 | 1.3703 | 1.2765 | 1.1797 | 1.1098 | 1.0624 | 0 | 0 | 0 | 0 | 0 | 0 | 0 | 0 | 0 | 0 | 0 | 0 | 0 | 0 | 0.026089 | 0.026512 | 0.029173 | 0.032621 | 0 | 0 | 0 | 0 | 0 | 0 | 52.4541 | 51.1807 | 50.2015 | 49.4403 | 48.9637 | 47.9349 | 48.168 | 48.3216 | 48.8401 | 52.4823 | 57.0134 | 60.0006 | 61.7295 | 62.8476 | 63.2508 | 63.6446 | 62.8039 | 60.6846 | 58.609 | 57.0347 | 55.2362 | 53.2368 | 51.3691 | 49.9335 | 0.026603 | 0.024271 | 0.023909 | 0.022143 | 0.018933 | 0.021042 | 0.039634 | 0.038664 | 0.047865 | 0.068377 | 0.074102 | 0.076208 | 0.076376 | 0.08403 | 0.083427 | 0.080898 | 0.083595 | 0.072853 | 0.076544 | 0.053105 | 0.040615 | 0.034942 | 0.029396 | 0.026502
Portfolio Adjusted1-in-2Size: Under 20 kWSouth of Lugo2017Typical Event Day | Portfolio Adjusted | 1-in-2 | Size: Under 20 kW | South of Lugo | 2017 | Typical Event Day | 8 | 1.0779 | 1.049 | 1.0448 | 1.0333 | 1.0096 | 1.0394 | 0.97853 | 0.89249 | 1.1888 | 1.4918 | 1.7597 | 1.8993 | 1.9917 | 2.0445 | 2.0462 | 1.9961 | 1.9274 | 1.6861 | 1.4476 | 1.4278 | 1.4567 | 1.3139 | 1.1892 | 1.1143 | 0 | 0 | 0 | 0 | 0 | 0 | 0 | 0 | 0 | 0 | 0 | 0 | 0 | 0 | 0.040923 | 0.039923 | 0.038548 | 0.033723 | 0 | 0 | 0 | 0 | 0 | 0 | 68.0352 | 67.3586 | 66.9162 | 66.7385 | 66.4392 | 65.863 | 65.6074 | 65.9327 | 68.0101 | 71.7191 | 75.5519 | 79.5342 | 81.1972 | 81.6313 | 82.4819 | 82.9224 | 83.8292 | 84.0646 | 83.9 | 80.6937 | 76.5313 | 73.1426 | 71.4768 | 70.4354 | 0.026437 | 0.024119 | 0.02376 | 0.022005 | 0.018815 | 0.02091 | 0.039386 | 0.038422 | 0.047566 | 0.06795 | 0.073638 | 0.075731 | 0.075899 | 0.083505 | 0.082906 | 0.080392 | 0.083072 | 0.072398 | 0.076066 | 0.052773 | 0.040361 | 0.034724 | 0.029212 | 0.026337
Portfolio Adjusted1-in-2Size: Under 20 kWSouth of Lugo2018January Monthly Peak | Portfolio Adjusted | 1-in-2 | Size: Under 20 kW | South of Lugo | 2018 | January Monthly Peak | 1 | 1.072 | 1.0409 | 1.0073 | 1.0008 | 1.0071 | 1.0531 | 1.1 | 0.99371 | 1.1991 | 1.3702 | 1.4426 | 1.4462 | 1.4298 | 1.3963 | 1.3691 | 1.3622 | 1.3748 | 1.6112 | 1.5463 | 1.4558 | 1.3499 | 1.2629 | 1.166 | 1.1257 | 0 | 0 | 0 | 0 | 0 | 0 | 0 | 0 | 0 | 0 | 0 | 0 | 0 | 0 | 0.027381 | 0.027243 | 0.027496 | 0.032223 | 0 | 0 | 0 | 0 | 0 | 0 | 48.3318 | 47.3102 | 46.2364 | 45.8913 | 45.8233 | 46.1089 | 45.7267 | 45.7226 | 46.5664 | 48.7158 | 52.4595 | 55.3584 | 56.9769 | 58.2646 | 58.6013 | 58.7106 | 58.6067 | 57.0033 | 55.5618 | 54.1429 | 53.2754 | 52.0415 | 51.0115 | 49.6454 | 0.027237 | 0.024849 | 0.024479 | 0.022671 | 0.019384 | 0.021543 | 0.040579 | 0.039585 | 0.049006 | 0.070006 | 0.075867 | 0.078024 | 0.078196 | 0.086032 | 0.085415 | 0.082826 | 0.085587 | 0.074589 | 0.078368 | 0.054371 | 0.041582 | 0.035775 | 0.030096 | 0.027134
Portfolio Adjusted1-in-2Size: Under 20 kWSouth of Lugo2018February Monthly Peak | Portfolio Adjusted | 1-in-2 | Size: Under 20 kW | South of Lugo | 2018 | February Monthly Peak | 2 | 1.0437 | 1.0144 | 1.0065 | 1.0033 | 1.0104 | 1.0399 | 1.0358 | 0.96123 | 1.134 | 1.2951 | 1.3891 | 1.4198 | 1.4653 | 1.4411 | 1.4254 | 1.4066 | 1.4008 | 1.518 | 1.5842 | 1.4695 | 1.3489 | 1.2646 | 1.1754 | 1.1232 | 0 | 0 | 0 | 0 | 0 | 0 | 0 | 0 | 0 | 0 | 0 | 0 | 0 | 0 | 0.028509 | 0.028132 | 0.028016 | 0.030359 | 0 | 0 | 0 | 0 | 0 | 0 | 51.6951 | 51.3747 | 51.0751 | 50.7804 | 50.4589 | 49.996 | 49.7308 | 49.6334 | 50.3741 | 52.5822 | 54.3822 | 56.0441 | 56.6052 | 56.6959 | 56.6249 | 55.5835 | 55.5406 | 55.258 | 53.9005 | 52.9232 | 52.1389 | 51.8771 | 50.5468 | 49.2257 | 0.026862 | 0.024507 | 0.024142 | 0.022358 | 0.019117 | 0.021247 | 0.04002 | 0.03904 | 0.048331 | 0.069042 | 0.074822 | 0.076949 | 0.077119 | 0.084847 | 0.084238 | 0.081685 | 0.084408 | 0.073562 | 0.077289 | 0.053622 | 0.04101 | 0.035282 | 0.029681 | 0.02676
Portfolio Adjusted1-in-2Size: Under 20 kWSouth of Lugo2018March Monthly Peak | Portfolio Adjusted | 1-in-2 | Size: Under 20 kW | South of Lugo | 2018 | March Monthly Peak | 3 | 1.0328 | 0.99898 | 0.99109 | 0.9751 | 0.98603 | 1.018 | 1.0449 | 0.93969 | 1.1051 | 1.2573 | 1.3609 | 1.3718 | 1.3984 | 1.4038 | 1.379 | 1.3968 | 1.3743 | 1.3455 | 1.2932 | 1.4224 | 1.3324 | 1.2385 | 1.1328 | 1.0776 | 0 | 0 | 0 | 0 | 0 | 0 | 0 | 0 | 0 | 0 | 0 | 0 | 0 | 0 | 0.02758 | 0.027935 | 0.027487 | 0.026911 | 0 | 0 | 0 | 0 | 0 | 0 | 51.8104 | 50.648 | 49.4092 | 48.8495 | 48.5716 | 48.1116 | 47.9607 | 48.3328 | 50.7096 | 52.9559 | 55.1609 | 57.0893 | 58.0715 | 59.0443 | 59.0805 | 59.5442 | 59.1791 | 58.0455 | 56.4709 | 54.868 | 54.2284 | 53.3426 | 52.3761 | 51.3042 | 0.027061 | 0.024689 | 0.024321 | 0.022524 | 0.019259 | 0.021404 | 0.040317 | 0.039329 | 0.04869 | 0.069554 | 0.075378 | 0.07752 | 0.077691 | 0.085477 | 0.084864 | 0.082291 | 0.085034 | 0.074108 | 0.077862 | 0.05402 | 0.041314 | 0.035544 | 0.029902 | 0.026959
Portfolio Adjusted1-in-2Size: Under 20 kWSouth of Lugo2018April Monthly Peak | Portfolio Adjusted | 1-in-2 | Size: Under 20 kW | South of Lugo | 2018 | April Monthly Peak | 4 | 1.0042 | 0.96987 | 0.96204 | 0.94785 | 0.94815 | 0.97189 | 0.92046 | 0.80236 | 0.95887 | 1.1387 | 1.332 | 1.4323 | 1.5207 | 1.556 | 1.5808 | 1.5669 | 1.5297 | 1.4102 | 1.2499 | 1.3604 | 1.3577 | 1.2529 | 1.1219 | 1.0492 | 0 | 0 | 0 | 0 | 0 | 0 | 0 | 0 | 0 | 0 | 0 | 0 | 0 | 0 | 0.031616 | 0.031337 | 0.030593 | 0.028205 | 0 | 0 | 0 | 0 | 0 | 0 | 61.8909 | 61.4495 | 60.6967 | 59.6585 | 58.8917 | 58.095 | 57.6247 | 57.8176 | 59.5384 | 62.7807 | 65.7945 | 68.8759 | 71.2221 | 72.9165 | 73.5304 | 73.6872 | 73.9227 | 73.0863 | 72.2848 | 70.4577 | 67.1428 | 65.8021 | 64.2729 | 61.7637 | 0.026441 | 0.024123 | 0.023763 | 0.022008 | 0.018818 | 0.020914 | 0.039393 | 0.038428 | 0.047574 | 0.06796 | 0.07365 | 0.075743 | 0.075911 | 0.083518 | 0.082919 | 0.080405 | 0.083085 | 0.072409 | 0.076078 | 0.052782 | 0.040367 | 0.034729 | 0.029216 | 0.026341
Portfolio Adjusted1-in-2Size: Under 20 kWSouth of Lugo2018May Monthly Peak | Portfolio Adjusted | 1-in-2 | Size: Under 20 kW | South of Lugo | 2018 | May Monthly Peak | 5 | 1.0415 | 1.0123 | 1.0023 | 0.99197 | 0.96859 | 0.98008 | 0.87788 | 0.82623 | 1.0041 | 1.2064 | 1.3787 | 1.4843 | 1.5349 | 1.5747 | 1.5744 | 1.5701 | 1.5386 | 1.4009 | 1.2349 | 1.2436 | 1.3349 | 1.2483 | 1.1344 | 1.0771 | 0 | 0 | 0 | 0 | 0 | 0 | 0 | 0 | 0 | 0 | 0 | 0 | 0 | 0 | 0.031487 | 0.031402 | 0.030771 | 0.028019 | 0 | 0 | 0 | 0 | 0 | 0 | 59.4995 | 59.5478 | 59.5551 | 59.0248 | 58.5383 | 58.551 | 58.8129 | 59.3692 | 60.086 | 61.6311 | 64.3614 | 67.2154 | 69.4685 | 70.2055 | 70.0197 | 70.999 | 71.0697 | 70.0199 | 68.092 | 65.52 | 62.9229 | 60.8657 | 60.371 | 60.0674 | 0.026571 | 0.024242 | 0.02388 | 0.022116 | 0.01891 | 0.021016 | 0.039586 | 0.038617 | 0.047807 | 0.068294 | 0.074012 | 0.076115 | 0.076283 | 0.083928 | 0.083326 | 0.0808 | 0.083493 | 0.072765 | 0.076451 | 0.053041 | 0.040565 | 0.0349 | 0.02936 | 0.02647
Portfolio Adjusted1-in-2Size: Under 20 kWSouth of Lugo2018June Monthly Peak | Portfolio Adjusted | 1-in-2 | Size: Under 20 kW | South of Lugo | 2018 | June Monthly Peak | 6 | 1.0564 | 1.0255 | 1.0207 | 1.0047 | 0.97546 | 0.97531 | 0.87186 | 0.83886 | 1.0601 | 1.2925 | 1.4986 | 1.611 | 1.6988 | 1.7486 | 1.7696 | 1.7383 | 1.7014 | 1.5419 | 1.3297 | 1.2712 | 1.3662 | 1.2708 | 1.1647 | 1.1004 | 0 | 0 | 0 | 0 | 0 | 0 | 0 | 0 | 0 | 0 | 0 | 0 | 0 | 0 | 0.035393 | 0.034766 | 0.034027 | 0.030839 | 0 | 0 | 0 | 0 | 0 | 0 | 63.0617 | 62.9475 | 62.4509 | 61.9048 | 61.7296 | 61.3014 | 60.9111 | 61.4154 | 63.3026 | 67.3564 | 71.6563 | 75.1474 | 75.2961 | 75.0941 | 76.3661 | 76.7989 | 78.1458 | 78.5146 | 78.5542 | 74.7969 | 70.6327 | 67.1472 | 65.7363 | 64.5628 | 0.026436 | 0.024119 | 0.023759 | 0.022004 | 0.018814 | 0.02091 | 0.039385 | 0.038421 | 0.047565 | 0.067948 | 0.073637 | 0.07573 | 0.075897 | 0.083502 | 0.082903 | 0.08039 | 0.08307 | 0.072396 | 0.076064 | 0.052772 | 0.04036 | 0.034723 | 0.029211 | 0.026336
Portfolio Adjusted1-in-2Size: Under 20 kWSouth of Lugo2018July Monthly Peak | Portfolio Adjusted | 1-in-2 | Size: Under 20 kW | South of Lugo | 2018 | July Monthly Peak | 7 | 1.0971 | 1.0656 | 1.0574 | 1.0393 | 1.0056 | 1.0262 | 0.92206 | 0.89661 | 1.2107 | 1.5311 | 1.7945 | 1.9334 | 2.0214 | 2.0839 | 2.0721 | 2.0178 | 1.9714 | 1.7553 | 1.4969 | 1.3975 | 1.4622 | 1.3584 | 1.2219 | 1.1448 | 0 | 0 | 0 | 0 | 0 | 0 | 0 | 0 | 0 | 0 | 0 | 0 | 0 | 0 | 0.041443 | 0.040357 | 0.039429 | 0.035105 | 0 | 0 | 0 | 0 | 0 | 0 | 69.4954 | 68.798 | 68.4996 | 68.3602 | 67.9589 | 67.1806 | 67.1084 | 67.9956 | 70.5719 | 73.1889 | 75.5993 | 78.926 | 80.324 | 80.5531 | 81.4177 | 81.8219 | 82.375 | 82.7552 | 83.4125 | 81.6854 | 78.4021 | 74.2055 | 72.1051 | 71.2802 | 0.026415 | 0.0241 | 0.02374 | 0.021987 | 0.018799 | 0.020893 | 0.039354 | 0.038391 | 0.047527 | 0.067894 | 0.073578 | 0.07567 | 0.075837 | 0.083436 | 0.082838 | 0.080327 | 0.083005 | 0.072339 | 0.076004 | 0.05273 | 0.040328 | 0.034696 | 0.029188 | 0.026315
Portfolio Adjusted1-in-2Size: Under 20 kWSouth of Lugo2018August Monthly Peak | Portfolio Adjusted | 1-in-2 | Size: Under 20 kW | South of Lugo | 2018 | August Monthly Peak | 8 | 1.0829 | 1.0536 | 1.0488 | 1.0368 | 1.0132 | 1.0425 | 0.97886 | 0.89928 | 1.2141 | 1.5346 | 1.8182 | 1.9678 | 2.0664 | 2.1211 | 2.1212 | 2.0678 | 1.9969 | 1.7438 | 1.488 | 1.4598 | 1.4764 | 1.3267 | 1.1982 | 1.1222 | 0 | 0 | 0 | 0 | 0 | 0 | 0 | 0 | 0 | 0 | 0 | 0 | 0 | 0 | 0.042424 | 0.041356 | 0.039938 | 0.034875 | 0 | 0 | 0 | 0 | 0 | 0 | 69.7385 | 68.5021 | 68.0427 | 68.3808 | 68.3046 | 67.5345 | 67.2367 | 67.2597 | 69.187 | 73.3292 | 77.8469 | 82.2448 | 84.1135 | 84.3969 | 84.7302 | 84.8646 | 86.3219 | 87.6823 | 86.9667 | 81.6469 | 76.282 | 73.6889 | 72.3651 | 71.1622 | 0.026463 | 0.024143 | 0.023783 | 0.022026 | 0.018833 | 0.020931 | 0.039425 | 0.03846 | 0.047613 | 0.068017 | 0.073711 | 0.075806 | 0.075974 | 0.083587 | 0.082987 | 0.080472 | 0.083154 | 0.072469 | 0.076141 | 0.052825 | 0.040401 | 0.034758 | 0.029241 | 0.026363
Portfolio Adjusted1-in-2Size: Under 20 kWSouth of Lugo2018September Monthly Peak | Portfolio Adjusted | 1-in-2 | Size: Under 20 kW | South of Lugo | 2018 | September Monthly Peak | 9 | 1.1032 | 1.0718 | 1.0628 | 1.0466 | 1.0216 | 1.0409 | 1.0377 | 0.93336 | 1.2112 | 1.5391 | 1.8063 | 1.961 | 2.064 | 2.1303 | 2.1243 | 2.0554 | 2.0029 | 1.7575 | 1.5169 | 1.5521 | 1.4576 | 1.3363 | 1.2171 | 1.1437 | 0 | 0 | 0 | 0 | 0 | 0 | 0 | 0 | 0 | 0 | 0 | 0 | 0 | 0 | 0.042487 | 0.041108 | 0.040059 | 0.035149 | 0 | 0 | 0 | 0 | 0 | 0 | 69.8453 | 69.1868 | 68.6716 | 68.3081 | 67.7638 | 67.4356 | 67.1732 | 67.0599 | 68.9791 | 73.0021 | 77.1052 | 81.8187 | 85.0552 | 86.4812 | 87.4135 | 88.2042 | 88.474 | 87.3063 | 86.6667 | 84.6458 | 80.8083 | 77.5289 | 75.7007 | 74.7365 | 0.026438 | 0.02412 | 0.02376 | 0.022005 | 0.018815 | 0.020911 | 0.039388 | 0.038423 | 0.047568 | 0.067952 | 0.073641 | 0.075734 | 0.075901 | 0.083507 | 0.082908 | 0.080395 | 0.083075 | 0.0724 | 0.076068 | 0.052775 | 0.040362 | 0.034725 | 0.029213 | 0.026337
Portfolio Adjusted1-in-2Size: Under 20 kWSouth of Lugo2018October Monthly Peak | Portfolio Adjusted | 1-in-2 | Size: Under 20 kW | South of Lugo | 2018 | October Monthly Peak | 10 | 1.0277 | 1.004 | 0.9964 | 0.98287 | 0.97354 | 0.99232 | 1.0427 | 0.91122 | 1.0248 | 1.2494 | 1.47 | 1.6187 | 1.7205 | 1.7775 | 1.8005 | 1.7423 | 1.6631 | 1.5011 | 1.487 | 1.4438 | 1.353 | 1.238 | 1.1374 | 1.073 | 0 | 0 | 0 | 0 | 0 | 0 | 0 | 0 | 0 | 0 | 0 | 0 | 0 | 0 | 0.03601 | 0.034847 | 0.033261 | 0.030022 | 0 | 0 | 0 | 0 | 0 | 0 | 64.1529 | 63.7247 | 63.4376 | 62.4408 | 61.8992 | 61.2549 | 60.7406 | 60.6569 | 61.4886 | 64.5875 | 68.6342 | 74.1893 | 80.2792 | 83.0083 | 81.7677 | 81.3844 | 81.7323 | 80.5042 | 77.7508 | 73.9575 | 71.7857 | 70.2002 | 68.4919 | 66.8309 | 0.026388 | 0.024076 | 0.023716 | 0.021965 | 0.01878 | 0.020872 | 0.039315 | 0.038352 | 0.04748 | 0.067826 | 0.073504 | 0.075594 | 0.07576 | 0.083353 | 0.082755 | 0.080246 | 0.082921 | 0.072266 | 0.075927 | 0.052677 | 0.040287 | 0.034661 | 0.029159 | 0.026289
Portfolio Adjusted1-in-2Size: Under 20 kWSouth of Lugo2018November Monthly Peak | Portfolio Adjusted | 1-in-2 | Size: Under 20 kW | South of Lugo | 2018 | November Monthly Peak | 11 | 1.018 | 0.99588 | 0.98458 | 0.96258 | 0.96668 | 0.97004 | 0.92522 | 0.84436 | 0.97074 | 1.1455 | 1.2999 | 1.3844 | 1.4306 | 1.4559 | 1.4658 | 1.4481 | 1.5062 | 1.6561 | 1.5124 | 1.4008 | 1.306 | 1.2036 | 1.121 | 1.0596 | 0 | 0 | 0 | 0 | 0 | 0 | 0 | 0 | 0 | 0 | 0 | 0 | 0 | 0 | 0.029316 | 0.028961 | 0.030124 | 0.033121 | 0 | 0 | 0 | 0 | 0 | 0 | 59.2317 | 58.232 | 57.4441 | 56.6265 | 55.4464 | 54.6375 | 54.1998 | 54.5641 | 56.7521 | 59.8852 | 64.5001 | 68.6973 | 71.7768 | 73.5415 | 74.7786 | 74.2004 | 72.0683 | 69.3736 | 66.9412 | 65.9013 | 64.7553 | 64.5819 | 64.0091 | 64.752 | 0.026594 | 0.024263 | 0.023901 | 0.022136 | 0.018927 | 0.021035 | 0.039621 | 0.038651 | 0.04785 | 0.068355 | 0.074078 | 0.076183 | 0.076352 | 0.084003 | 0.0834 | 0.080872 | 0.083568 | 0.07283 | 0.07652 | 0.053088 | 0.040602 | 0.034931 | 0.029386 | 0.026494
Portfolio Adjusted1-in-2Size: Under 20 kWSouth of Lugo2018December Monthly Peak | Portfolio Adjusted | 1-in-2 | Size: Under 20 kW | South of Lugo | 2018 | December Monthly Peak | 12 | 1.0336 | 1.0076 | 0.99253 | 0.96856 | 0.97309 | 0.97963 | 1.0377 | 0.94018 | 1.0645 | 1.2491 | 1.3299 | 1.3555 | 1.3544 | 1.3335 | 1.3045 | 1.3256 | 1.4586 | 1.631 | 1.4638 | 1.3703 | 1.2765 | 1.1797 | 1.1098 | 1.0624 | 0 | 0 | 0 | 0 | 0 | 0 | 0 | 0 | 0 | 0 | 0 | 0 | 0 | 0 | 0.026089 | 0.026512 | 0.029173 | 0.032621 | 0 | 0 | 0 | 0 | 0 | 0 | 52.4541 | 51.1807 | 50.2015 | 49.4403 | 48.9637 | 47.9349 | 48.168 | 48.3216 | 48.8401 | 52.4823 | 57.0134 | 60.0006 | 61.7295 | 62.8476 | 63.2508 | 63.6446 | 62.8039 | 60.6846 | 58.609 | 57.0347 | 55.2362 | 53.2368 | 51.3691 | 49.9335 | 0.026603 | 0.024271 | 0.023909 | 0.022143 | 0.018933 | 0.021042 | 0.039634 | 0.038664 | 0.047865 | 0.068377 | 0.074102 | 0.076208 | 0.076376 | 0.08403 | 0.083427 | 0.080898 | 0.083595 | 0.072853 | 0.076544 | 0.053105 | 0.040615 | 0.034942 | 0.029396 | 0.026502
Portfolio Adjusted1-in-2Size: Under 20 kWSouth of Lugo2018Typical Event Day | Portfolio Adjusted | 1-in-2 | Size: Under 20 kW | South of Lugo | 2018 | Typical Event Day | 8 | 1.0779 | 1.049 | 1.0448 | 1.0333 | 1.0096 | 1.0394 | 0.97853 | 0.89249 | 1.1888 | 1.4918 | 1.7597 | 1.8993 | 1.9917 | 2.0445 | 2.0462 | 1.9961 | 1.9274 | 1.6861 | 1.4476 | 1.4278 | 1.4567 | 1.3139 | 1.1892 | 1.1143 | 0 | 0 | 0 | 0 | 0 | 0 | 0 | 0 | 0 | 0 | 0 | 0 | 0 | 0 | 0.040923 | 0.039923 | 0.038548 | 0.033723 | 0 | 0 | 0 | 0 | 0 | 0 | 68.0352 | 67.3586 | 66.9162 | 66.7385 | 66.4392 | 65.863 | 65.6074 | 65.9327 | 68.0101 | 71.7191 | 75.5519 | 79.5342 | 81.1972 | 81.6313 | 82.4819 | 82.9224 | 83.8292 | 84.0646 | 83.9 | 80.6938 | 76.5313 | 73.1426 | 71.4768 | 70.4354 | 0.026437 | 0.024119 | 0.02376 | 0.022005 | 0.018815 | 0.02091 | 0.039386 | 0.038422 | 0.047566 | 0.06795 | 0.073638 | 0.075731 | 0.075899 | 0.083505 | 0.082906 | 0.080392 | 0.083072 | 0.072398 | 0.076066 | 0.052773 | 0.040361 | 0.034724 | 0.029212 | 0.026337
Portfolio Adjusted1-in-2Size: Under 20 kWSouth of Lugo2019January Monthly Peak | Portfolio Adjusted | 1-in-2 | Size: Under 20 kW | South of Lugo | 2019 | January Monthly Peak | 1 | 1.072 | 1.0409 | 1.0073 | 1.0008 | 1.0071 | 1.0531 | 1.1 | 0.99371 | 1.1991 | 1.3702 | 1.4426 | 1.4462 | 1.4298 | 1.3963 | 1.3691 | 1.3622 | 1.3748 | 1.6112 | 1.5463 | 1.4558 | 1.3499 | 1.2629 | 1.166 | 1.1257 | 0 | 0 | 0 | 0 | 0 | 0 | 0 | 0 | 0 | 0 | 0 | 0 | 0 | 0 | 0.027381 | 0.027243 | 0.027496 | 0.032223 | 0 | 0 | 0 | 0 | 0 | 0 | 48.3318 | 47.3102 | 46.2364 | 45.8912 | 45.8233 | 46.1089 | 45.7267 | 45.7226 | 46.5664 | 48.7158 | 52.4595 | 55.3584 | 56.9769 | 58.2646 | 58.6013 | 58.7106 | 58.6067 | 57.0033 | 55.5618 | 54.1429 | 53.2754 | 52.0415 | 51.0115 | 49.6454 | 0.027237 | 0.024849 | 0.024479 | 0.022671 | 0.019384 | 0.021543 | 0.040579 | 0.039585 | 0.049006 | 0.070006 | 0.075867 | 0.078024 | 0.078196 | 0.086032 | 0.085415 | 0.082826 | 0.085587 | 0.074589 | 0.078368 | 0.054371 | 0.041582 | 0.035775 | 0.030096 | 0.027134
Portfolio Adjusted1-in-2Size: Under 20 kWSouth of Lugo2019February Monthly Peak | Portfolio Adjusted | 1-in-2 | Size: Under 20 kW | South of Lugo | 2019 | February Monthly Peak | 2 | 1.0437 | 1.0144 | 1.0065 | 1.0033 | 1.0104 | 1.0399 | 1.0358 | 0.96123 | 1.134 | 1.2951 | 1.3891 | 1.4198 | 1.4653 | 1.4411 | 1.4254 | 1.4066 | 1.4008 | 1.518 | 1.5842 | 1.4695 | 1.3489 | 1.2646 | 1.1754 | 1.1232 | 0 | 0 | 0 | 0 | 0 | 0 | 0 | 0 | 0 | 0 | 0 | 0 | 0 | 0 | 0.028509 | 0.028132 | 0.028016 | 0.030359 | 0 | 0 | 0 | 0 | 0 | 0 | 51.6951 | 51.3747 | 51.0751 | 50.7804 | 50.4589 | 49.996 | 49.7308 | 49.6334 | 50.3741 | 52.5822 | 54.3822 | 56.0441 | 56.6052 | 56.6959 | 56.6249 | 55.5835 | 55.5406 | 55.258 | 53.9005 | 52.9232 | 52.1389 | 51.8771 | 50.5468 | 49.2257 | 0.026862 | 0.024507 | 0.024142 | 0.022358 | 0.019117 | 0.021247 | 0.04002 | 0.03904 | 0.048331 | 0.069042 | 0.074822 | 0.076949 | 0.077119 | 0.084847 | 0.084238 | 0.081685 | 0.084408 | 0.073562 | 0.077289 | 0.053622 | 0.04101 | 0.035282 | 0.029681 | 0.02676
Portfolio Adjusted1-in-2Size: Under 20 kWSouth of Lugo2019March Monthly Peak | Portfolio Adjusted | 1-in-2 | Size: Under 20 kW | South of Lugo | 2019 | March Monthly Peak | 3 | 1.0328 | 0.99898 | 0.99109 | 0.9751 | 0.98603 | 1.018 | 1.0449 | 0.93969 | 1.1051 | 1.2573 | 1.3609 | 1.3718 | 1.3984 | 1.4038 | 1.379 | 1.3968 | 1.3743 | 1.3455 | 1.2932 | 1.4224 | 1.3324 | 1.2385 | 1.1328 | 1.0776 | 0 | 0 | 0 | 0 | 0 | 0 | 0 | 0 | 0 | 0 | 0 | 0 | 0 | 0 | 0.02758 | 0.027935 | 0.027487 | 0.026911 | 0 | 0 | 0 | 0 | 0 | 0 | 51.8104 | 50.648 | 49.4092 | 48.8495 | 48.5716 | 48.1116 | 47.9607 | 48.3328 | 50.7096 | 52.9559 | 55.1609 | 57.0893 | 58.0715 | 59.0443 | 59.0805 | 59.5442 | 59.1791 | 58.0455 | 56.4709 | 54.868 | 54.2284 | 53.3426 | 52.3761 | 51.3042 | 0.027061 | 0.024689 | 0.024321 | 0.022524 | 0.019259 | 0.021404 | 0.040317 | 0.039329 | 0.04869 | 0.069554 | 0.075378 | 0.07752 | 0.077691 | 0.085477 | 0.084864 | 0.082291 | 0.085034 | 0.074108 | 0.077862 | 0.05402 | 0.041314 | 0.035544 | 0.029902 | 0.026959
Portfolio Adjusted1-in-2Size: Under 20 kWSouth of Lugo2019April Monthly Peak | Portfolio Adjusted | 1-in-2 | Size: Under 20 kW | South of Lugo | 2019 | April Monthly Peak | 4 | 1.0042 | 0.96987 | 0.96204 | 0.94785 | 0.94815 | 0.97189 | 0.92046 | 0.80236 | 0.95887 | 1.1387 | 1.332 | 1.4323 | 1.5207 | 1.556 | 1.5808 | 1.5669 | 1.5297 | 1.4102 | 1.2499 | 1.3604 | 1.3577 | 1.2529 | 1.1219 | 1.0492 | 0 | 0 | 0 | 0 | 0 | 0 | 0 | 0 | 0 | 0 | 0 | 0 | 0 | 0 | 0.031616 | 0.031337 | 0.030593 | 0.028205 | 0 | 0 | 0 | 0 | 0 | 0 | 61.8909 | 61.4495 | 60.6967 | 59.6585 | 58.8917 | 58.095 | 57.6247 | 57.8176 | 59.5384 | 62.7807 | 65.7945 | 68.8759 | 71.2221 | 72.9165 | 73.5304 | 73.6872 | 73.9227 | 73.0863 | 72.2848 | 70.4577 | 67.1428 | 65.8021 | 64.2729 | 61.7637 | 0.026441 | 0.024123 | 0.023763 | 0.022008 | 0.018818 | 0.020914 | 0.039393 | 0.038428 | 0.047574 | 0.06796 | 0.07365 | 0.075743 | 0.075911 | 0.083518 | 0.082919 | 0.080405 | 0.083085 | 0.072409 | 0.076078 | 0.052782 | 0.040367 | 0.034729 | 0.029216 | 0.026341
Portfolio Adjusted1-in-2Size: Under 20 kWSouth of Lugo2019May Monthly Peak | Portfolio Adjusted | 1-in-2 | Size: Under 20 kW | South of Lugo | 2019 | May Monthly Peak | 5 | 1.0415 | 1.0123 | 1.0023 | 0.99197 | 0.96859 | 0.98008 | 0.87788 | 0.82623 | 1.0041 | 1.2064 | 1.3787 | 1.4843 | 1.5349 | 1.5747 | 1.5744 | 1.5701 | 1.5386 | 1.4009 | 1.2349 | 1.2436 | 1.3349 | 1.2483 | 1.1344 | 1.0771 | 0 | 0 | 0 | 0 | 0 | 0 | 0 | 0 | 0 | 0 | 0 | 0 | 0 | 0 | 0.031487 | 0.031402 | 0.030771 | 0.028019 | 0 | 0 | 0 | 0 | 0 | 0 | 59.4995 | 59.5478 | 59.5551 | 59.0248 | 58.5383 | 58.551 | 58.8129 | 59.3692 | 60.086 | 61.6311 | 64.3614 | 67.2154 | 69.4685 | 70.2055 | 70.0197 | 70.999 | 71.0697 | 70.0199 | 68.092 | 65.52 | 62.9229 | 60.8657 | 60.371 | 60.0674 | 0.026571 | 0.024242 | 0.02388 | 0.022116 | 0.01891 | 0.021016 | 0.039586 | 0.038617 | 0.047807 | 0.068294 | 0.074012 | 0.076115 | 0.076283 | 0.083928 | 0.083326 | 0.0808 | 0.083493 | 0.072765 | 0.076451 | 0.053041 | 0.040565 | 0.0349 | 0.02936 | 0.02647
Portfolio Adjusted1-in-2Size: Under 20 kWSouth of Lugo2019June Monthly Peak | Portfolio Adjusted | 1-in-2 | Size: Under 20 kW | South of Lugo | 2019 | June Monthly Peak | 6 | 1.0564 | 1.0255 | 1.0207 | 1.0047 | 0.97546 | 0.97531 | 0.87186 | 0.83886 | 1.0601 | 1.2925 | 1.4986 | 1.611 | 1.6988 | 1.7486 | 1.7696 | 1.7383 | 1.7014 | 1.5419 | 1.3297 | 1.2712 | 1.3662 | 1.2708 | 1.1647 | 1.1004 | 0 | 0 | 0 | 0 | 0 | 0 | 0 | 0 | 0 | 0 | 0 | 0 | 0 | 0 | 0.035393 | 0.034766 | 0.034027 | 0.030839 | 0 | 0 | 0 | 0 | 0 | 0 | 63.0617 | 62.9475 | 62.4509 | 61.9048 | 61.7296 | 61.3014 | 60.9111 | 61.4154 | 63.3026 | 67.3564 | 71.6563 | 75.1474 | 75.2961 | 75.0941 | 76.3661 | 76.7989 | 78.1458 | 78.5146 | 78.5542 | 74.7969 | 70.6327 | 67.1472 | 65.7362 | 64.5628 | 0.026436 | 0.024119 | 0.023759 | 0.022004 | 0.018814 | 0.02091 | 0.039385 | 0.038421 | 0.047565 | 0.067948 | 0.073637 | 0.07573 | 0.075897 | 0.083502 | 0.082903 | 0.08039 | 0.08307 | 0.072396 | 0.076064 | 0.052772 | 0.04036 | 0.034723 | 0.029211 | 0.026336
Portfolio Adjusted1-in-2Size: Under 20 kWSouth of Lugo2019July Monthly Peak | Portfolio Adjusted | 1-in-2 | Size: Under 20 kW | South of Lugo | 2019 | July Monthly Peak | 7 | 1.0971 | 1.0656 | 1.0574 | 1.0393 | 1.0056 | 1.0262 | 0.92206 | 0.89661 | 1.2107 | 1.5311 | 1.7945 | 1.9334 | 2.0214 | 2.0839 | 2.0721 | 2.0178 | 1.9714 | 1.7553 | 1.4969 | 1.3975 | 1.4622 | 1.3584 | 1.2219 | 1.1448 | 0 | 0 | 0 | 0 | 0 | 0 | 0 | 0 | 0 | 0 | 0 | 0 | 0 | 0 | 0.041443 | 0.040357 | 0.039429 | 0.035105 | 0 | 0 | 0 | 0 | 0 | 0 | 69.4954 | 68.798 | 68.4996 | 68.3602 | 67.9589 | 67.1806 | 67.1084 | 67.9956 | 70.5719 | 73.1889 | 75.5993 | 78.926 | 80.324 | 80.5531 | 81.4177 | 81.8219 | 82.375 | 82.7552 | 83.4125 | 81.6854 | 78.4021 | 74.2055 | 72.1051 | 71.2802 | 0.026415 | 0.0241 | 0.02374 | 0.021987 | 0.018799 | 0.020893 | 0.039354 | 0.038391 | 0.047527 | 0.067894 | 0.073578 | 0.07567 | 0.075837 | 0.083436 | 0.082838 | 0.080327 | 0.083005 | 0.072339 | 0.076004 | 0.05273 | 0.040328 | 0.034696 | 0.029188 | 0.026315
Portfolio Adjusted1-in-2Size: Under 20 kWSouth of Lugo2019August Monthly Peak | Portfolio Adjusted | 1-in-2 | Size: Under 20 kW | South of Lugo | 2019 | August Monthly Peak | 8 | 1.0829 | 1.0536 | 1.0488 | 1.0368 | 1.0132 | 1.0425 | 0.97886 | 0.89928 | 1.2141 | 1.5346 | 1.8182 | 1.9678 | 2.0664 | 2.1211 | 2.1212 | 2.0678 | 1.9969 | 1.7438 | 1.488 | 1.4598 | 1.4764 | 1.3267 | 1.1982 | 1.1222 | 0 | 0 | 0 | 0 | 0 | 0 | 0 | 0 | 0 | 0 | 0 | 0 | 0 | 0 | 0.042424 | 0.041356 | 0.039938 | 0.034875 | 0 | 0 | 0 | 0 | 0 | 0 | 69.7385 | 68.5021 | 68.0427 | 68.3808 | 68.3046 | 67.5345 | 67.2367 | 67.2597 | 69.187 | 73.3292 | 77.8469 | 82.2448 | 84.1135 | 84.3969 | 84.7302 | 84.8646 | 86.3219 | 87.6823 | 86.9667 | 81.6469 | 76.282 | 73.6889 | 72.3651 | 71.1622 | 0.026463 | 0.024143 | 0.023783 | 0.022026 | 0.018833 | 0.020931 | 0.039425 | 0.03846 | 0.047613 | 0.068017 | 0.073711 | 0.075806 | 0.075974 | 0.083587 | 0.082987 | 0.080472 | 0.083154 | 0.072469 | 0.076141 | 0.052825 | 0.040401 | 0.034758 | 0.029241 | 0.026363
Portfolio Adjusted1-in-2Size: Under 20 kWSouth of Lugo2019September Monthly Peak | Portfolio Adjusted | 1-in-2 | Size: Under 20 kW | South of Lugo | 2019 | September Monthly Peak | 9 | 1.1032 | 1.0718 | 1.0628 | 1.0466 | 1.0216 | 1.0409 | 1.0377 | 0.93336 | 1.2112 | 1.5391 | 1.8063 | 1.961 | 2.064 | 2.1303 | 2.1243 | 2.0554 | 2.0029 | 1.7575 | 1.5169 | 1.5521 | 1.4576 | 1.3363 | 1.2171 | 1.1437 | 0 | 0 | 0 | 0 | 0 | 0 | 0 | 0 | 0 | 0 | 0 | 0 | 0 | 0 | 0.042487 | 0.041108 | 0.040059 | 0.035149 | 0 | 0 | 0 | 0 | 0 | 0 | 69.8453 | 69.1868 | 68.6716 | 68.3081 | 67.7638 | 67.4356 | 67.1732 | 67.0599 | 68.9791 | 73.0021 | 77.1052 | 81.8188 | 85.0552 | 86.4813 | 87.4135 | 88.2042 | 88.474 | 87.3062 | 86.6667 | 84.6458 | 80.8083 | 77.5289 | 75.7007 | 74.7365 | 0.026438 | 0.02412 | 0.02376 | 0.022005 | 0.018815 | 0.020911 | 0.039388 | 0.038423 | 0.047568 | 0.067952 | 0.073641 | 0.075734 | 0.075901 | 0.083507 | 0.082908 | 0.080395 | 0.083075 | 0.0724 | 0.076068 | 0.052775 | 0.040362 | 0.034725 | 0.029213 | 0.026337
Portfolio Adjusted1-in-2Size: Under 20 kWSouth of Lugo2019October Monthly Peak | Portfolio Adjusted | 1-in-2 | Size: Under 20 kW | South of Lugo | 2019 | October Monthly Peak | 10 | 1.0277 | 1.004 | 0.9964 | 0.98287 | 0.97354 | 0.99232 | 1.0427 | 0.91122 | 1.0248 | 1.2494 | 1.47 | 1.6187 | 1.7205 | 1.7775 | 1.8005 | 1.7423 | 1.6631 | 1.5011 | 1.487 | 1.4438 | 1.353 | 1.238 | 1.1374 | 1.073 | 0 | 0 | 0 | 0 | 0 | 0 | 0 | 0 | 0 | 0 | 0 | 0 | 0 | 0 | 0.03601 | 0.034847 | 0.033261 | 0.030022 | 0 | 0 | 0 | 0 | 0 | 0 | 64.1529 | 63.7247 | 63.4376 | 62.4408 | 61.8992 | 61.2549 | 60.7406 | 60.6569 | 61.4886 | 64.5875 | 68.6342 | 74.1893 | 80.2792 | 83.0083 | 81.7677 | 81.3844 | 81.7323 | 80.5042 | 77.7508 | 73.9575 | 71.7857 | 70.2002 | 68.4919 | 66.8309 | 0.026388 | 0.024076 | 0.023716 | 0.021965 | 0.01878 | 0.020872 | 0.039315 | 0.038352 | 0.04748 | 0.067826 | 0.073504 | 0.075594 | 0.07576 | 0.083353 | 0.082755 | 0.080246 | 0.082921 | 0.072266 | 0.075927 | 0.052677 | 0.040287 | 0.034661 | 0.029159 | 0.026289
Portfolio Adjusted1-in-2Size: Under 20 kWSouth of Lugo2019November Monthly Peak | Portfolio Adjusted | 1-in-2 | Size: Under 20 kW | South of Lugo | 2019 | November Monthly Peak | 11 | 1.018 | 0.99588 | 0.98458 | 0.96258 | 0.96668 | 0.97004 | 0.92522 | 0.84436 | 0.97074 | 1.1455 | 1.2999 | 1.3844 | 1.4306 | 1.4559 | 1.4658 | 1.4481 | 1.5062 | 1.6561 | 1.5124 | 1.4008 | 1.306 | 1.2036 | 1.121 | 1.0596 | 0 | 0 | 0 | 0 | 0 | 0 | 0 | 0 | 0 | 0 | 0 | 0 | 0 | 0 | 0.029316 | 0.028961 | 0.030124 | 0.033121 | 0 | 0 | 0 | 0 | 0 | 0 | 59.2317 | 58.232 | 57.4441 | 56.6265 | 55.4464 | 54.6375 | 54.1998 | 54.5641 | 56.7521 | 59.8852 | 64.5001 | 68.6973 | 71.7768 | 73.5415 | 74.7786 | 74.2004 | 72.0683 | 69.3736 | 66.9413 | 65.9013 | 64.7553 | 64.5819 | 64.0091 | 64.752 | 0.026594 | 0.024263 | 0.023901 | 0.022136 | 0.018927 | 0.021035 | 0.039621 | 0.038651 | 0.04785 | 0.068355 | 0.074078 | 0.076183 | 0.076352 | 0.084003 | 0.0834 | 0.080872 | 0.083568 | 0.07283 | 0.07652 | 0.053088 | 0.040602 | 0.034931 | 0.029386 | 0.026494
Portfolio Adjusted1-in-2Size: Under 20 kWSouth of Lugo2019December Monthly Peak | Portfolio Adjusted | 1-in-2 | Size: Under 20 kW | South of Lugo | 2019 | December Monthly Peak | 12 | 1.0336 | 1.0076 | 0.99253 | 0.96856 | 0.97309 | 0.97963 | 1.0377 | 0.94018 | 1.0645 | 1.2491 | 1.3299 | 1.3555 | 1.3544 | 1.3335 | 1.3045 | 1.3256 | 1.4586 | 1.631 | 1.4638 | 1.3703 | 1.2765 | 1.1797 | 1.1098 | 1.0624 | 0 | 0 | 0 | 0 | 0 | 0 | 0 | 0 | 0 | 0 | 0 | 0 | 0 | 0 | 0.026089 | 0.026512 | 0.029173 | 0.032621 | 0 | 0 | 0 | 0 | 0 | 0 | 52.4541 | 51.1807 | 50.2015 | 49.4403 | 48.9638 | 47.9349 | 48.168 | 48.3216 | 48.8401 | 52.4823 | 57.0134 | 60.0006 | 61.7295 | 62.8476 | 63.2508 | 63.6446 | 62.8039 | 60.6846 | 58.609 | 57.0347 | 55.2363 | 53.2368 | 51.3691 | 49.9335 | 0.026603 | 0.024271 | 0.023909 | 0.022143 | 0.018933 | 0.021042 | 0.039634 | 0.038664 | 0.047865 | 0.068377 | 0.074102 | 0.076208 | 0.076376 | 0.08403 | 0.083427 | 0.080898 | 0.083595 | 0.072853 | 0.076544 | 0.053105 | 0.040615 | 0.034942 | 0.029396 | 0.026502
Portfolio Adjusted1-in-2Size: Under 20 kWSouth of Lugo2019Typical Event Day | Portfolio Adjusted | 1-in-2 | Size: Under 20 kW | South of Lugo | 2019 | Typical Event Day | 8 | 1.0779 | 1.049 | 1.0448 | 1.0333 | 1.0096 | 1.0394 | 0.97853 | 0.89249 | 1.1888 | 1.4918 | 1.7597 | 1.8993 | 1.9917 | 2.0445 | 2.0462 | 1.9961 | 1.9274 | 1.6861 | 1.4476 | 1.4278 | 1.4567 | 1.3139 | 1.1892 | 1.1143 | 0 | 0 | 0 | 0 | 0 | 0 | 0 | 0 | 0 | 0 | 0 | 0 | 0 | 0 | 0.040923 | 0.039923 | 0.038548 | 0.033723 | 0 | 0 | 0 | 0 | 0 | 0 | 68.0352 | 67.3586 | 66.9162 | 66.7385 | 66.4392 | 65.863 | 65.6074 | 65.9327 | 68.0101 | 71.7191 | 75.5519 | 79.5342 | 81.1972 | 81.6313 | 82.4819 | 82.9224 | 83.8292 | 84.0646 | 83.9 | 80.6938 | 76.5313 | 73.1426 | 71.4768 | 70.4354 | 0.026437 | 0.024119 | 0.02376 | 0.022005 | 0.018815 | 0.02091 | 0.039386 | 0.038422 | 0.047566 | 0.06795 | 0.073638 | 0.075731 | 0.075899 | 0.083505 | 0.082906 | 0.080392 | 0.083072 | 0.072398 | 0.076066 | 0.052773 | 0.040361 | 0.034724 | 0.029212 | 0.026337
Portfolio Adjusted1-in-2Size: Under 20 kWSouth of Lugo2020January Monthly Peak | Portfolio Adjusted | 1-in-2 | Size: Under 20 kW | South of Lugo | 2020 | January Monthly Peak | 1 | 1.072 | 1.0409 | 1.0073 | 1.0008 | 1.0071 | 1.0531 | 1.1 | 0.99371 | 1.1991 | 1.3702 | 1.4426 | 1.4462 | 1.4298 | 1.3963 | 1.3691 | 1.3622 | 1.3748 | 1.6112 | 1.5463 | 1.4558 | 1.3499 | 1.2629 | 1.166 | 1.1257 | 0 | 0 | 0 | 0 | 0 | 0 | 0 | 0 | 0 | 0 | 0 | 0 | 0 | 0 | 0.027381 | 0.027243 | 0.027496 | 0.032223 | 0 | 0 | 0 | 0 | 0 | 0 | 48.3318 | 47.3102 | 46.2364 | 45.8912 | 45.8233 | 46.1089 | 45.7267 | 45.7226 | 46.5664 | 48.7158 | 52.4595 | 55.3584 | 56.9769 | 58.2646 | 58.6013 | 58.7106 | 58.6067 | 57.0033 | 55.5618 | 54.1429 | 53.2754 | 52.0415 | 51.0115 | 49.6454 | 0.027237 | 0.024849 | 0.024479 | 0.022671 | 0.019384 | 0.021543 | 0.040579 | 0.039585 | 0.049006 | 0.070006 | 0.075867 | 0.078024 | 0.078196 | 0.086032 | 0.085415 | 0.082826 | 0.085587 | 0.074589 | 0.078368 | 0.054371 | 0.041582 | 0.035775 | 0.030096 | 0.027134
Portfolio Adjusted1-in-2Size: Under 20 kWSouth of Lugo2020February Monthly Peak | Portfolio Adjusted | 1-in-2 | Size: Under 20 kW | South of Lugo | 2020 | February Monthly Peak | 2 | 1.0437 | 1.0144 | 1.0065 | 1.0033 | 1.0104 | 1.0399 | 1.0358 | 0.96123 | 1.134 | 1.2951 | 1.3891 | 1.4198 | 1.4653 | 1.4411 | 1.4254 | 1.4066 | 1.4008 | 1.518 | 1.5842 | 1.4695 | 1.3489 | 1.2646 | 1.1754 | 1.1232 | 0 | 0 | 0 | 0 | 0 | 0 | 0 | 0 | 0 | 0 | 0 | 0 | 0 | 0 | 0.028509 | 0.028132 | 0.028016 | 0.030359 | 0 | 0 | 0 | 0 | 0 | 0 | 51.6951 | 51.3747 | 51.0751 | 50.7804 | 50.4589 | 49.996 | 49.7308 | 49.6334 | 50.3741 | 52.5822 | 54.3822 | 56.0441 | 56.6052 | 56.6959 | 56.6249 | 55.5835 | 55.5406 | 55.258 | 53.9005 | 52.9232 | 52.1389 | 51.8771 | 50.5468 | 49.2257 | 0.026862 | 0.024507 | 0.024142 | 0.022358 | 0.019117 | 0.021247 | 0.04002 | 0.03904 | 0.048331 | 0.069042 | 0.074822 | 0.076949 | 0.077119 | 0.084847 | 0.084238 | 0.081685 | 0.084408 | 0.073562 | 0.077289 | 0.053622 | 0.04101 | 0.035282 | 0.029681 | 0.02676
Portfolio Adjusted1-in-2Size: Under 20 kWSouth of Lugo2020March Monthly Peak | Portfolio Adjusted | 1-in-2 | Size: Under 20 kW | South of Lugo | 2020 | March Monthly Peak | 3 | 1.0328 | 0.99898 | 0.99109 | 0.9751 | 0.98603 | 1.018 | 1.0449 | 0.93969 | 1.1051 | 1.2573 | 1.3609 | 1.3718 | 1.3984 | 1.4038 | 1.379 | 1.3968 | 1.3743 | 1.3455 | 1.2932 | 1.4224 | 1.3324 | 1.2385 | 1.1328 | 1.0776 | 0 | 0 | 0 | 0 | 0 | 0 | 0 | 0 | 0 | 0 | 0 | 0 | 0 | 0 | 0.02758 | 0.027935 | 0.027487 | 0.026911 | 0 | 0 | 0 | 0 | 0 | 0 | 51.8104 | 50.648 | 49.4092 | 48.8495 | 48.5716 | 48.1116 | 47.9607 | 48.3328 | 50.7096 | 52.9559 | 55.1609 | 57.0893 | 58.0715 | 59.0443 | 59.0805 | 59.5442 | 59.1791 | 58.0455 | 56.4709 | 54.868 | 54.2284 | 53.3426 | 52.3761 | 51.3042 | 0.027061 | 0.024689 | 0.024321 | 0.022524 | 0.019259 | 0.021404 | 0.040317 | 0.039329 | 0.04869 | 0.069554 | 0.075378 | 0.07752 | 0.077691 | 0.085477 | 0.084864 | 0.082291 | 0.085034 | 0.074108 | 0.077862 | 0.05402 | 0.041314 | 0.035544 | 0.029902 | 0.026959
Portfolio Adjusted1-in-2Size: Under 20 kWSouth of Lugo2020April Monthly Peak | Portfolio Adjusted | 1-in-2 | Size: Under 20 kW | South of Lugo | 2020 | April Monthly Peak | 4 | 1.0042 | 0.96987 | 0.96204 | 0.94785 | 0.94815 | 0.97189 | 0.92046 | 0.80236 | 0.95887 | 1.1387 | 1.332 | 1.4323 | 1.5207 | 1.556 | 1.5808 | 1.5669 | 1.5297 | 1.4102 | 1.2499 | 1.3604 | 1.3577 | 1.2529 | 1.1219 | 1.0492 | 0 | 0 | 0 | 0 | 0 | 0 | 0 | 0 | 0 | 0 | 0 | 0 | 0 | 0 | 0.031616 | 0.031337 | 0.030593 | 0.028205 | 0 | 0 | 0 | 0 | 0 | 0 | 61.8909 | 61.4495 | 60.6967 | 59.6585 | 58.8917 | 58.095 | 57.6247 | 57.8176 | 59.5384 | 62.7807 | 65.7945 | 68.8759 | 71.2221 | 72.9165 | 73.5304 | 73.6872 | 73.9227 | 73.0863 | 72.2848 | 70.4577 | 67.1428 | 65.8021 | 64.2729 | 61.7637 | 0.026441 | 0.024123 | 0.023763 | 0.022008 | 0.018818 | 0.020914 | 0.039393 | 0.038428 | 0.047574 | 0.06796 | 0.07365 | 0.075743 | 0.075911 | 0.083518 | 0.082919 | 0.080405 | 0.083085 | 0.072409 | 0.076078 | 0.052782 | 0.040367 | 0.034729 | 0.029216 | 0.026341
Portfolio Adjusted1-in-2Size: Under 20 kWSouth of Lugo2020May Monthly Peak | Portfolio Adjusted | 1-in-2 | Size: Under 20 kW | South of Lugo | 2020 | May Monthly Peak | 5 | 1.0415 | 1.0123 | 1.0023 | 0.99197 | 0.96859 | 0.98008 | 0.87788 | 0.82623 | 1.0041 | 1.2064 | 1.3787 | 1.4843 | 1.5349 | 1.5747 | 1.5744 | 1.5701 | 1.5386 | 1.4009 | 1.2349 | 1.2436 | 1.3349 | 1.2483 | 1.1344 | 1.0771 | 0 | 0 | 0 | 0 | 0 | 0 | 0 | 0 | 0 | 0 | 0 | 0 | 0 | 0 | 0.031487 | 0.031402 | 0.030771 | 0.028019 | 0 | 0 | 0 | 0 | 0 | 0 | 59.4995 | 59.5478 | 59.5551 | 59.0248 | 58.5383 | 58.551 | 58.8129 | 59.3692 | 60.086 | 61.6311 | 64.3614 | 67.2154 | 69.4685 | 70.2055 | 70.0197 | 70.999 | 71.0697 | 70.0199 | 68.092 | 65.52 | 62.9229 | 60.8657 | 60.371 | 60.0674 | 0.026571 | 0.024242 | 0.02388 | 0.022116 | 0.01891 | 0.021016 | 0.039586 | 0.038617 | 0.047807 | 0.068294 | 0.074012 | 0.076115 | 0.076283 | 0.083928 | 0.083326 | 0.0808 | 0.083493 | 0.072765 | 0.076451 | 0.053041 | 0.040565 | 0.0349 | 0.02936 | 0.02647
Portfolio Adjusted1-in-2Size: Under 20 kWSouth of Lugo2020June Monthly Peak | Portfolio Adjusted | 1-in-2 | Size: Under 20 kW | South of Lugo | 2020 | June Monthly Peak | 6 | 1.0564 | 1.0255 | 1.0207 | 1.0047 | 0.97546 | 0.97531 | 0.87186 | 0.83886 | 1.0601 | 1.2925 | 1.4986 | 1.611 | 1.6988 | 1.7486 | 1.7696 | 1.7383 | 1.7014 | 1.5419 | 1.3297 | 1.2712 | 1.3662 | 1.2708 | 1.1647 | 1.1004 | 0 | 0 | 0 | 0 | 0 | 0 | 0 | 0 | 0 | 0 | 0 | 0 | 0 | 0 | 0.035393 | 0.034766 | 0.034027 | 0.030839 | 0 | 0 | 0 | 0 | 0 | 0 | 63.0617 | 62.9475 | 62.4509 | 61.9048 | 61.7296 | 61.3014 | 60.9111 | 61.4154 | 63.3026 | 67.3564 | 71.6563 | 75.1474 | 75.2961 | 75.0941 | 76.3661 | 76.7989 | 78.1458 | 78.5146 | 78.5542 | 74.7969 | 70.6327 | 67.1472 | 65.7362 | 64.5628 | 0.026436 | 0.024119 | 0.023759 | 0.022004 | 0.018814 | 0.02091 | 0.039385 | 0.038421 | 0.047565 | 0.067948 | 0.073637 | 0.07573 | 0.075897 | 0.083502 | 0.082903 | 0.08039 | 0.08307 | 0.072396 | 0.076064 | 0.052772 | 0.04036 | 0.034723 | 0.029211 | 0.026336
Portfolio Adjusted1-in-2Size: Under 20 kWSouth of Lugo2020July Monthly Peak | Portfolio Adjusted | 1-in-2 | Size: Under 20 kW | South of Lugo | 2020 | July Monthly Peak | 7 | 1.0971 | 1.0656 | 1.0574 | 1.0393 | 1.0056 | 1.0262 | 0.92206 | 0.89661 | 1.2107 | 1.5311 | 1.7945 | 1.9334 | 2.0214 | 2.0839 | 2.0721 | 2.0178 | 1.9714 | 1.7553 | 1.4969 | 1.3975 | 1.4622 | 1.3584 | 1.2219 | 1.1448 | 0 | 0 | 0 | 0 | 0 | 0 | 0 | 0 | 0 | 0 | 0 | 0 | 0 | 0 | 0.041443 | 0.040357 | 0.039429 | 0.035105 | 0 | 0 | 0 | 0 | 0 | 0 | 69.4954 | 68.798 | 68.4996 | 68.3602 | 67.9589 | 67.1806 | 67.1084 | 67.9956 | 70.5719 | 73.1889 | 75.5993 | 78.926 | 80.324 | 80.5531 | 81.4177 | 81.8219 | 82.375 | 82.7552 | 83.4125 | 81.6854 | 78.4021 | 74.2055 | 72.1051 | 71.2802 | 0.026415 | 0.0241 | 0.02374 | 0.021987 | 0.018799 | 0.020893 | 0.039354 | 0.038391 | 0.047527 | 0.067894 | 0.073578 | 0.07567 | 0.075837 | 0.083436 | 0.082838 | 0.080327 | 0.083005 | 0.072339 | 0.076004 | 0.05273 | 0.040328 | 0.034696 | 0.029188 | 0.026315
Portfolio Adjusted1-in-2Size: Under 20 kWSouth of Lugo2020August Monthly Peak | Portfolio Adjusted | 1-in-2 | Size: Under 20 kW | South of Lugo | 2020 | August Monthly Peak | 8 | 1.0829 | 1.0536 | 1.0488 | 1.0368 | 1.0132 | 1.0425 | 0.97886 | 0.89928 | 1.2141 | 1.5346 | 1.8182 | 1.9678 | 2.0664 | 2.1211 | 2.1212 | 2.0678 | 1.9969 | 1.7438 | 1.488 | 1.4598 | 1.4764 | 1.3267 | 1.1982 | 1.1222 | 0 | 0 | 0 | 0 | 0 | 0 | 0 | 0 | 0 | 0 | 0 | 0 | 0 | 0 | 0.042424 | 0.041356 | 0.039938 | 0.034875 | 0 | 0 | 0 | 0 | 0 | 0 | 69.7385 | 68.5021 | 68.0427 | 68.3808 | 68.3046 | 67.5345 | 67.2367 | 67.2597 | 69.187 | 73.3292 | 77.8469 | 82.2448 | 84.1135 | 84.3969 | 84.7302 | 84.8646 | 86.3219 | 87.6823 | 86.9667 | 81.6469 | 76.282 | 73.6889 | 72.3651 | 71.1622 | 0.026463 | 0.024143 | 0.023783 | 0.022026 | 0.018833 | 0.020931 | 0.039425 | 0.03846 | 0.047613 | 0.068017 | 0.073711 | 0.075806 | 0.075974 | 0.083587 | 0.082987 | 0.080472 | 0.083154 | 0.072469 | 0.076141 | 0.052825 | 0.040401 | 0.034758 | 0.029241 | 0.026363
Portfolio Adjusted1-in-2Size: Under 20 kWSouth of Lugo2020September Monthly Peak | Portfolio Adjusted | 1-in-2 | Size: Under 20 kW | South of Lugo | 2020 | September Monthly Peak | 9 | 1.1032 | 1.0718 | 1.0628 | 1.0466 | 1.0216 | 1.0409 | 1.0377 | 0.93336 | 1.2112 | 1.5391 | 1.8063 | 1.961 | 2.064 | 2.1303 | 2.1243 | 2.0554 | 2.0029 | 1.7575 | 1.5169 | 1.5521 | 1.4576 | 1.3363 | 1.2171 | 1.1437 | 0 | 0 | 0 | 0 | 0 | 0 | 0 | 0 | 0 | 0 | 0 | 0 | 0 | 0 | 0.042487 | 0.041108 | 0.040059 | 0.035149 | 0 | 0 | 0 | 0 | 0 | 0 | 69.8453 | 69.1868 | 68.6716 | 68.3081 | 67.7638 | 67.4356 | 67.1732 | 67.0599 | 68.9791 | 73.0021 | 77.1052 | 81.8187 | 85.0552 | 86.4812 | 87.4135 | 88.2042 | 88.474 | 87.3063 | 86.6667 | 84.6458 | 80.8083 | 77.5289 | 75.7007 | 74.7365 | 0.026438 | 0.02412 | 0.02376 | 0.022005 | 0.018815 | 0.020911 | 0.039388 | 0.038423 | 0.047568 | 0.067952 | 0.073641 | 0.075734 | 0.075901 | 0.083507 | 0.082908 | 0.080395 | 0.083075 | 0.0724 | 0.076068 | 0.052775 | 0.040362 | 0.034725 | 0.029213 | 0.026337
Portfolio Adjusted1-in-2Size: Under 20 kWSouth of Lugo2020October Monthly Peak | Portfolio Adjusted | 1-in-2 | Size: Under 20 kW | South of Lugo | 2020 | October Monthly Peak | 10 | 1.0277 | 1.004 | 0.9964 | 0.98287 | 0.97354 | 0.99232 | 1.0427 | 0.91122 | 1.0248 | 1.2494 | 1.47 | 1.6187 | 1.7205 | 1.7775 | 1.8005 | 1.7423 | 1.6631 | 1.5011 | 1.487 | 1.4438 | 1.353 | 1.238 | 1.1374 | 1.073 | 0 | 0 | 0 | 0 | 0 | 0 | 0 | 0 | 0 | 0 | 0 | 0 | 0 | 0 | 0.03601 | 0.034847 | 0.033261 | 0.030022 | 0 | 0 | 0 | 0 | 0 | 0 | 64.1529 | 63.7247 | 63.4376 | 62.4408 | 61.8992 | 61.2549 | 60.7406 | 60.6569 | 61.4886 | 64.5875 | 68.6342 | 74.1893 | 80.2792 | 83.0083 | 81.7677 | 81.3844 | 81.7323 | 80.5042 | 77.7508 | 73.9575 | 71.7857 | 70.2002 | 68.4919 | 66.8309 | 0.026388 | 0.024076 | 0.023716 | 0.021965 | 0.01878 | 0.020872 | 0.039315 | 0.038352 | 0.04748 | 0.067826 | 0.073504 | 0.075594 | 0.07576 | 0.083353 | 0.082755 | 0.080246 | 0.082921 | 0.072266 | 0.075927 | 0.052677 | 0.040287 | 0.034661 | 0.029159 | 0.026289
Portfolio Adjusted1-in-2Size: Under 20 kWSouth of Lugo2020November Monthly Peak | Portfolio Adjusted | 1-in-2 | Size: Under 20 kW | South of Lugo | 2020 | November Monthly Peak | 11 | 1.018 | 0.99588 | 0.98458 | 0.96258 | 0.96668 | 0.97004 | 0.92522 | 0.84436 | 0.97074 | 1.1455 | 1.2999 | 1.3844 | 1.4306 | 1.4559 | 1.4658 | 1.4481 | 1.5062 | 1.6561 | 1.5124 | 1.4008 | 1.306 | 1.2036 | 1.121 | 1.0596 | 0 | 0 | 0 | 0 | 0 | 0 | 0 | 0 | 0 | 0 | 0 | 0 | 0 | 0 | 0.029316 | 0.028961 | 0.030124 | 0.033121 | 0 | 0 | 0 | 0 | 0 | 0 | 59.2317 | 58.232 | 57.4441 | 56.6265 | 55.4464 | 54.6375 | 54.1998 | 54.5641 | 56.7521 | 59.8852 | 64.5001 | 68.6973 | 71.7768 | 73.5415 | 74.7786 | 74.2004 | 72.0683 | 69.3736 | 66.9412 | 65.9012 | 64.7553 | 64.5819 | 64.0091 | 64.752 | 0.026594 | 0.024263 | 0.023901 | 0.022136 | 0.018927 | 0.021035 | 0.039621 | 0.038651 | 0.04785 | 0.068355 | 0.074078 | 0.076183 | 0.076352 | 0.084003 | 0.0834 | 0.080872 | 0.083568 | 0.07283 | 0.07652 | 0.053088 | 0.040602 | 0.034931 | 0.029386 | 0.026494
Portfolio Adjusted1-in-2Size: Under 20 kWSouth of Lugo2020December Monthly Peak | Portfolio Adjusted | 1-in-2 | Size: Under 20 kW | South of Lugo | 2020 | December Monthly Peak | 12 | 1.0336 | 1.0076 | 0.99253 | 0.96856 | 0.97309 | 0.97963 | 1.0377 | 0.94018 | 1.0645 | 1.2491 | 1.3299 | 1.3555 | 1.3544 | 1.3335 | 1.3045 | 1.3256 | 1.4586 | 1.631 | 1.4638 | 1.3703 | 1.2765 | 1.1797 | 1.1098 | 1.0624 | 0 | 0 | 0 | 0 | 0 | 0 | 0 | 0 | 0 | 0 | 0 | 0 | 0 | 0 | 0.026089 | 0.026512 | 0.029173 | 0.032621 | 0 | 0 | 0 | 0 | 0 | 0 | 52.4541 | 51.1807 | 50.2015 | 49.4403 | 48.9637 | 47.9349 | 48.168 | 48.3216 | 48.8401 | 52.4823 | 57.0134 | 60.0006 | 61.7295 | 62.8476 | 63.2508 | 63.6446 | 62.8039 | 60.6846 | 58.609 | 57.0347 | 55.2363 | 53.2368 | 51.3691 | 49.9335 | 0.026603 | 0.024271 | 0.023909 | 0.022143 | 0.018933 | 0.021042 | 0.039634 | 0.038664 | 0.047865 | 0.068377 | 0.074102 | 0.076208 | 0.076376 | 0.08403 | 0.083427 | 0.080898 | 0.083595 | 0.072853 | 0.076544 | 0.053105 | 0.040615 | 0.034942 | 0.029396 | 0.026502
Portfolio Adjusted1-in-2Size: Under 20 kWSouth of Lugo2020Typical Event Day | Portfolio Adjusted | 1-in-2 | Size: Under 20 kW | South of Lugo | 2020 | Typical Event Day | 8 | 1.0779 | 1.049 | 1.0448 | 1.0333 | 1.0096 | 1.0394 | 0.97853 | 0.89249 | 1.1888 | 1.4918 | 1.7597 | 1.8993 | 1.9917 | 2.0445 | 2.0462 | 1.9961 | 1.9274 | 1.6861 | 1.4476 | 1.4278 | 1.4567 | 1.3139 | 1.1892 | 1.1143 | 0 | 0 | 0 | 0 | 0 | 0 | 0 | 0 | 0 | 0 | 0 | 0 | 0 | 0 | 0.040923 | 0.039923 | 0.038548 | 0.033723 | 0 | 0 | 0 | 0 | 0 | 0 | 68.0352 | 67.3586 | 66.9162 | 66.7385 | 66.4392 | 65.863 | 65.6074 | 65.9327 | 68.0101 | 71.7191 | 75.5519 | 79.5342 | 81.1972 | 81.6313 | 82.4819 | 82.9224 | 83.8292 | 84.0646 | 83.9 | 80.6937 | 76.5313 | 73.1426 | 71.4768 | 70.4354 | 0.026437 | 0.024119 | 0.02376 | 0.022005 | 0.018815 | 0.02091 | 0.039386 | 0.038422 | 0.047566 | 0.06795 | 0.073638 | 0.075731 | 0.075899 | 0.083505 | 0.082906 | 0.080392 | 0.083072 | 0.072398 | 0.076066 | 0.052773 | 0.040361 | 0.034724 | 0.029212 | 0.026337
Portfolio Adjusted1-in-2Size: Under 20 kWSouth of Lugo2021January Monthly Peak | Portfolio Adjusted | 1-in-2 | Size: Under 20 kW | South of Lugo | 2021 | January Monthly Peak | 1 | 1.072 | 1.0409 | 1.0073 | 1.0008 | 1.0071 | 1.0531 | 1.1 | 0.99371 | 1.1991 | 1.3702 | 1.4426 | 1.4462 | 1.4298 | 1.3963 | 1.3691 | 1.3622 | 1.3748 | 1.6112 | 1.5463 | 1.4558 | 1.3499 | 1.2629 | 1.166 | 1.1257 | 0 | 0 | 0 | 0 | 0 | 0 | 0 | 0 | 0 | 0 | 0 | 0 | 0 | 0 | 0.027381 | 0.027243 | 0.027496 | 0.032223 | 0 | 0 | 0 | 0 | 0 | 0 | 48.3318 | 47.3102 | 46.2364 | 45.8913 | 45.8233 | 46.1089 | 45.7267 | 45.7226 | 46.5664 | 48.7158 | 52.4595 | 55.3584 | 56.9769 | 58.2646 | 58.6012 | 58.7106 | 58.6067 | 57.0033 | 55.5618 | 54.1429 | 53.2754 | 52.0415 | 51.0115 | 49.6454 | 0.027237 | 0.024849 | 0.024479 | 0.022671 | 0.019384 | 0.021543 | 0.040579 | 0.039585 | 0.049006 | 0.070006 | 0.075867 | 0.078024 | 0.078196 | 0.086032 | 0.085415 | 0.082826 | 0.085587 | 0.074589 | 0.078368 | 0.054371 | 0.041582 | 0.035775 | 0.030096 | 0.027134
Portfolio Adjusted1-in-2Size: Under 20 kWSouth of Lugo2021February Monthly Peak | Portfolio Adjusted | 1-in-2 | Size: Under 20 kW | South of Lugo | 2021 | February Monthly Peak | 2 | 1.0437 | 1.0144 | 1.0065 | 1.0033 | 1.0104 | 1.0399 | 1.0358 | 0.96123 | 1.134 | 1.2951 | 1.3891 | 1.4198 | 1.4653 | 1.4411 | 1.4254 | 1.4066 | 1.4008 | 1.518 | 1.5842 | 1.4695 | 1.3489 | 1.2646 | 1.1754 | 1.1232 | 0 | 0 | 0 | 0 | 0 | 0 | 0 | 0 | 0 | 0 | 0 | 0 | 0 | 0 | 0.028509 | 0.028132 | 0.028016 | 0.030359 | 0 | 0 | 0 | 0 | 0 | 0 | 51.6951 | 51.3747 | 51.0751 | 50.7804 | 50.4589 | 49.996 | 49.7308 | 49.6334 | 50.3741 | 52.5822 | 54.3822 | 56.0441 | 56.6052 | 56.6959 | 56.6249 | 55.5835 | 55.5406 | 55.258 | 53.9005 | 52.9232 | 52.1389 | 51.8771 | 50.5468 | 49.2257 | 0.026862 | 0.024507 | 0.024142 | 0.022358 | 0.019117 | 0.021247 | 0.04002 | 0.03904 | 0.048331 | 0.069042 | 0.074822 | 0.076949 | 0.077119 | 0.084847 | 0.084238 | 0.081685 | 0.084408 | 0.073562 | 0.077289 | 0.053622 | 0.04101 | 0.035282 | 0.029681 | 0.02676
Portfolio Adjusted1-in-2Size: Under 20 kWSouth of Lugo2021March Monthly Peak | Portfolio Adjusted | 1-in-2 | Size: Under 20 kW | South of Lugo | 2021 | March Monthly Peak | 3 | 1.0328 | 0.99898 | 0.99109 | 0.9751 | 0.98603 | 1.018 | 1.0449 | 0.93969 | 1.1051 | 1.2573 | 1.3609 | 1.3718 | 1.3984 | 1.4038 | 1.379 | 1.3968 | 1.3743 | 1.3455 | 1.2932 | 1.4224 | 1.3324 | 1.2385 | 1.1328 | 1.0776 | 0 | 0 | 0 | 0 | 0 | 0 | 0 | 0 | 0 | 0 | 0 | 0 | 0 | 0 | 0.02758 | 0.027935 | 0.027487 | 0.026911 | 0 | 0 | 0 | 0 | 0 | 0 | 51.8104 | 50.648 | 49.4092 | 48.8495 | 48.5716 | 48.1116 | 47.9607 | 48.3328 | 50.7096 | 52.9559 | 55.1609 | 57.0893 | 58.0715 | 59.0443 | 59.0805 | 59.5442 | 59.1791 | 58.0455 | 56.4709 | 54.868 | 54.2284 | 53.3426 | 52.3761 | 51.3042 | 0.027061 | 0.024689 | 0.024321 | 0.022524 | 0.019259 | 0.021404 | 0.040317 | 0.039329 | 0.04869 | 0.069554 | 0.075378 | 0.07752 | 0.077691 | 0.085477 | 0.084864 | 0.082291 | 0.085034 | 0.074108 | 0.077862 | 0.05402 | 0.041314 | 0.035544 | 0.029902 | 0.026959
Portfolio Adjusted1-in-2Size: Under 20 kWSouth of Lugo2021April Monthly Peak | Portfolio Adjusted | 1-in-2 | Size: Under 20 kW | South of Lugo | 2021 | April Monthly Peak | 4 | 1.0042 | 0.96987 | 0.96204 | 0.94785 | 0.94815 | 0.97189 | 0.92046 | 0.80236 | 0.95887 | 1.1387 | 1.332 | 1.4323 | 1.5207 | 1.556 | 1.5808 | 1.5669 | 1.5297 | 1.4102 | 1.2499 | 1.3604 | 1.3577 | 1.2529 | 1.1219 | 1.0492 | 0 | 0 | 0 | 0 | 0 | 0 | 0 | 0 | 0 | 0 | 0 | 0 | 0 | 0 | 0.031616 | 0.031337 | 0.030593 | 0.028205 | 0 | 0 | 0 | 0 | 0 | 0 | 61.8909 | 61.4495 | 60.6967 | 59.6585 | 58.8917 | 58.095 | 57.6247 | 57.8176 | 59.5384 | 62.7807 | 65.7945 | 68.8759 | 71.2221 | 72.9165 | 73.5304 | 73.6872 | 73.9227 | 73.0863 | 72.2848 | 70.4577 | 67.1428 | 65.8021 | 64.2729 | 61.7637 | 0.026441 | 0.024123 | 0.023763 | 0.022008 | 0.018818 | 0.020914 | 0.039393 | 0.038428 | 0.047574 | 0.06796 | 0.07365 | 0.075743 | 0.075911 | 0.083518 | 0.082919 | 0.080405 | 0.083085 | 0.072409 | 0.076078 | 0.052782 | 0.040367 | 0.034729 | 0.029216 | 0.026341
Portfolio Adjusted1-in-2Size: Under 20 kWSouth of Lugo2021May Monthly Peak | Portfolio Adjusted | 1-in-2 | Size: Under 20 kW | South of Lugo | 2021 | May Monthly Peak | 5 | 1.0415 | 1.0123 | 1.0023 | 0.99197 | 0.96859 | 0.98008 | 0.87788 | 0.82623 | 1.0041 | 1.2064 | 1.3787 | 1.4843 | 1.5349 | 1.5747 | 1.5744 | 1.5701 | 1.5386 | 1.4009 | 1.2349 | 1.2436 | 1.3349 | 1.2483 | 1.1344 | 1.0771 | 0 | 0 | 0 | 0 | 0 | 0 | 0 | 0 | 0 | 0 | 0 | 0 | 0 | 0 | 0.031487 | 0.031402 | 0.030771 | 0.028019 | 0 | 0 | 0 | 0 | 0 | 0 | 59.4995 | 59.5478 | 59.5551 | 59.0248 | 58.5383 | 58.551 | 58.8129 | 59.3692 | 60.086 | 61.6311 | 64.3614 | 67.2154 | 69.4685 | 70.2055 | 70.0197 | 70.999 | 71.0697 | 70.0199 | 68.092 | 65.52 | 62.9229 | 60.8657 | 60.371 | 60.0674 | 0.026571 | 0.024242 | 0.02388 | 0.022116 | 0.01891 | 0.021016 | 0.039586 | 0.038617 | 0.047807 | 0.068294 | 0.074012 | 0.076115 | 0.076283 | 0.083928 | 0.083326 | 0.0808 | 0.083493 | 0.072765 | 0.076451 | 0.053041 | 0.040565 | 0.0349 | 0.02936 | 0.02647
Portfolio Adjusted1-in-2Size: Under 20 kWSouth of Lugo2021June Monthly Peak | Portfolio Adjusted | 1-in-2 | Size: Under 20 kW | South of Lugo | 2021 | June Monthly Peak | 6 | 1.0564 | 1.0255 | 1.0207 | 1.0047 | 0.97546 | 0.97531 | 0.87186 | 0.83886 | 1.0601 | 1.2925 | 1.4986 | 1.611 | 1.6988 | 1.7486 | 1.7696 | 1.7383 | 1.7014 | 1.5419 | 1.3297 | 1.2712 | 1.3662 | 1.2708 | 1.1647 | 1.1004 | 0 | 0 | 0 | 0 | 0 | 0 | 0 | 0 | 0 | 0 | 0 | 0 | 0 | 0 | 0.035393 | 0.034766 | 0.034027 | 0.030839 | 0 | 0 | 0 | 0 | 0 | 0 | 63.0617 | 62.9475 | 62.4509 | 61.9048 | 61.7296 | 61.3014 | 60.9111 | 61.4154 | 63.3026 | 67.3564 | 71.6563 | 75.1474 | 75.2961 | 75.0941 | 76.3661 | 76.7989 | 78.1458 | 78.5146 | 78.5542 | 74.7969 | 70.6327 | 67.1472 | 65.7363 | 64.5628 | 0.026436 | 0.024119 | 0.023759 | 0.022004 | 0.018814 | 0.02091 | 0.039385 | 0.038421 | 0.047565 | 0.067948 | 0.073637 | 0.07573 | 0.075897 | 0.083502 | 0.082903 | 0.08039 | 0.08307 | 0.072396 | 0.076064 | 0.052772 | 0.04036 | 0.034723 | 0.029211 | 0.026336
Portfolio Adjusted1-in-2Size: Under 20 kWSouth of Lugo2021July Monthly Peak | Portfolio Adjusted | 1-in-2 | Size: Under 20 kW | South of Lugo | 2021 | July Monthly Peak | 7 | 1.0971 | 1.0656 | 1.0574 | 1.0393 | 1.0056 | 1.0262 | 0.92206 | 0.89661 | 1.2107 | 1.5311 | 1.7945 | 1.9334 | 2.0214 | 2.0839 | 2.0721 | 2.0178 | 1.9714 | 1.7553 | 1.4969 | 1.3975 | 1.4622 | 1.3584 | 1.2219 | 1.1448 | 0 | 0 | 0 | 0 | 0 | 0 | 0 | 0 | 0 | 0 | 0 | 0 | 0 | 0 | 0.041443 | 0.040357 | 0.039429 | 0.035105 | 0 | 0 | 0 | 0 | 0 | 0 | 69.4954 | 68.798 | 68.4996 | 68.3602 | 67.9589 | 67.1806 | 67.1084 | 67.9956 | 70.5719 | 73.1889 | 75.5993 | 78.926 | 80.324 | 80.5531 | 81.4177 | 81.8219 | 82.375 | 82.7552 | 83.4125 | 81.6854 | 78.4021 | 74.2055 | 72.1051 | 71.2802 | 0.026415 | 0.0241 | 0.02374 | 0.021987 | 0.018799 | 0.020893 | 0.039354 | 0.038391 | 0.047527 | 0.067894 | 0.073578 | 0.07567 | 0.075837 | 0.083436 | 0.082838 | 0.080327 | 0.083005 | 0.072339 | 0.076004 | 0.05273 | 0.040328 | 0.034696 | 0.029188 | 0.026315
Portfolio Adjusted1-in-2Size: Under 20 kWSouth of Lugo2021August Monthly Peak | Portfolio Adjusted | 1-in-2 | Size: Under 20 kW | South of Lugo | 2021 | August Monthly Peak | 8 | 1.0829 | 1.0536 | 1.0488 | 1.0368 | 1.0132 | 1.0425 | 0.97886 | 0.89928 | 1.2141 | 1.5346 | 1.8182 | 1.9678 | 2.0664 | 2.1211 | 2.1212 | 2.0678 | 1.9969 | 1.7438 | 1.488 | 1.4598 | 1.4764 | 1.3267 | 1.1982 | 1.1222 | 0 | 0 | 0 | 0 | 0 | 0 | 0 | 0 | 0 | 0 | 0 | 0 | 0 | 0 | 0.042424 | 0.041356 | 0.039938 | 0.034875 | 0 | 0 | 0 | 0 | 0 | 0 | 69.7385 | 68.5021 | 68.0427 | 68.3808 | 68.3046 | 67.5345 | 67.2367 | 67.2597 | 69.187 | 73.3292 | 77.8469 | 82.2448 | 84.1135 | 84.3969 | 84.7302 | 84.8646 | 86.3219 | 87.6823 | 86.9667 | 81.6469 | 76.282 | 73.6889 | 72.3651 | 71.1622 | 0.026463 | 0.024143 | 0.023783 | 0.022026 | 0.018833 | 0.020931 | 0.039425 | 0.03846 | 0.047613 | 0.068017 | 0.073711 | 0.075806 | 0.075974 | 0.083587 | 0.082987 | 0.080472 | 0.083154 | 0.072469 | 0.076141 | 0.052825 | 0.040401 | 0.034758 | 0.029241 | 0.026363
Portfolio Adjusted1-in-2Size: Under 20 kWSouth of Lugo2021September Monthly Peak | Portfolio Adjusted | 1-in-2 | Size: Under 20 kW | South of Lugo | 2021 | September Monthly Peak | 9 | 1.1032 | 1.0718 | 1.0628 | 1.0466 | 1.0216 | 1.0409 | 1.0377 | 0.93336 | 1.2112 | 1.5391 | 1.8063 | 1.961 | 2.064 | 2.1303 | 2.1243 | 2.0554 | 2.0029 | 1.7575 | 1.5169 | 1.5521 | 1.4576 | 1.3363 | 1.2171 | 1.1437 | 0 | 0 | 0 | 0 | 0 | 0 | 0 | 0 | 0 | 0 | 0 | 0 | 0 | 0 | 0.042487 | 0.041108 | 0.040059 | 0.035149 | 0 | 0 | 0 | 0 | 0 | 0 | 69.8453 | 69.1868 | 68.6716 | 68.3081 | 67.7637 | 67.4356 | 67.1732 | 67.0599 | 68.9791 | 73.0021 | 77.1052 | 81.8188 | 85.0552 | 86.4812 | 87.4135 | 88.2042 | 88.474 | 87.3063 | 86.6667 | 84.6458 | 80.8083 | 77.5289 | 75.7007 | 74.7365 | 0.026438 | 0.02412 | 0.02376 | 0.022005 | 0.018815 | 0.020911 | 0.039388 | 0.038423 | 0.047568 | 0.067952 | 0.073641 | 0.075734 | 0.075901 | 0.083507 | 0.082908 | 0.080395 | 0.083075 | 0.0724 | 0.076068 | 0.052775 | 0.040362 | 0.034725 | 0.029213 | 0.026337
Portfolio Adjusted1-in-2Size: Under 20 kWSouth of Lugo2021October Monthly Peak | Portfolio Adjusted | 1-in-2 | Size: Under 20 kW | South of Lugo | 2021 | October Monthly Peak | 10 | 1.0277 | 1.004 | 0.9964 | 0.98287 | 0.97354 | 0.99232 | 1.0427 | 0.91122 | 1.0248 | 1.2494 | 1.47 | 1.6187 | 1.7205 | 1.7775 | 1.8005 | 1.7423 | 1.6631 | 1.5011 | 1.487 | 1.4438 | 1.353 | 1.238 | 1.1374 | 1.073 | 0 | 0 | 0 | 0 | 0 | 0 | 0 | 0 | 0 | 0 | 0 | 0 | 0 | 0 | 0.03601 | 0.034847 | 0.033261 | 0.030022 | 0 | 0 | 0 | 0 | 0 | 0 | 64.1529 | 63.7247 | 63.4376 | 62.4408 | 61.8992 | 61.2549 | 60.7406 | 60.6569 | 61.4886 | 64.5875 | 68.6342 | 74.1893 | 80.2792 | 83.0083 | 81.7677 | 81.3844 | 81.7323 | 80.5042 | 77.7508 | 73.9575 | 71.7857 | 70.2002 | 68.4919 | 66.8309 | 0.026388 | 0.024076 | 0.023716 | 0.021965 | 0.01878 | 0.020872 | 0.039315 | 0.038352 | 0.04748 | 0.067826 | 0.073504 | 0.075594 | 0.07576 | 0.083353 | 0.082755 | 0.080246 | 0.082921 | 0.072266 | 0.075927 | 0.052677 | 0.040287 | 0.034661 | 0.029159 | 0.026289
Portfolio Adjusted1-in-2Size: Under 20 kWSouth of Lugo2021November Monthly Peak | Portfolio Adjusted | 1-in-2 | Size: Under 20 kW | South of Lugo | 2021 | November Monthly Peak | 11 | 1.018 | 0.99588 | 0.98458 | 0.96258 | 0.96668 | 0.97004 | 0.92522 | 0.84436 | 0.97074 | 1.1455 | 1.2999 | 1.3844 | 1.4306 | 1.4559 | 1.4658 | 1.4481 | 1.5062 | 1.6561 | 1.5124 | 1.4008 | 1.306 | 1.2036 | 1.121 | 1.0596 | 0 | 0 | 0 | 0 | 0 | 0 | 0 | 0 | 0 | 0 | 0 | 0 | 0 | 0 | 0.029316 | 0.028961 | 0.030124 | 0.033121 | 0 | 0 | 0 | 0 | 0 | 0 | 59.2317 | 58.232 | 57.4441 | 56.6265 | 55.4464 | 54.6375 | 54.1998 | 54.5641 | 56.7521 | 59.8852 | 64.5001 | 68.6973 | 71.7768 | 73.5415 | 74.7786 | 74.2004 | 72.0683 | 69.3736 | 66.9413 | 65.9012 | 64.7553 | 64.5819 | 64.0091 | 64.752 | 0.026594 | 0.024263 | 0.023901 | 0.022136 | 0.018927 | 0.021035 | 0.039621 | 0.038651 | 0.04785 | 0.068355 | 0.074078 | 0.076183 | 0.076352 | 0.084003 | 0.0834 | 0.080872 | 0.083568 | 0.07283 | 0.07652 | 0.053088 | 0.040602 | 0.034931 | 0.029386 | 0.026494
Portfolio Adjusted1-in-2Size: Under 20 kWSouth of Lugo2021December Monthly Peak | Portfolio Adjusted | 1-in-2 | Size: Under 20 kW | South of Lugo | 2021 | December Monthly Peak | 12 | 1.0336 | 1.0076 | 0.99253 | 0.96856 | 0.97309 | 0.97963 | 1.0377 | 0.94018 | 1.0645 | 1.2491 | 1.3299 | 1.3555 | 1.3544 | 1.3335 | 1.3045 | 1.3256 | 1.4586 | 1.631 | 1.4638 | 1.3703 | 1.2765 | 1.1797 | 1.1098 | 1.0624 | 0 | 0 | 0 | 0 | 0 | 0 | 0 | 0 | 0 | 0 | 0 | 0 | 0 | 0 | 0.026089 | 0.026512 | 0.029173 | 0.032621 | 0 | 0 | 0 | 0 | 0 | 0 | 52.4541 | 51.1807 | 50.2015 | 49.4403 | 48.9638 | 47.9349 | 48.168 | 48.3216 | 48.8401 | 52.4823 | 57.0134 | 60.0006 | 61.7295 | 62.8476 | 63.2508 | 63.6446 | 62.8039 | 60.6846 | 58.609 | 57.0347 | 55.2363 | 53.2368 | 51.3691 | 49.9335 | 0.026603 | 0.024271 | 0.023909 | 0.022143 | 0.018933 | 0.021042 | 0.039634 | 0.038664 | 0.047865 | 0.068377 | 0.074102 | 0.076208 | 0.076376 | 0.08403 | 0.083427 | 0.080898 | 0.083595 | 0.072853 | 0.076544 | 0.053105 | 0.040615 | 0.034942 | 0.029396 | 0.026502
Portfolio Adjusted1-in-2Size: Under 20 kWSouth of Lugo2021Typical Event Day | Portfolio Adjusted | 1-in-2 | Size: Under 20 kW | South of Lugo | 2021 | Typical Event Day | 8 | 1.0779 | 1.049 | 1.0448 | 1.0333 | 1.0096 | 1.0394 | 0.97853 | 0.89249 | 1.1888 | 1.4918 | 1.7597 | 1.8993 | 1.9917 | 2.0445 | 2.0462 | 1.9961 | 1.9274 | 1.6861 | 1.4476 | 1.4278 | 1.4567 | 1.3139 | 1.1892 | 1.1143 | 0 | 0 | 0 | 0 | 0 | 0 | 0 | 0 | 0 | 0 | 0 | 0 | 0 | 0 | 0.040923 | 0.039923 | 0.038548 | 0.033723 | 0 | 0 | 0 | 0 | 0 | 0 | 68.0352 | 67.3586 | 66.9162 | 66.7385 | 66.4392 | 65.863 | 65.6074 | 65.9327 | 68.0101 | 71.7191 | 75.5519 | 79.5342 | 81.1972 | 81.6313 | 82.4819 | 82.9224 | 83.8292 | 84.0646 | 83.9 | 80.6938 | 76.5313 | 73.1426 | 71.4768 | 70.4354 | 0.026437 | 0.024119 | 0.02376 | 0.022005 | 0.018815 | 0.02091 | 0.039386 | 0.038422 | 0.047566 | 0.06795 | 0.073638 | 0.075731 | 0.075899 | 0.083505 | 0.082906 | 0.080392 | 0.083072 | 0.072398 | 0.076066 | 0.052773 | 0.040361 | 0.034724 | 0.029212 | 0.026337
Portfolio Adjusted1-in-2Size: Under 20 kWSouth of Lugo2022January Monthly Peak | Portfolio Adjusted | 1-in-2 | Size: Under 20 kW | South of Lugo | 2022 | January Monthly Peak | 1 | 1.072 | 1.0409 | 1.0073 | 1.0008 | 1.0071 | 1.0531 | 1.1 | 0.99371 | 1.1991 | 1.3702 | 1.4426 | 1.4462 | 1.4298 | 1.3963 | 1.3691 | 1.3622 | 1.3748 | 1.6112 | 1.5463 | 1.4558 | 1.3499 | 1.2629 | 1.166 | 1.1257 | 0 | 0 | 0 | 0 | 0 | 0 | 0 | 0 | 0 | 0 | 0 | 0 | 0 | 0 | 0.027381 | 0.027243 | 0.027496 | 0.032223 | 0 | 0 | 0 | 0 | 0 | 0 | 48.3318 | 47.3102 | 46.2364 | 45.8913 | 45.8233 | 46.1089 | 45.7267 | 45.7226 | 46.5664 | 48.7158 | 52.4595 | 55.3584 | 56.9769 | 58.2646 | 58.6013 | 58.7106 | 58.6067 | 57.0033 | 55.5618 | 54.1429 | 53.2754 | 52.0415 | 51.0115 | 49.6454 | 0.027237 | 0.024849 | 0.024479 | 0.022671 | 0.019384 | 0.021543 | 0.040579 | 0.039585 | 0.049006 | 0.070006 | 0.075867 | 0.078024 | 0.078196 | 0.086032 | 0.085415 | 0.082826 | 0.085587 | 0.074589 | 0.078368 | 0.054371 | 0.041582 | 0.035775 | 0.030096 | 0.027134
Portfolio Adjusted1-in-2Size: Under 20 kWSouth of Lugo2022February Monthly Peak | Portfolio Adjusted | 1-in-2 | Size: Under 20 kW | South of Lugo | 2022 | February Monthly Peak | 2 | 1.0437 | 1.0144 | 1.0065 | 1.0033 | 1.0104 | 1.0399 | 1.0358 | 0.96123 | 1.134 | 1.2951 | 1.3891 | 1.4198 | 1.4653 | 1.4411 | 1.4254 | 1.4066 | 1.4008 | 1.518 | 1.5842 | 1.4695 | 1.3489 | 1.2646 | 1.1754 | 1.1232 | 0 | 0 | 0 | 0 | 0 | 0 | 0 | 0 | 0 | 0 | 0 | 0 | 0 | 0 | 0.028509 | 0.028132 | 0.028016 | 0.030359 | 0 | 0 | 0 | 0 | 0 | 0 | 51.6951 | 51.3747 | 51.0751 | 50.7804 | 50.4589 | 49.996 | 49.7308 | 49.6334 | 50.3741 | 52.5822 | 54.3822 | 56.0441 | 56.6052 | 56.6959 | 56.6249 | 55.5835 | 55.5406 | 55.258 | 53.9005 | 52.9232 | 52.1389 | 51.8771 | 50.5468 | 49.2257 | 0.026862 | 0.024507 | 0.024142 | 0.022358 | 0.019117 | 0.021247 | 0.04002 | 0.03904 | 0.048331 | 0.069042 | 0.074822 | 0.076949 | 0.077119 | 0.084847 | 0.084238 | 0.081685 | 0.084408 | 0.073562 | 0.077289 | 0.053622 | 0.04101 | 0.035282 | 0.029681 | 0.02676
Portfolio Adjusted1-in-2Size: Under 20 kWSouth of Lugo2022March Monthly Peak | Portfolio Adjusted | 1-in-2 | Size: Under 20 kW | South of Lugo | 2022 | March Monthly Peak | 3 | 1.0328 | 0.99898 | 0.99109 | 0.9751 | 0.98603 | 1.018 | 1.0449 | 0.93969 | 1.1051 | 1.2573 | 1.3609 | 1.3718 | 1.3984 | 1.4038 | 1.379 | 1.3968 | 1.3743 | 1.3455 | 1.2932 | 1.4224 | 1.3324 | 1.2385 | 1.1328 | 1.0776 | 0 | 0 | 0 | 0 | 0 | 0 | 0 | 0 | 0 | 0 | 0 | 0 | 0 | 0 | 0.02758 | 0.027935 | 0.027487 | 0.026911 | 0 | 0 | 0 | 0 | 0 | 0 | 51.8104 | 50.648 | 49.4092 | 48.8495 | 48.5716 | 48.1116 | 47.9607 | 48.3328 | 50.7096 | 52.9559 | 55.1609 | 57.0893 | 58.0715 | 59.0443 | 59.0805 | 59.5442 | 59.1791 | 58.0455 | 56.4709 | 54.868 | 54.2284 | 53.3426 | 52.3761 | 51.3042 | 0.027061 | 0.024689 | 0.024321 | 0.022524 | 0.019259 | 0.021404 | 0.040317 | 0.039329 | 0.04869 | 0.069554 | 0.075378 | 0.07752 | 0.077691 | 0.085477 | 0.084864 | 0.082291 | 0.085034 | 0.074108 | 0.077862 | 0.05402 | 0.041314 | 0.035544 | 0.029902 | 0.026959
Portfolio Adjusted1-in-2Size: Under 20 kWSouth of Lugo2022April Monthly Peak | Portfolio Adjusted | 1-in-2 | Size: Under 20 kW | South of Lugo | 2022 | April Monthly Peak | 4 | 1.0042 | 0.96987 | 0.96204 | 0.94785 | 0.94815 | 0.97189 | 0.92046 | 0.80236 | 0.95887 | 1.1387 | 1.332 | 1.4323 | 1.5207 | 1.556 | 1.5808 | 1.5669 | 1.5297 | 1.4102 | 1.2499 | 1.3604 | 1.3577 | 1.2529 | 1.1219 | 1.0492 | 0 | 0 | 0 | 0 | 0 | 0 | 0 | 0 | 0 | 0 | 0 | 0 | 0 | 0 | 0.031616 | 0.031337 | 0.030593 | 0.028205 | 0 | 0 | 0 | 0 | 0 | 0 | 61.8909 | 61.4495 | 60.6967 | 59.6585 | 58.8917 | 58.095 | 57.6247 | 57.8176 | 59.5384 | 62.7807 | 65.7945 | 68.8759 | 71.2221 | 72.9165 | 73.5304 | 73.6872 | 73.9227 | 73.0862 | 72.2848 | 70.4577 | 67.1428 | 65.8021 | 64.2729 | 61.7638 | 0.026441 | 0.024123 | 0.023763 | 0.022008 | 0.018818 | 0.020914 | 0.039393 | 0.038428 | 0.047574 | 0.06796 | 0.07365 | 0.075743 | 0.075911 | 0.083518 | 0.082919 | 0.080405 | 0.083085 | 0.072409 | 0.076078 | 0.052782 | 0.040367 | 0.034729 | 0.029216 | 0.026341
Portfolio Adjusted1-in-2Size: Under 20 kWSouth of Lugo2022May Monthly Peak | Portfolio Adjusted | 1-in-2 | Size: Under 20 kW | South of Lugo | 2022 | May Monthly Peak | 5 | 1.0415 | 1.0123 | 1.0023 | 0.99197 | 0.96859 | 0.98008 | 0.87788 | 0.82623 | 1.0041 | 1.2064 | 1.3787 | 1.4843 | 1.5349 | 1.5747 | 1.5744 | 1.5701 | 1.5386 | 1.4009 | 1.2349 | 1.2436 | 1.3349 | 1.2483 | 1.1344 | 1.0771 | 0 | 0 | 0 | 0 | 0 | 0 | 0 | 0 | 0 | 0 | 0 | 0 | 0 | 0 | 0.031487 | 0.031402 | 0.030771 | 0.028019 | 0 | 0 | 0 | 0 | 0 | 0 | 59.4995 | 59.5478 | 59.5551 | 59.0248 | 58.5383 | 58.551 | 58.8129 | 59.3692 | 60.086 | 61.6311 | 64.3614 | 67.2154 | 69.4685 | 70.2055 | 70.0197 | 70.999 | 71.0697 | 70.0199 | 68.092 | 65.52 | 62.9229 | 60.8657 | 60.371 | 60.0674 | 0.026571 | 0.024242 | 0.02388 | 0.022116 | 0.01891 | 0.021016 | 0.039586 | 0.038617 | 0.047807 | 0.068294 | 0.074012 | 0.076115 | 0.076283 | 0.083928 | 0.083326 | 0.0808 | 0.083493 | 0.072765 | 0.076451 | 0.053041 | 0.040565 | 0.0349 | 0.02936 | 0.02647
Portfolio Adjusted1-in-2Size: Under 20 kWSouth of Lugo2022June Monthly Peak | Portfolio Adjusted | 1-in-2 | Size: Under 20 kW | South of Lugo | 2022 | June Monthly Peak | 6 | 1.0564 | 1.0255 | 1.0207 | 1.0047 | 0.97546 | 0.97531 | 0.87186 | 0.83886 | 1.0601 | 1.2925 | 1.4986 | 1.611 | 1.6988 | 1.7486 | 1.7696 | 1.7383 | 1.7014 | 1.5419 | 1.3297 | 1.2712 | 1.3662 | 1.2708 | 1.1647 | 1.1004 | 0 | 0 | 0 | 0 | 0 | 0 | 0 | 0 | 0 | 0 | 0 | 0 | 0 | 0 | 0.035393 | 0.034766 | 0.034027 | 0.030839 | 0 | 0 | 0 | 0 | 0 | 0 | 63.0617 | 62.9475 | 62.4509 | 61.9048 | 61.7296 | 61.3014 | 60.9111 | 61.4154 | 63.3026 | 67.3564 | 71.6563 | 75.1474 | 75.2961 | 75.0941 | 76.3661 | 76.7989 | 78.1458 | 78.5146 | 78.5542 | 74.7969 | 70.6327 | 67.1472 | 65.7362 | 64.5628 | 0.026436 | 0.024119 | 0.023759 | 0.022004 | 0.018814 | 0.02091 | 0.039385 | 0.038421 | 0.047565 | 0.067948 | 0.073637 | 0.07573 | 0.075897 | 0.083502 | 0.082903 | 0.08039 | 0.08307 | 0.072396 | 0.076064 | 0.052772 | 0.04036 | 0.034723 | 0.029211 | 0.026336
Portfolio Adjusted1-in-2Size: Under 20 kWSouth of Lugo2022July Monthly Peak | Portfolio Adjusted | 1-in-2 | Size: Under 20 kW | South of Lugo | 2022 | July Monthly Peak | 7 | 1.0971 | 1.0656 | 1.0574 | 1.0393 | 1.0056 | 1.0262 | 0.92206 | 0.89661 | 1.2107 | 1.5311 | 1.7945 | 1.9334 | 2.0214 | 2.0839 | 2.0721 | 2.0178 | 1.9714 | 1.7553 | 1.4969 | 1.3975 | 1.4622 | 1.3584 | 1.2219 | 1.1448 | 0 | 0 | 0 | 0 | 0 | 0 | 0 | 0 | 0 | 0 | 0 | 0 | 0 | 0 | 0.041443 | 0.040357 | 0.039429 | 0.035105 | 0 | 0 | 0 | 0 | 0 | 0 | 69.4954 | 68.798 | 68.4996 | 68.3602 | 67.9589 | 67.1806 | 67.1084 | 67.9956 | 70.5719 | 73.1889 | 75.5993 | 78.926 | 80.324 | 80.5531 | 81.4177 | 81.8219 | 82.375 | 82.7552 | 83.4125 | 81.6854 | 78.4021 | 74.2055 | 72.1051 | 71.2802 | 0.026415 | 0.0241 | 0.02374 | 0.021987 | 0.018799 | 0.020893 | 0.039354 | 0.038391 | 0.047527 | 0.067894 | 0.073578 | 0.07567 | 0.075837 | 0.083436 | 0.082838 | 0.080327 | 0.083005 | 0.072339 | 0.076004 | 0.05273 | 0.040328 | 0.034696 | 0.029188 | 0.026315
Portfolio Adjusted1-in-2Size: Under 20 kWSouth of Lugo2022August Monthly Peak | Portfolio Adjusted | 1-in-2 | Size: Under 20 kW | South of Lugo | 2022 | August Monthly Peak | 8 | 1.0829 | 1.0536 | 1.0488 | 1.0368 | 1.0132 | 1.0425 | 0.97886 | 0.89928 | 1.2141 | 1.5346 | 1.8182 | 1.9678 | 2.0664 | 2.1211 | 2.1212 | 2.0678 | 1.9969 | 1.7438 | 1.488 | 1.4598 | 1.4764 | 1.3267 | 1.1982 | 1.1222 | 0 | 0 | 0 | 0 | 0 | 0 | 0 | 0 | 0 | 0 | 0 | 0 | 0 | 0 | 0.042424 | 0.041356 | 0.039938 | 0.034875 | 0 | 0 | 0 | 0 | 0 | 0 | 69.7385 | 68.5021 | 68.0427 | 68.3808 | 68.3046 | 67.5345 | 67.2367 | 67.2597 | 69.187 | 73.3292 | 77.8469 | 82.2448 | 84.1135 | 84.3969 | 84.7302 | 84.8646 | 86.3219 | 87.6823 | 86.9667 | 81.6469 | 76.282 | 73.6889 | 72.3651 | 71.1622 | 0.026463 | 0.024143 | 0.023783 | 0.022026 | 0.018833 | 0.020931 | 0.039425 | 0.03846 | 0.047613 | 0.068017 | 0.073711 | 0.075806 | 0.075974 | 0.083587 | 0.082987 | 0.080472 | 0.083154 | 0.072469 | 0.076141 | 0.052825 | 0.040401 | 0.034758 | 0.029241 | 0.026363
Portfolio Adjusted1-in-2Size: Under 20 kWSouth of Lugo2022September Monthly Peak | Portfolio Adjusted | 1-in-2 | Size: Under 20 kW | South of Lugo | 2022 | September Monthly Peak | 9 | 1.1032 | 1.0718 | 1.0628 | 1.0466 | 1.0216 | 1.0409 | 1.0377 | 0.93336 | 1.2112 | 1.5391 | 1.8063 | 1.961 | 2.064 | 2.1303 | 2.1243 | 2.0554 | 2.0029 | 1.7575 | 1.5169 | 1.5521 | 1.4576 | 1.3363 | 1.2171 | 1.1437 | 0 | 0 | 0 | 0 | 0 | 0 | 0 | 0 | 0 | 0 | 0 | 0 | 0 | 0 | 0.042487 | 0.041108 | 0.040059 | 0.035149 | 0 | 0 | 0 | 0 | 0 | 0 | 69.8453 | 69.1868 | 68.6716 | 68.3081 | 67.7637 | 67.4356 | 67.1732 | 67.0599 | 68.9791 | 73.0021 | 77.1052 | 81.8188 | 85.0552 | 86.4813 | 87.4135 | 88.2042 | 88.474 | 87.3062 | 86.6667 | 84.6458 | 80.8083 | 77.5289 | 75.7007 | 74.7365 | 0.026438 | 0.02412 | 0.02376 | 0.022005 | 0.018815 | 0.020911 | 0.039388 | 0.038423 | 0.047568 | 0.067952 | 0.073641 | 0.075734 | 0.075901 | 0.083507 | 0.082908 | 0.080395 | 0.083075 | 0.0724 | 0.076068 | 0.052775 | 0.040362 | 0.034725 | 0.029213 | 0.026337
Portfolio Adjusted1-in-2Size: Under 20 kWSouth of Lugo2022October Monthly Peak | Portfolio Adjusted | 1-in-2 | Size: Under 20 kW | South of Lugo | 2022 | October Monthly Peak | 10 | 1.0277 | 1.004 | 0.9964 | 0.98287 | 0.97354 | 0.99232 | 1.0427 | 0.91122 | 1.0248 | 1.2494 | 1.47 | 1.6187 | 1.7205 | 1.7775 | 1.8005 | 1.7423 | 1.6631 | 1.5011 | 1.487 | 1.4438 | 1.353 | 1.238 | 1.1374 | 1.073 | 0 | 0 | 0 | 0 | 0 | 0 | 0 | 0 | 0 | 0 | 0 | 0 | 0 | 0 | 0.03601 | 0.034847 | 0.033261 | 0.030022 | 0 | 0 | 0 | 0 | 0 | 0 | 64.1529 | 63.7247 | 63.4376 | 62.4408 | 61.8992 | 61.2549 | 60.7406 | 60.6569 | 61.4886 | 64.5875 | 68.6342 | 74.1893 | 80.2792 | 83.0083 | 81.7677 | 81.3844 | 81.7323 | 80.5042 | 77.7508 | 73.9575 | 71.7857 | 70.2002 | 68.4919 | 66.8309 | 0.026388 | 0.024076 | 0.023716 | 0.021965 | 0.01878 | 0.020872 | 0.039315 | 0.038352 | 0.04748 | 0.067826 | 0.073504 | 0.075594 | 0.07576 | 0.083353 | 0.082755 | 0.080246 | 0.082921 | 0.072266 | 0.075927 | 0.052677 | 0.040287 | 0.034661 | 0.029159 | 0.026289
Portfolio Adjusted1-in-2Size: Under 20 kWSouth of Lugo2022November Monthly Peak | Portfolio Adjusted | 1-in-2 | Size: Under 20 kW | South of Lugo | 2022 | November Monthly Peak | 11 | 1.018 | 0.99588 | 0.98458 | 0.96258 | 0.96668 | 0.97004 | 0.92522 | 0.84436 | 0.97074 | 1.1455 | 1.2999 | 1.3844 | 1.4306 | 1.4559 | 1.4658 | 1.4481 | 1.5062 | 1.6561 | 1.5124 | 1.4008 | 1.306 | 1.2036 | 1.121 | 1.0596 | 0 | 0 | 0 | 0 | 0 | 0 | 0 | 0 | 0 | 0 | 0 | 0 | 0 | 0 | 0.029316 | 0.028961 | 0.030124 | 0.033121 | 0 | 0 | 0 | 0 | 0 | 0 | 59.2317 | 58.232 | 57.4441 | 56.6265 | 55.4464 | 54.6375 | 54.1998 | 54.5641 | 56.7521 | 59.8852 | 64.5001 | 68.6973 | 71.7768 | 73.5415 | 74.7786 | 74.2004 | 72.0683 | 69.3736 | 66.9412 | 65.9013 | 64.7553 | 64.5819 | 64.0091 | 64.752 | 0.026594 | 0.024263 | 0.023901 | 0.022136 | 0.018927 | 0.021035 | 0.039621 | 0.038651 | 0.04785 | 0.068355 | 0.074078 | 0.076183 | 0.076352 | 0.084003 | 0.0834 | 0.080872 | 0.083568 | 0.07283 | 0.07652 | 0.053088 | 0.040602 | 0.034931 | 0.029386 | 0.026494
Portfolio Adjusted1-in-2Size: Under 20 kWSouth of Lugo2022December Monthly Peak | Portfolio Adjusted | 1-in-2 | Size: Under 20 kW | South of Lugo | 2022 | December Monthly Peak | 12 | 1.0336 | 1.0076 | 0.99253 | 0.96856 | 0.97309 | 0.97963 | 1.0377 | 0.94018 | 1.0645 | 1.2491 | 1.3299 | 1.3555 | 1.3544 | 1.3335 | 1.3045 | 1.3256 | 1.4586 | 1.631 | 1.4638 | 1.3703 | 1.2765 | 1.1797 | 1.1098 | 1.0624 | 0 | 0 | 0 | 0 | 0 | 0 | 0 | 0 | 0 | 0 | 0 | 0 | 0 | 0 | 0.026089 | 0.026512 | 0.029173 | 0.032621 | 0 | 0 | 0 | 0 | 0 | 0 | 52.4541 | 51.1807 | 50.2015 | 49.4403 | 48.9638 | 47.9349 | 48.168 | 48.3216 | 48.8401 | 52.4823 | 57.0134 | 60.0006 | 61.7295 | 62.8476 | 63.2508 | 63.6446 | 62.8039 | 60.6846 | 58.609 | 57.0347 | 55.2362 | 53.2368 | 51.3691 | 49.9335 | 0.026603 | 0.024271 | 0.023909 | 0.022143 | 0.018933 | 0.021042 | 0.039634 | 0.038664 | 0.047865 | 0.068377 | 0.074102 | 0.076208 | 0.076376 | 0.08403 | 0.083427 | 0.080898 | 0.083595 | 0.072853 | 0.076544 | 0.053105 | 0.040615 | 0.034942 | 0.029396 | 0.026502
Portfolio Adjusted1-in-2Size: Under 20 kWSouth of Lugo2022Typical Event Day | Portfolio Adjusted | 1-in-2 | Size: Under 20 kW | South of Lugo | 2022 | Typical Event Day | 8 | 1.0779 | 1.049 | 1.0448 | 1.0333 | 1.0096 | 1.0394 | 0.97853 | 0.89249 | 1.1888 | 1.4918 | 1.7597 | 1.8993 | 1.9917 | 2.0445 | 2.0462 | 1.9961 | 1.9274 | 1.6861 | 1.4476 | 1.4278 | 1.4567 | 1.3139 | 1.1892 | 1.1143 | 0 | 0 | 0 | 0 | 0 | 0 | 0 | 0 | 0 | 0 | 0 | 0 | 0 | 0 | 0.040923 | 0.039923 | 0.038548 | 0.033723 | 0 | 0 | 0 | 0 | 0 | 0 | 68.0352 | 67.3586 | 66.9162 | 66.7385 | 66.4392 | 65.863 | 65.6074 | 65.9327 | 68.0101 | 71.7191 | 75.5519 | 79.5342 | 81.1972 | 81.6313 | 82.4819 | 82.9224 | 83.8292 | 84.0646 | 83.9 | 80.6937 | 76.5313 | 73.1426 | 71.4768 | 70.4354 | 0.026437 | 0.024119 | 0.02376 | 0.022005 | 0.018815 | 0.02091 | 0.039386 | 0.038422 | 0.047566 | 0.06795 | 0.073638 | 0.075731 | 0.075899 | 0.083505 | 0.082906 | 0.080392 | 0.083072 | 0.072398 | 0.076066 | 0.052773 | 0.040361 | 0.034724 | 0.029212 | 0.026337
Portfolio Adjusted1-in-2Size: Under 20 kWSouth of Lugo2023January Monthly Peak | Portfolio Adjusted | 1-in-2 | Size: Under 20 kW | South of Lugo | 2023 | January Monthly Peak | 1 | 1.072 | 1.0409 | 1.0073 | 1.0008 | 1.0071 | 1.0531 | 1.1 | 0.99371 | 1.1991 | 1.3702 | 1.4426 | 1.4462 | 1.4298 | 1.3963 | 1.3691 | 1.3622 | 1.3748 | 1.6112 | 1.5463 | 1.4558 | 1.3499 | 1.2629 | 1.166 | 1.1257 | 0 | 0 | 0 | 0 | 0 | 0 | 0 | 0 | 0 | 0 | 0 | 0 | 0 | 0 | 0.027381 | 0.027243 | 0.027496 | 0.032223 | 0 | 0 | 0 | 0 | 0 | 0 | 48.3318 | 47.3102 | 46.2364 | 45.8913 | 45.8233 | 46.1089 | 45.7267 | 45.7226 | 46.5664 | 48.7158 | 52.4595 | 55.3584 | 56.9769 | 58.2646 | 58.6012 | 58.7106 | 58.6067 | 57.0033 | 55.5618 | 54.1429 | 53.2754 | 52.0415 | 51.0115 | 49.6454 | 0.027237 | 0.024849 | 0.024479 | 0.022671 | 0.019384 | 0.021543 | 0.040579 | 0.039585 | 0.049006 | 0.070006 | 0.075867 | 0.078024 | 0.078196 | 0.086032 | 0.085415 | 0.082826 | 0.085587 | 0.074589 | 0.078368 | 0.054371 | 0.041582 | 0.035775 | 0.030096 | 0.027134
Portfolio Adjusted1-in-2Size: Under 20 kWSouth of Lugo2023February Monthly Peak | Portfolio Adjusted | 1-in-2 | Size: Under 20 kW | South of Lugo | 2023 | February Monthly Peak | 2 | 1.0437 | 1.0144 | 1.0065 | 1.0033 | 1.0104 | 1.0399 | 1.0358 | 0.96123 | 1.134 | 1.2951 | 1.3891 | 1.4198 | 1.4653 | 1.4411 | 1.4254 | 1.4066 | 1.4008 | 1.518 | 1.5842 | 1.4695 | 1.3489 | 1.2646 | 1.1754 | 1.1232 | 0 | 0 | 0 | 0 | 0 | 0 | 0 | 0 | 0 | 0 | 0 | 0 | 0 | 0 | 0.028509 | 0.028132 | 0.028016 | 0.030359 | 0 | 0 | 0 | 0 | 0 | 0 | 51.6951 | 51.3747 | 51.0751 | 50.7804 | 50.4589 | 49.996 | 49.7308 | 49.6334 | 50.3741 | 52.5822 | 54.3822 | 56.0441 | 56.6052 | 56.6959 | 56.6249 | 55.5835 | 55.5406 | 55.258 | 53.9005 | 52.9232 | 52.1389 | 51.8771 | 50.5468 | 49.2257 | 0.026862 | 0.024507 | 0.024142 | 0.022358 | 0.019117 | 0.021247 | 0.04002 | 0.03904 | 0.048331 | 0.069042 | 0.074822 | 0.076949 | 0.077119 | 0.084847 | 0.084238 | 0.081685 | 0.084408 | 0.073562 | 0.077289 | 0.053622 | 0.04101 | 0.035282 | 0.029681 | 0.02676
Portfolio Adjusted1-in-2Size: Under 20 kWSouth of Lugo2023March Monthly Peak | Portfolio Adjusted | 1-in-2 | Size: Under 20 kW | South of Lugo | 2023 | March Monthly Peak | 3 | 1.0328 | 0.99898 | 0.99109 | 0.9751 | 0.98603 | 1.018 | 1.0449 | 0.93969 | 1.1051 | 1.2573 | 1.3609 | 1.3718 | 1.3984 | 1.4038 | 1.379 | 1.3968 | 1.3743 | 1.3455 | 1.2932 | 1.4224 | 1.3324 | 1.2385 | 1.1328 | 1.0776 | 0 | 0 | 0 | 0 | 0 | 0 | 0 | 0 | 0 | 0 | 0 | 0 | 0 | 0 | 0.02758 | 0.027935 | 0.027487 | 0.026911 | 0 | 0 | 0 | 0 | 0 | 0 | 51.8104 | 50.648 | 49.4092 | 48.8495 | 48.5716 | 48.1116 | 47.9607 | 48.3328 | 50.7096 | 52.9559 | 55.1609 | 57.0893 | 58.0715 | 59.0443 | 59.0805 | 59.5442 | 59.1791 | 58.0455 | 56.4709 | 54.868 | 54.2284 | 53.3426 | 52.3761 | 51.3042 | 0.027061 | 0.024689 | 0.024321 | 0.022524 | 0.019259 | 0.021404 | 0.040317 | 0.039329 | 0.04869 | 0.069554 | 0.075378 | 0.07752 | 0.077691 | 0.085477 | 0.084864 | 0.082291 | 0.085034 | 0.074108 | 0.077862 | 0.05402 | 0.041314 | 0.035544 | 0.029902 | 0.026959
Portfolio Adjusted1-in-2Size: Under 20 kWSouth of Lugo2023April Monthly Peak | Portfolio Adjusted | 1-in-2 | Size: Under 20 kW | South of Lugo | 2023 | April Monthly Peak | 4 | 1.0042 | 0.96987 | 0.96204 | 0.94785 | 0.94815 | 0.97189 | 0.92046 | 0.80236 | 0.95887 | 1.1387 | 1.332 | 1.4323 | 1.5207 | 1.556 | 1.5808 | 1.5669 | 1.5297 | 1.4102 | 1.2499 | 1.3604 | 1.3577 | 1.2529 | 1.1219 | 1.0492 | 0 | 0 | 0 | 0 | 0 | 0 | 0 | 0 | 0 | 0 | 0 | 0 | 0 | 0 | 0.031616 | 0.031337 | 0.030593 | 0.028205 | 0 | 0 | 0 | 0 | 0 | 0 | 61.8909 | 61.4495 | 60.6967 | 59.6585 | 58.8917 | 58.095 | 57.6247 | 57.8176 | 59.5384 | 62.7807 | 65.7945 | 68.8759 | 71.2221 | 72.9165 | 73.5304 | 73.6872 | 73.9227 | 73.0862 | 72.2848 | 70.4577 | 67.1428 | 65.8021 | 64.2729 | 61.7638 | 0.026441 | 0.024123 | 0.023763 | 0.022008 | 0.018818 | 0.020914 | 0.039393 | 0.038428 | 0.047574 | 0.06796 | 0.07365 | 0.075743 | 0.075911 | 0.083518 | 0.082919 | 0.080405 | 0.083085 | 0.072409 | 0.076078 | 0.052782 | 0.040367 | 0.034729 | 0.029216 | 0.026341
Portfolio Adjusted1-in-2Size: Under 20 kWSouth of Lugo2023May Monthly Peak | Portfolio Adjusted | 1-in-2 | Size: Under 20 kW | South of Lugo | 2023 | May Monthly Peak | 5 | 1.0415 | 1.0123 | 1.0023 | 0.99197 | 0.96859 | 0.98008 | 0.87788 | 0.82623 | 1.0041 | 1.2064 | 1.3787 | 1.4843 | 1.5349 | 1.5747 | 1.5744 | 1.5701 | 1.5386 | 1.4009 | 1.2349 | 1.2436 | 1.3349 | 1.2483 | 1.1344 | 1.0771 | 0 | 0 | 0 | 0 | 0 | 0 | 0 | 0 | 0 | 0 | 0 | 0 | 0 | 0 | 0.031487 | 0.031402 | 0.030771 | 0.028019 | 0 | 0 | 0 | 0 | 0 | 0 | 59.4995 | 59.5478 | 59.5551 | 59.0248 | 58.5383 | 58.551 | 58.8129 | 59.3692 | 60.086 | 61.6311 | 64.3614 | 67.2154 | 69.4685 | 70.2055 | 70.0197 | 70.999 | 71.0697 | 70.0199 | 68.092 | 65.52 | 62.9229 | 60.8657 | 60.371 | 60.0674 | 0.026571 | 0.024242 | 0.02388 | 0.022116 | 0.01891 | 0.021016 | 0.039586 | 0.038617 | 0.047807 | 0.068294 | 0.074012 | 0.076115 | 0.076283 | 0.083928 | 0.083326 | 0.0808 | 0.083493 | 0.072765 | 0.076451 | 0.053041 | 0.040565 | 0.0349 | 0.02936 | 0.02647
Portfolio Adjusted1-in-2Size: Under 20 kWSouth of Lugo2023June Monthly Peak | Portfolio Adjusted | 1-in-2 | Size: Under 20 kW | South of Lugo | 2023 | June Monthly Peak | 6 | 1.0564 | 1.0255 | 1.0207 | 1.0047 | 0.97546 | 0.97531 | 0.87186 | 0.83886 | 1.0601 | 1.2925 | 1.4986 | 1.611 | 1.6988 | 1.7486 | 1.7696 | 1.7383 | 1.7014 | 1.5419 | 1.3297 | 1.2712 | 1.3662 | 1.2708 | 1.1647 | 1.1004 | 0 | 0 | 0 | 0 | 0 | 0 | 0 | 0 | 0 | 0 | 0 | 0 | 0 | 0 | 0.035393 | 0.034766 | 0.034027 | 0.030839 | 0 | 0 | 0 | 0 | 0 | 0 | 63.0617 | 62.9475 | 62.4509 | 61.9048 | 61.7296 | 61.3014 | 60.9111 | 61.4154 | 63.3026 | 67.3564 | 71.6563 | 75.1474 | 75.2961 | 75.0941 | 76.3661 | 76.7989 | 78.1458 | 78.5146 | 78.5542 | 74.7969 | 70.6327 | 67.1472 | 65.7362 | 64.5628 | 0.026436 | 0.024119 | 0.023759 | 0.022004 | 0.018814 | 0.02091 | 0.039385 | 0.038421 | 0.047565 | 0.067948 | 0.073637 | 0.07573 | 0.075897 | 0.083502 | 0.082903 | 0.08039 | 0.08307 | 0.072396 | 0.076064 | 0.052772 | 0.04036 | 0.034723 | 0.029211 | 0.026336
Portfolio Adjusted1-in-2Size: Under 20 kWSouth of Lugo2023July Monthly Peak | Portfolio Adjusted | 1-in-2 | Size: Under 20 kW | South of Lugo | 2023 | July Monthly Peak | 7 | 1.0971 | 1.0656 | 1.0574 | 1.0393 | 1.0056 | 1.0262 | 0.92206 | 0.89661 | 1.2107 | 1.5311 | 1.7945 | 1.9334 | 2.0214 | 2.0839 | 2.0721 | 2.0178 | 1.9714 | 1.7553 | 1.4969 | 1.3975 | 1.4622 | 1.3584 | 1.2219 | 1.1448 | 0 | 0 | 0 | 0 | 0 | 0 | 0 | 0 | 0 | 0 | 0 | 0 | 0 | 0 | 0.041443 | 0.040357 | 0.039429 | 0.035105 | 0 | 0 | 0 | 0 | 0 | 0 | 69.4954 | 68.798 | 68.4996 | 68.3602 | 67.9589 | 67.1806 | 67.1084 | 67.9956 | 70.5719 | 73.1889 | 75.5993 | 78.926 | 80.324 | 80.5531 | 81.4177 | 81.8219 | 82.375 | 82.7552 | 83.4125 | 81.6854 | 78.4021 | 74.2055 | 72.1051 | 71.2802 | 0.026415 | 0.0241 | 0.02374 | 0.021987 | 0.018799 | 0.020893 | 0.039354 | 0.038391 | 0.047527 | 0.067894 | 0.073578 | 0.07567 | 0.075837 | 0.083436 | 0.082838 | 0.080327 | 0.083005 | 0.072339 | 0.076004 | 0.05273 | 0.040328 | 0.034696 | 0.029188 | 0.026315
Portfolio Adjusted1-in-2Size: Under 20 kWSouth of Lugo2023August Monthly Peak | Portfolio Adjusted | 1-in-2 | Size: Under 20 kW | South of Lugo | 2023 | August Monthly Peak | 8 | 1.0829 | 1.0536 | 1.0488 | 1.0368 | 1.0132 | 1.0425 | 0.97886 | 0.89928 | 1.2141 | 1.5346 | 1.8182 | 1.9678 | 2.0664 | 2.1211 | 2.1212 | 2.0678 | 1.9969 | 1.7438 | 1.488 | 1.4598 | 1.4764 | 1.3267 | 1.1982 | 1.1222 | 0 | 0 | 0 | 0 | 0 | 0 | 0 | 0 | 0 | 0 | 0 | 0 | 0 | 0 | 0.042424 | 0.041356 | 0.039938 | 0.034875 | 0 | 0 | 0 | 0 | 0 | 0 | 69.7385 | 68.5021 | 68.0427 | 68.3808 | 68.3046 | 67.5345 | 67.2367 | 67.2597 | 69.187 | 73.3292 | 77.8469 | 82.2448 | 84.1135 | 84.3969 | 84.7302 | 84.8646 | 86.3219 | 87.6823 | 86.9667 | 81.6469 | 76.282 | 73.6889 | 72.3651 | 71.1622 | 0.026463 | 0.024143 | 0.023783 | 0.022026 | 0.018833 | 0.020931 | 0.039425 | 0.03846 | 0.047613 | 0.068017 | 0.073711 | 0.075806 | 0.075974 | 0.083587 | 0.082987 | 0.080472 | 0.083154 | 0.072469 | 0.076141 | 0.052825 | 0.040401 | 0.034758 | 0.029241 | 0.026363
Portfolio Adjusted1-in-2Size: Under 20 kWSouth of Lugo2023September Monthly Peak | Portfolio Adjusted | 1-in-2 | Size: Under 20 kW | South of Lugo | 2023 | September Monthly Peak | 9 | 1.1032 | 1.0718 | 1.0628 | 1.0466 | 1.0216 | 1.0409 | 1.0377 | 0.93336 | 1.2112 | 1.5391 | 1.8063 | 1.961 | 2.064 | 2.1303 | 2.1243 | 2.0554 | 2.0029 | 1.7575 | 1.5169 | 1.5521 | 1.4576 | 1.3363 | 1.2171 | 1.1437 | 0 | 0 | 0 | 0 | 0 | 0 | 0 | 0 | 0 | 0 | 0 | 0 | 0 | 0 | 0.042487 | 0.041108 | 0.040059 | 0.035149 | 0 | 0 | 0 | 0 | 0 | 0 | 69.8453 | 69.1868 | 68.6716 | 68.3081 | 67.7637 | 67.4356 | 67.1732 | 67.0599 | 68.9791 | 73.0021 | 77.1052 | 81.8187 | 85.0552 | 86.4812 | 87.4135 | 88.2042 | 88.474 | 87.3063 | 86.6667 | 84.6458 | 80.8083 | 77.5289 | 75.7007 | 74.7365 | 0.026438 | 0.02412 | 0.02376 | 0.022005 | 0.018815 | 0.020911 | 0.039388 | 0.038423 | 0.047568 | 0.067952 | 0.073641 | 0.075734 | 0.075901 | 0.083507 | 0.082908 | 0.080395 | 0.083075 | 0.0724 | 0.076068 | 0.052775 | 0.040362 | 0.034725 | 0.029213 | 0.026337
Portfolio Adjusted1-in-2Size: Under 20 kWSouth of Lugo2023October Monthly Peak | Portfolio Adjusted | 1-in-2 | Size: Under 20 kW | South of Lugo | 2023 | October Monthly Peak | 10 | 1.0277 | 1.004 | 0.9964 | 0.98287 | 0.97354 | 0.99232 | 1.0427 | 0.91122 | 1.0248 | 1.2494 | 1.47 | 1.6187 | 1.7205 | 1.7775 | 1.8005 | 1.7423 | 1.6631 | 1.5011 | 1.487 | 1.4438 | 1.353 | 1.238 | 1.1374 | 1.073 | 0 | 0 | 0 | 0 | 0 | 0 | 0 | 0 | 0 | 0 | 0 | 0 | 0 | 0 | 0.03601 | 0.034847 | 0.033261 | 0.030022 | 0 | 0 | 0 | 0 | 0 | 0 | 64.1529 | 63.7247 | 63.4376 | 62.4408 | 61.8992 | 61.2549 | 60.7406 | 60.6569 | 61.4886 | 64.5875 | 68.6342 | 74.1893 | 80.2792 | 83.0083 | 81.7677 | 81.3844 | 81.7323 | 80.5042 | 77.7508 | 73.9575 | 71.7857 | 70.2002 | 68.4919 | 66.8309 | 0.026388 | 0.024076 | 0.023716 | 0.021965 | 0.01878 | 0.020872 | 0.039315 | 0.038352 | 0.04748 | 0.067826 | 0.073504 | 0.075594 | 0.07576 | 0.083353 | 0.082755 | 0.080246 | 0.082921 | 0.072266 | 0.075927 | 0.052677 | 0.040287 | 0.034661 | 0.029159 | 0.026289
Portfolio Adjusted1-in-2Size: Under 20 kWSouth of Lugo2023November Monthly Peak | Portfolio Adjusted | 1-in-2 | Size: Under 20 kW | South of Lugo | 2023 | November Monthly Peak | 11 | 1.018 | 0.99588 | 0.98458 | 0.96258 | 0.96668 | 0.97004 | 0.92522 | 0.84436 | 0.97074 | 1.1455 | 1.2999 | 1.3844 | 1.4306 | 1.4559 | 1.4658 | 1.4481 | 1.5062 | 1.6561 | 1.5124 | 1.4008 | 1.306 | 1.2036 | 1.121 | 1.0596 | 0 | 0 | 0 | 0 | 0 | 0 | 0 | 0 | 0 | 0 | 0 | 0 | 0 | 0 | 0.029316 | 0.028961 | 0.030124 | 0.033121 | 0 | 0 | 0 | 0 | 0 | 0 | 59.2317 | 58.232 | 57.4441 | 56.6265 | 55.4464 | 54.6375 | 54.1998 | 54.5641 | 56.7521 | 59.8852 | 64.5001 | 68.6973 | 71.7768 | 73.5415 | 74.7786 | 74.2004 | 72.0683 | 69.3736 | 66.9412 | 65.9012 | 64.7553 | 64.5819 | 64.0091 | 64.752 | 0.026594 | 0.024263 | 0.023901 | 0.022136 | 0.018927 | 0.021035 | 0.039621 | 0.038651 | 0.04785 | 0.068355 | 0.074078 | 0.076183 | 0.076352 | 0.084003 | 0.0834 | 0.080872 | 0.083568 | 0.07283 | 0.07652 | 0.053088 | 0.040602 | 0.034931 | 0.029386 | 0.026494
Portfolio Adjusted1-in-2Size: Under 20 kWSouth of Lugo2023December Monthly Peak | Portfolio Adjusted | 1-in-2 | Size: Under 20 kW | South of Lugo | 2023 | December Monthly Peak | 12 | 1.0336 | 1.0076 | 0.99253 | 0.96856 | 0.97309 | 0.97963 | 1.0377 | 0.94018 | 1.0645 | 1.2491 | 1.3299 | 1.3555 | 1.3544 | 1.3335 | 1.3045 | 1.3256 | 1.4586 | 1.631 | 1.4638 | 1.3703 | 1.2765 | 1.1797 | 1.1098 | 1.0624 | 0 | 0 | 0 | 0 | 0 | 0 | 0 | 0 | 0 | 0 | 0 | 0 | 0 | 0 | 0.026089 | 0.026512 | 0.029173 | 0.032621 | 0 | 0 | 0 | 0 | 0 | 0 | 52.4541 | 51.1807 | 50.2015 | 49.4403 | 48.9637 | 47.9349 | 48.168 | 48.3216 | 48.8401 | 52.4823 | 57.0134 | 60.0006 | 61.7295 | 62.8476 | 63.2508 | 63.6446 | 62.8039 | 60.6846 | 58.609 | 57.0347 | 55.2362 | 53.2368 | 51.3691 | 49.9335 | 0.026603 | 0.024271 | 0.023909 | 0.022143 | 0.018933 | 0.021042 | 0.039634 | 0.038664 | 0.047865 | 0.068377 | 0.074102 | 0.076208 | 0.076376 | 0.08403 | 0.083427 | 0.080898 | 0.083595 | 0.072853 | 0.076544 | 0.053105 | 0.040615 | 0.034942 | 0.029396 | 0.026502
Portfolio Adjusted1-in-2Size: Under 20 kWSouth of Lugo2023Typical Event Day | Portfolio Adjusted | 1-in-2 | Size: Under 20 kW | South of Lugo | 2023 | Typical Event Day | 8 | 1.0779 | 1.049 | 1.0448 | 1.0333 | 1.0096 | 1.0394 | 0.97853 | 0.89249 | 1.1888 | 1.4918 | 1.7597 | 1.8993 | 1.9917 | 2.0445 | 2.0462 | 1.9961 | 1.9274 | 1.6861 | 1.4476 | 1.4278 | 1.4567 | 1.3139 | 1.1892 | 1.1143 | 0 | 0 | 0 | 0 | 0 | 0 | 0 | 0 | 0 | 0 | 0 | 0 | 0 | 0 | 0.040923 | 0.039923 | 0.038548 | 0.033723 | 0 | 0 | 0 | 0 | 0 | 0 | 68.0352 | 67.3586 | 66.9162 | 66.7385 | 66.4392 | 65.863 | 65.6074 | 65.9327 | 68.0101 | 71.7191 | 75.5519 | 79.5342 | 81.1972 | 81.6313 | 82.4819 | 82.9224 | 83.8292 | 84.0646 | 83.9 | 80.6938 | 76.5313 | 73.1426 | 71.4768 | 70.4354 | 0.026437 | 0.024119 | 0.02376 | 0.022005 | 0.018815 | 0.02091 | 0.039386 | 0.038422 | 0.047566 | 0.06795 | 0.073638 | 0.075731 | 0.075899 | 0.083505 | 0.082906 | 0.080392 | 0.083072 | 0.072398 | 0.076066 | 0.052773 | 0.040361 | 0.034724 | 0.029212 | 0.026337
Portfolio Adjusted1-in-2Size: Under 20 kWSouth of Lugo2024January Monthly Peak | Portfolio Adjusted | 1-in-2 | Size: Under 20 kW | South of Lugo | 2024 | January Monthly Peak | 1 | 1.072 | 1.0409 | 1.0073 | 1.0008 | 1.0071 | 1.0531 | 1.1 | 0.99371 | 1.1991 | 1.3702 | 1.4426 | 1.4462 | 1.4298 | 1.3963 | 1.3691 | 1.3622 | 1.3748 | 1.6112 | 1.5463 | 1.4558 | 1.3499 | 1.2629 | 1.166 | 1.1257 | 0 | 0 | 0 | 0 | 0 | 0 | 0 | 0 | 0 | 0 | 0 | 0 | 0 | 0 | 0.027381 | 0.027243 | 0.027496 | 0.032223 | 0 | 0 | 0 | 0 | 0 | 0 | 48.3318 | 47.3102 | 46.2364 | 45.8912 | 45.8233 | 46.1089 | 45.7267 | 45.7226 | 46.5664 | 48.7158 | 52.4595 | 55.3584 | 56.9769 | 58.2646 | 58.6012 | 58.7106 | 58.6067 | 57.0033 | 55.5618 | 54.1429 | 53.2754 | 52.0415 | 51.0115 | 49.6454 | 0.027237 | 0.024849 | 0.024479 | 0.022671 | 0.019384 | 0.021543 | 0.040579 | 0.039585 | 0.049006 | 0.070006 | 0.075867 | 0.078024 | 0.078196 | 0.086032 | 0.085415 | 0.082826 | 0.085587 | 0.074589 | 0.078368 | 0.054371 | 0.041582 | 0.035775 | 0.030096 | 0.027134
Portfolio Adjusted1-in-2Size: Under 20 kWSouth of Lugo2024February Monthly Peak | Portfolio Adjusted | 1-in-2 | Size: Under 20 kW | South of Lugo | 2024 | February Monthly Peak | 2 | 1.0437 | 1.0144 | 1.0065 | 1.0033 | 1.0104 | 1.0399 | 1.0358 | 0.96123 | 1.134 | 1.2951 | 1.3891 | 1.4198 | 1.4653 | 1.4411 | 1.4254 | 1.4066 | 1.4008 | 1.518 | 1.5842 | 1.4695 | 1.3489 | 1.2646 | 1.1754 | 1.1232 | 0 | 0 | 0 | 0 | 0 | 0 | 0 | 0 | 0 | 0 | 0 | 0 | 0 | 0 | 0.028509 | 0.028132 | 0.028016 | 0.030359 | 0 | 0 | 0 | 0 | 0 | 0 | 51.6951 | 51.3747 | 51.0751 | 50.7804 | 50.4589 | 49.996 | 49.7308 | 49.6334 | 50.3741 | 52.5822 | 54.3822 | 56.0441 | 56.6052 | 56.6959 | 56.6249 | 55.5835 | 55.5406 | 55.258 | 53.9005 | 52.9232 | 52.1389 | 51.8771 | 50.5468 | 49.2257 | 0.026862 | 0.024507 | 0.024142 | 0.022358 | 0.019117 | 0.021247 | 0.04002 | 0.03904 | 0.048331 | 0.069042 | 0.074822 | 0.076949 | 0.077119 | 0.084847 | 0.084238 | 0.081685 | 0.084408 | 0.073562 | 0.077289 | 0.053622 | 0.04101 | 0.035282 | 0.029681 | 0.02676
Portfolio Adjusted1-in-2Size: Under 20 kWSouth of Lugo2024March Monthly Peak | Portfolio Adjusted | 1-in-2 | Size: Under 20 kW | South of Lugo | 2024 | March Monthly Peak | 3 | 1.0328 | 0.99898 | 0.99109 | 0.9751 | 0.98603 | 1.018 | 1.0449 | 0.93969 | 1.1051 | 1.2573 | 1.3609 | 1.3718 | 1.3984 | 1.4038 | 1.379 | 1.3968 | 1.3743 | 1.3455 | 1.2932 | 1.4224 | 1.3324 | 1.2385 | 1.1328 | 1.0776 | 0 | 0 | 0 | 0 | 0 | 0 | 0 | 0 | 0 | 0 | 0 | 0 | 0 | 0 | 0.02758 | 0.027935 | 0.027487 | 0.026911 | 0 | 0 | 0 | 0 | 0 | 0 | 51.8104 | 50.648 | 49.4092 | 48.8495 | 48.5716 | 48.1116 | 47.9607 | 48.3328 | 50.7096 | 52.9559 | 55.1609 | 57.0893 | 58.0715 | 59.0443 | 59.0805 | 59.5442 | 59.1791 | 58.0455 | 56.4709 | 54.868 | 54.2284 | 53.3426 | 52.3761 | 51.3042 | 0.027061 | 0.024689 | 0.024321 | 0.022524 | 0.019259 | 0.021404 | 0.040317 | 0.039329 | 0.04869 | 0.069554 | 0.075378 | 0.07752 | 0.077691 | 0.085477 | 0.084864 | 0.082291 | 0.085034 | 0.074108 | 0.077862 | 0.05402 | 0.041314 | 0.035544 | 0.029902 | 0.026959
Portfolio Adjusted1-in-2Size: Under 20 kWSouth of Lugo2024April Monthly Peak | Portfolio Adjusted | 1-in-2 | Size: Under 20 kW | South of Lugo | 2024 | April Monthly Peak | 4 | 1.0042 | 0.96987 | 0.96204 | 0.94785 | 0.94815 | 0.97189 | 0.92046 | 0.80236 | 0.95887 | 1.1387 | 1.332 | 1.4323 | 1.5207 | 1.556 | 1.5808 | 1.5669 | 1.5297 | 1.4102 | 1.2499 | 1.3604 | 1.3577 | 1.2529 | 1.1219 | 1.0492 | 0 | 0 | 0 | 0 | 0 | 0 | 0 | 0 | 0 | 0 | 0 | 0 | 0 | 0 | 0.031616 | 0.031337 | 0.030593 | 0.028205 | 0 | 0 | 0 | 0 | 0 | 0 | 61.8909 | 61.4495 | 60.6967 | 59.6585 | 58.8917 | 58.095 | 57.6247 | 57.8176 | 59.5384 | 62.7807 | 65.7945 | 68.8759 | 71.2221 | 72.9165 | 73.5304 | 73.6872 | 73.9227 | 73.0863 | 72.2848 | 70.4577 | 67.1428 | 65.8021 | 64.2729 | 61.7638 | 0.026441 | 0.024123 | 0.023763 | 0.022008 | 0.018818 | 0.020914 | 0.039393 | 0.038428 | 0.047574 | 0.06796 | 0.07365 | 0.075743 | 0.075911 | 0.083518 | 0.082919 | 0.080405 | 0.083085 | 0.072409 | 0.076078 | 0.052782 | 0.040367 | 0.034729 | 0.029216 | 0.026341
Portfolio Adjusted1-in-2Size: Under 20 kWSouth of Lugo2024May Monthly Peak | Portfolio Adjusted | 1-in-2 | Size: Under 20 kW | South of Lugo | 2024 | May Monthly Peak | 5 | 1.0415 | 1.0123 | 1.0023 | 0.99197 | 0.96859 | 0.98008 | 0.87788 | 0.82623 | 1.0041 | 1.2064 | 1.3787 | 1.4843 | 1.5349 | 1.5747 | 1.5744 | 1.5701 | 1.5386 | 1.4009 | 1.2349 | 1.2436 | 1.3349 | 1.2483 | 1.1344 | 1.0771 | 0 | 0 | 0 | 0 | 0 | 0 | 0 | 0 | 0 | 0 | 0 | 0 | 0 | 0 | 0.031487 | 0.031402 | 0.030771 | 0.028019 | 0 | 0 | 0 | 0 | 0 | 0 | 59.4995 | 59.5478 | 59.5551 | 59.0248 | 58.5383 | 58.551 | 58.8129 | 59.3692 | 60.086 | 61.6311 | 64.3614 | 67.2154 | 69.4685 | 70.2055 | 70.0197 | 70.999 | 71.0697 | 70.0199 | 68.092 | 65.52 | 62.9229 | 60.8657 | 60.371 | 60.0674 | 0.026571 | 0.024242 | 0.02388 | 0.022116 | 0.01891 | 0.021016 | 0.039586 | 0.038617 | 0.047807 | 0.068294 | 0.074012 | 0.076115 | 0.076283 | 0.083928 | 0.083326 | 0.0808 | 0.083493 | 0.072765 | 0.076451 | 0.053041 | 0.040565 | 0.0349 | 0.02936 | 0.02647
Portfolio Adjusted1-in-2Size: Under 20 kWSouth of Lugo2024June Monthly Peak | Portfolio Adjusted | 1-in-2 | Size: Under 20 kW | South of Lugo | 2024 | June Monthly Peak | 6 | 1.0564 | 1.0255 | 1.0207 | 1.0047 | 0.97546 | 0.97531 | 0.87186 | 0.83886 | 1.0601 | 1.2925 | 1.4986 | 1.611 | 1.6988 | 1.7486 | 1.7696 | 1.7383 | 1.7014 | 1.5419 | 1.3297 | 1.2712 | 1.3662 | 1.2708 | 1.1647 | 1.1004 | 0 | 0 | 0 | 0 | 0 | 0 | 0 | 0 | 0 | 0 | 0 | 0 | 0 | 0 | 0.035393 | 0.034766 | 0.034027 | 0.030839 | 0 | 0 | 0 | 0 | 0 | 0 | 63.0617 | 62.9475 | 62.4509 | 61.9048 | 61.7296 | 61.3014 | 60.9111 | 61.4154 | 63.3026 | 67.3564 | 71.6563 | 75.1474 | 75.2961 | 75.0941 | 76.3661 | 76.7989 | 78.1458 | 78.5146 | 78.5542 | 74.7969 | 70.6327 | 67.1472 | 65.7362 | 64.5628 | 0.026436 | 0.024119 | 0.023759 | 0.022004 | 0.018814 | 0.02091 | 0.039385 | 0.038421 | 0.047565 | 0.067948 | 0.073637 | 0.07573 | 0.075897 | 0.083502 | 0.082903 | 0.08039 | 0.08307 | 0.072396 | 0.076064 | 0.052772 | 0.04036 | 0.034723 | 0.029211 | 0.026336
Portfolio Adjusted1-in-2Size: Under 20 kWSouth of Lugo2024July Monthly Peak | Portfolio Adjusted | 1-in-2 | Size: Under 20 kW | South of Lugo | 2024 | July Monthly Peak | 7 | 1.0971 | 1.0656 | 1.0574 | 1.0393 | 1.0056 | 1.0262 | 0.92206 | 0.89661 | 1.2107 | 1.5311 | 1.7945 | 1.9334 | 2.0214 | 2.0839 | 2.0721 | 2.0178 | 1.9714 | 1.7553 | 1.4969 | 1.3975 | 1.4622 | 1.3584 | 1.2219 | 1.1448 | 0 | 0 | 0 | 0 | 0 | 0 | 0 | 0 | 0 | 0 | 0 | 0 | 0 | 0 | 0.041443 | 0.040357 | 0.039429 | 0.035105 | 0 | 0 | 0 | 0 | 0 | 0 | 69.4954 | 68.798 | 68.4996 | 68.3602 | 67.9589 | 67.1806 | 67.1084 | 67.9956 | 70.5719 | 73.1889 | 75.5993 | 78.926 | 80.324 | 80.5531 | 81.4177 | 81.8219 | 82.375 | 82.7552 | 83.4125 | 81.6854 | 78.4021 | 74.2055 | 72.1051 | 71.2802 | 0.026415 | 0.0241 | 0.02374 | 0.021987 | 0.018799 | 0.020893 | 0.039354 | 0.038391 | 0.047527 | 0.067894 | 0.073578 | 0.07567 | 0.075837 | 0.083436 | 0.082838 | 0.080327 | 0.083005 | 0.072339 | 0.076004 | 0.05273 | 0.040328 | 0.034696 | 0.029188 | 0.026315
Portfolio Adjusted1-in-2Size: Under 20 kWSouth of Lugo2024August Monthly Peak | Portfolio Adjusted | 1-in-2 | Size: Under 20 kW | South of Lugo | 2024 | August Monthly Peak | 8 | 1.0829 | 1.0536 | 1.0488 | 1.0368 | 1.0132 | 1.0425 | 0.97886 | 0.89928 | 1.2141 | 1.5346 | 1.8182 | 1.9678 | 2.0664 | 2.1211 | 2.1212 | 2.0678 | 1.9969 | 1.7438 | 1.488 | 1.4598 | 1.4764 | 1.3267 | 1.1982 | 1.1222 | 0 | 0 | 0 | 0 | 0 | 0 | 0 | 0 | 0 | 0 | 0 | 0 | 0 | 0 | 0.042424 | 0.041356 | 0.039938 | 0.034875 | 0 | 0 | 0 | 0 | 0 | 0 | 69.7385 | 68.5021 | 68.0427 | 68.3808 | 68.3046 | 67.5345 | 67.2367 | 67.2597 | 69.187 | 73.3292 | 77.8469 | 82.2448 | 84.1135 | 84.3969 | 84.7302 | 84.8646 | 86.3219 | 87.6823 | 86.9667 | 81.6469 | 76.282 | 73.6889 | 72.3651 | 71.1622 | 0.026463 | 0.024143 | 0.023783 | 0.022026 | 0.018833 | 0.020931 | 0.039425 | 0.03846 | 0.047613 | 0.068017 | 0.073711 | 0.075806 | 0.075974 | 0.083587 | 0.082987 | 0.080472 | 0.083154 | 0.072469 | 0.076141 | 0.052825 | 0.040401 | 0.034758 | 0.029241 | 0.026363
Portfolio Adjusted1-in-2Size: Under 20 kWSouth of Lugo2024September Monthly Peak | Portfolio Adjusted | 1-in-2 | Size: Under 20 kW | South of Lugo | 2024 | September Monthly Peak | 9 | 1.1032 | 1.0718 | 1.0628 | 1.0466 | 1.0216 | 1.0409 | 1.0377 | 0.93336 | 1.2112 | 1.5391 | 1.8063 | 1.961 | 2.064 | 2.1303 | 2.1243 | 2.0554 | 2.0029 | 1.7575 | 1.5169 | 1.5521 | 1.4576 | 1.3363 | 1.2171 | 1.1437 | 0 | 0 | 0 | 0 | 0 | 0 | 0 | 0 | 0 | 0 | 0 | 0 | 0 | 0 | 0.042487 | 0.041108 | 0.040059 | 0.035149 | 0 | 0 | 0 | 0 | 0 | 0 | 69.8453 | 69.1868 | 68.6716 | 68.3081 | 67.7637 | 67.4356 | 67.1732 | 67.0599 | 68.9791 | 73.0021 | 77.1052 | 81.8188 | 85.0552 | 86.4813 | 87.4135 | 88.2042 | 88.474 | 87.3063 | 86.6667 | 84.6458 | 80.8083 | 77.5289 | 75.7007 | 74.7365 | 0.026438 | 0.02412 | 0.02376 | 0.022005 | 0.018815 | 0.020911 | 0.039388 | 0.038423 | 0.047568 | 0.067952 | 0.073641 | 0.075734 | 0.075901 | 0.083507 | 0.082908 | 0.080395 | 0.083075 | 0.0724 | 0.076068 | 0.052775 | 0.040362 | 0.034725 | 0.029213 | 0.026337
Portfolio Adjusted1-in-2Size: Under 20 kWSouth of Lugo2024October Monthly Peak | Portfolio Adjusted | 1-in-2 | Size: Under 20 kW | South of Lugo | 2024 | October Monthly Peak | 10 | 1.0277 | 1.004 | 0.9964 | 0.98287 | 0.97354 | 0.99232 | 1.0427 | 0.91122 | 1.0248 | 1.2494 | 1.47 | 1.6187 | 1.7205 | 1.7775 | 1.8005 | 1.7423 | 1.6631 | 1.5011 | 1.487 | 1.4438 | 1.353 | 1.238 | 1.1374 | 1.073 | 0 | 0 | 0 | 0 | 0 | 0 | 0 | 0 | 0 | 0 | 0 | 0 | 0 | 0 | 0.03601 | 0.034847 | 0.033261 | 0.030022 | 0 | 0 | 0 | 0 | 0 | 0 | 64.1529 | 63.7247 | 63.4376 | 62.4408 | 61.8992 | 61.2549 | 60.7406 | 60.6569 | 61.4886 | 64.5875 | 68.6342 | 74.1893 | 80.2792 | 83.0083 | 81.7677 | 81.3844 | 81.7323 | 80.5042 | 77.7508 | 73.9575 | 71.7857 | 70.2002 | 68.4919 | 66.8309 | 0.026388 | 0.024076 | 0.023716 | 0.021965 | 0.01878 | 0.020872 | 0.039315 | 0.038352 | 0.04748 | 0.067826 | 0.073504 | 0.075594 | 0.07576 | 0.083353 | 0.082755 | 0.080246 | 0.082921 | 0.072266 | 0.075927 | 0.052677 | 0.040287 | 0.034661 | 0.029159 | 0.026289
Portfolio Adjusted1-in-2Size: Under 20 kWSouth of Lugo2024November Monthly Peak | Portfolio Adjusted | 1-in-2 | Size: Under 20 kW | South of Lugo | 2024 | November Monthly Peak | 11 | 1.018 | 0.99588 | 0.98458 | 0.96258 | 0.96668 | 0.97004 | 0.92522 | 0.84436 | 0.97074 | 1.1455 | 1.2999 | 1.3844 | 1.4306 | 1.4559 | 1.4658 | 1.4481 | 1.5062 | 1.6561 | 1.5124 | 1.4008 | 1.306 | 1.2036 | 1.121 | 1.0596 | 0 | 0 | 0 | 0 | 0 | 0 | 0 | 0 | 0 | 0 | 0 | 0 | 0 | 0 | 0.029316 | 0.028961 | 0.030124 | 0.033121 | 0 | 0 | 0 | 0 | 0 | 0 | 59.2317 | 58.232 | 57.4441 | 56.6265 | 55.4464 | 54.6375 | 54.1998 | 54.5641 | 56.7521 | 59.8852 | 64.5001 | 68.6973 | 71.7768 | 73.5415 | 74.7786 | 74.2004 | 72.0683 | 69.3736 | 66.9413 | 65.9012 | 64.7553 | 64.5819 | 64.0091 | 64.752 | 0.026594 | 0.024263 | 0.023901 | 0.022136 | 0.018927 | 0.021035 | 0.039621 | 0.038651 | 0.04785 | 0.068355 | 0.074078 | 0.076183 | 0.076352 | 0.084003 | 0.0834 | 0.080872 | 0.083568 | 0.07283 | 0.07652 | 0.053088 | 0.040602 | 0.034931 | 0.029386 | 0.026494
Portfolio Adjusted1-in-2Size: Under 20 kWSouth of Lugo2024December Monthly Peak | Portfolio Adjusted | 1-in-2 | Size: Under 20 kW | South of Lugo | 2024 | December Monthly Peak | 12 | 1.0336 | 1.0076 | 0.99253 | 0.96856 | 0.97309 | 0.97963 | 1.0377 | 0.94018 | 1.0645 | 1.2491 | 1.3299 | 1.3555 | 1.3544 | 1.3335 | 1.3045 | 1.3256 | 1.4586 | 1.631 | 1.4638 | 1.3703 | 1.2765 | 1.1797 | 1.1098 | 1.0624 | 0 | 0 | 0 | 0 | 0 | 0 | 0 | 0 | 0 | 0 | 0 | 0 | 0 | 0 | 0.026089 | 0.026512 | 0.029173 | 0.032621 | 0 | 0 | 0 | 0 | 0 | 0 | 52.4541 | 51.1807 | 50.2015 | 49.4403 | 48.9638 | 47.9349 | 48.168 | 48.3216 | 48.8401 | 52.4823 | 57.0134 | 60.0006 | 61.7295 | 62.8476 | 63.2508 | 63.6446 | 62.8039 | 60.6846 | 58.609 | 57.0347 | 55.2363 | 53.2368 | 51.3691 | 49.9335 | 0.026603 | 0.024271 | 0.023909 | 0.022143 | 0.018933 | 0.021042 | 0.039634 | 0.038664 | 0.047865 | 0.068377 | 0.074102 | 0.076208 | 0.076376 | 0.08403 | 0.083427 | 0.080898 | 0.083595 | 0.072853 | 0.076544 | 0.053105 | 0.040615 | 0.034942 | 0.029396 | 0.026502
Portfolio Adjusted1-in-2Size: Under 20 kWSouth of Lugo2024Typical Event Day | Portfolio Adjusted | 1-in-2 | Size: Under 20 kW | South of Lugo | 2024 | Typical Event Day | 8 | 1.0779 | 1.049 | 1.0448 | 1.0333 | 1.0096 | 1.0394 | 0.97853 | 0.89249 | 1.1888 | 1.4918 | 1.7597 | 1.8993 | 1.9917 | 2.0445 | 2.0462 | 1.9961 | 1.9274 | 1.6861 | 1.4476 | 1.4278 | 1.4567 | 1.3139 | 1.1892 | 1.1143 | 0 | 0 | 0 | 0 | 0 | 0 | 0 | 0 | 0 | 0 | 0 | 0 | 0 | 0 | 0.040923 | 0.039923 | 0.038548 | 0.033723 | 0 | 0 | 0 | 0 | 0 | 0 | 68.0352 | 67.3586 | 66.9162 | 66.7385 | 66.4392 | 65.863 | 65.6074 | 65.9327 | 68.0101 | 71.7191 | 75.5519 | 79.5342 | 81.1972 | 81.6313 | 82.4819 | 82.9224 | 83.8292 | 84.0646 | 83.9 | 80.6937 | 76.5313 | 73.1426 | 71.4768 | 70.4354 | 0.026437 | 0.024119 | 0.02376 | 0.022005 | 0.018815 | 0.02091 | 0.039386 | 0.038422 | 0.047566 | 0.06795 | 0.073638 | 0.075731 | 0.075899 | 0.083505 | 0.082906 | 0.080392 | 0.083072 | 0.072398 | 0.076066 | 0.052773 | 0.040361 | 0.034724 | 0.029212 | 0.026337
Portfolio Adjusted1-in-2Size: Under 20 kWSouth of Lugo2025January Monthly Peak | Portfolio Adjusted | 1-in-2 | Size: Under 20 kW | South of Lugo | 2025 | January Monthly Peak | 1 | 1.072 | 1.0409 | 1.0073 | 1.0008 | 1.0071 | 1.0531 | 1.1 | 0.99371 | 1.1991 | 1.3702 | 1.4426 | 1.4462 | 1.4298 | 1.3963 | 1.3691 | 1.3622 | 1.3748 | 1.6112 | 1.5463 | 1.4558 | 1.3499 | 1.2629 | 1.166 | 1.1257 | 0 | 0 | 0 | 0 | 0 | 0 | 0 | 0 | 0 | 0 | 0 | 0 | 0 | 0 | 0.027381 | 0.027243 | 0.027496 | 0.032223 | 0 | 0 | 0 | 0 | 0 | 0 | 48.3318 | 47.3102 | 46.2364 | 45.8912 | 45.8233 | 46.1089 | 45.7267 | 45.7226 | 46.5664 | 48.7158 | 52.4595 | 55.3584 | 56.9769 | 58.2646 | 58.6013 | 58.7106 | 58.6067 | 57.0033 | 55.5618 | 54.1429 | 53.2754 | 52.0415 | 51.0115 | 49.6454 | 0.027237 | 0.024849 | 0.024479 | 0.022671 | 0.019384 | 0.021543 | 0.040579 | 0.039585 | 0.049006 | 0.070006 | 0.075867 | 0.078024 | 0.078196 | 0.086032 | 0.085415 | 0.082826 | 0.085587 | 0.074589 | 0.078368 | 0.054371 | 0.041582 | 0.035775 | 0.030096 | 0.027134
Portfolio Adjusted1-in-2Size: Under 20 kWSouth of Lugo2025February Monthly Peak | Portfolio Adjusted | 1-in-2 | Size: Under 20 kW | South of Lugo | 2025 | February Monthly Peak | 2 | 1.0437 | 1.0144 | 1.0065 | 1.0033 | 1.0104 | 1.0399 | 1.0358 | 0.96123 | 1.134 | 1.2951 | 1.3891 | 1.4198 | 1.4653 | 1.4411 | 1.4254 | 1.4066 | 1.4008 | 1.518 | 1.5842 | 1.4695 | 1.3489 | 1.2646 | 1.1754 | 1.1232 | 0 | 0 | 0 | 0 | 0 | 0 | 0 | 0 | 0 | 0 | 0 | 0 | 0 | 0 | 0.028509 | 0.028132 | 0.028016 | 0.030359 | 0 | 0 | 0 | 0 | 0 | 0 | 51.6951 | 51.3747 | 51.0751 | 50.7804 | 50.4589 | 49.996 | 49.7308 | 49.6334 | 50.3741 | 52.5822 | 54.3822 | 56.0441 | 56.6052 | 56.6959 | 56.6249 | 55.5835 | 55.5406 | 55.258 | 53.9005 | 52.9232 | 52.1389 | 51.8771 | 50.5468 | 49.2257 | 0.026862 | 0.024507 | 0.024142 | 0.022358 | 0.019117 | 0.021247 | 0.04002 | 0.03904 | 0.048331 | 0.069042 | 0.074822 | 0.076949 | 0.077119 | 0.084847 | 0.084238 | 0.081685 | 0.084408 | 0.073562 | 0.077289 | 0.053622 | 0.04101 | 0.035282 | 0.029681 | 0.02676
Portfolio Adjusted1-in-2Size: Under 20 kWSouth of Lugo2025March Monthly Peak | Portfolio Adjusted | 1-in-2 | Size: Under 20 kW | South of Lugo | 2025 | March Monthly Peak | 3 | 1.0328 | 0.99898 | 0.99109 | 0.9751 | 0.98603 | 1.018 | 1.0449 | 0.93969 | 1.1051 | 1.2573 | 1.3609 | 1.3718 | 1.3984 | 1.4038 | 1.379 | 1.3968 | 1.3743 | 1.3455 | 1.2932 | 1.4224 | 1.3324 | 1.2385 | 1.1328 | 1.0776 | 0 | 0 | 0 | 0 | 0 | 0 | 0 | 0 | 0 | 0 | 0 | 0 | 0 | 0 | 0.02758 | 0.027935 | 0.027487 | 0.026911 | 0 | 0 | 0 | 0 | 0 | 0 | 51.8104 | 50.648 | 49.4092 | 48.8495 | 48.5716 | 48.1116 | 47.9607 | 48.3328 | 50.7096 | 52.9559 | 55.1609 | 57.0893 | 58.0715 | 59.0443 | 59.0805 | 59.5442 | 59.1791 | 58.0455 | 56.4709 | 54.868 | 54.2284 | 53.3426 | 52.3761 | 51.3042 | 0.027061 | 0.024689 | 0.024321 | 0.022524 | 0.019259 | 0.021404 | 0.040317 | 0.039329 | 0.04869 | 0.069554 | 0.075378 | 0.07752 | 0.077691 | 0.085477 | 0.084864 | 0.082291 | 0.085034 | 0.074108 | 0.077862 | 0.05402 | 0.041314 | 0.035544 | 0.029902 | 0.026959
Portfolio Adjusted1-in-2Size: Under 20 kWSouth of Lugo2025April Monthly Peak | Portfolio Adjusted | 1-in-2 | Size: Under 20 kW | South of Lugo | 2025 | April Monthly Peak | 4 | 1.0042 | 0.96987 | 0.96204 | 0.94785 | 0.94815 | 0.97189 | 0.92046 | 0.80236 | 0.95887 | 1.1387 | 1.332 | 1.4323 | 1.5207 | 1.556 | 1.5808 | 1.5669 | 1.5297 | 1.4102 | 1.2499 | 1.3604 | 1.3577 | 1.2529 | 1.1219 | 1.0492 | 0 | 0 | 0 | 0 | 0 | 0 | 0 | 0 | 0 | 0 | 0 | 0 | 0 | 0 | 0.031616 | 0.031337 | 0.030593 | 0.028205 | 0 | 0 | 0 | 0 | 0 | 0 | 61.8909 | 61.4495 | 60.6967 | 59.6585 | 58.8917 | 58.095 | 57.6247 | 57.8176 | 59.5384 | 62.7807 | 65.7945 | 68.8759 | 71.2221 | 72.9165 | 73.5304 | 73.6872 | 73.9227 | 73.0863 | 72.2848 | 70.4577 | 67.1428 | 65.8021 | 64.2729 | 61.7637 | 0.026441 | 0.024123 | 0.023763 | 0.022008 | 0.018818 | 0.020914 | 0.039393 | 0.038428 | 0.047574 | 0.06796 | 0.07365 | 0.075743 | 0.075911 | 0.083518 | 0.082919 | 0.080405 | 0.083085 | 0.072409 | 0.076078 | 0.052782 | 0.040367 | 0.034729 | 0.029216 | 0.026341
Portfolio Adjusted1-in-2Size: Under 20 kWSouth of Lugo2025May Monthly Peak | Portfolio Adjusted | 1-in-2 | Size: Under 20 kW | South of Lugo | 2025 | May Monthly Peak | 5 | 1.0415 | 1.0123 | 1.0023 | 0.99197 | 0.96859 | 0.98008 | 0.87788 | 0.82623 | 1.0041 | 1.2064 | 1.3787 | 1.4843 | 1.5349 | 1.5747 | 1.5744 | 1.5701 | 1.5386 | 1.4009 | 1.2349 | 1.2436 | 1.3349 | 1.2483 | 1.1344 | 1.0771 | 0 | 0 | 0 | 0 | 0 | 0 | 0 | 0 | 0 | 0 | 0 | 0 | 0 | 0 | 0.031487 | 0.031402 | 0.030771 | 0.028019 | 0 | 0 | 0 | 0 | 0 | 0 | 59.4995 | 59.5478 | 59.5551 | 59.0248 | 58.5383 | 58.551 | 58.8129 | 59.3692 | 60.086 | 61.6311 | 64.3614 | 67.2154 | 69.4685 | 70.2055 | 70.0197 | 70.999 | 71.0697 | 70.0199 | 68.092 | 65.52 | 62.9229 | 60.8657 | 60.371 | 60.0674 | 0.026571 | 0.024242 | 0.02388 | 0.022116 | 0.01891 | 0.021016 | 0.039586 | 0.038617 | 0.047807 | 0.068294 | 0.074012 | 0.076115 | 0.076283 | 0.083928 | 0.083326 | 0.0808 | 0.083493 | 0.072765 | 0.076451 | 0.053041 | 0.040565 | 0.0349 | 0.02936 | 0.02647
Portfolio Adjusted1-in-2Size: Under 20 kWSouth of Lugo2025June Monthly Peak | Portfolio Adjusted | 1-in-2 | Size: Under 20 kW | South of Lugo | 2025 | June Monthly Peak | 6 | 1.0564 | 1.0255 | 1.0207 | 1.0047 | 0.97546 | 0.97531 | 0.87186 | 0.83886 | 1.0601 | 1.2925 | 1.4986 | 1.611 | 1.6988 | 1.7486 | 1.7696 | 1.7383 | 1.7014 | 1.5419 | 1.3297 | 1.2712 | 1.3662 | 1.2708 | 1.1647 | 1.1004 | 0 | 0 | 0 | 0 | 0 | 0 | 0 | 0 | 0 | 0 | 0 | 0 | 0 | 0 | 0.035393 | 0.034766 | 0.034027 | 0.030839 | 0 | 0 | 0 | 0 | 0 | 0 | 63.0617 | 62.9475 | 62.4509 | 61.9048 | 61.7296 | 61.3014 | 60.9111 | 61.4154 | 63.3026 | 67.3564 | 71.6563 | 75.1474 | 75.2961 | 75.0941 | 76.3661 | 76.7989 | 78.1458 | 78.5146 | 78.5542 | 74.7969 | 70.6327 | 67.1472 | 65.7363 | 64.5628 | 0.026436 | 0.024119 | 0.023759 | 0.022004 | 0.018814 | 0.02091 | 0.039385 | 0.038421 | 0.047565 | 0.067948 | 0.073637 | 0.07573 | 0.075897 | 0.083502 | 0.082903 | 0.08039 | 0.08307 | 0.072396 | 0.076064 | 0.052772 | 0.04036 | 0.034723 | 0.029211 | 0.026336
Portfolio Adjusted1-in-2Size: Under 20 kWSouth of Lugo2025July Monthly Peak | Portfolio Adjusted | 1-in-2 | Size: Under 20 kW | South of Lugo | 2025 | July Monthly Peak | 7 | 1.0971 | 1.0656 | 1.0574 | 1.0393 | 1.0056 | 1.0262 | 0.92206 | 0.89661 | 1.2107 | 1.5311 | 1.7945 | 1.9334 | 2.0214 | 2.0839 | 2.0721 | 2.0178 | 1.9714 | 1.7553 | 1.4969 | 1.3975 | 1.4622 | 1.3584 | 1.2219 | 1.1448 | 0 | 0 | 0 | 0 | 0 | 0 | 0 | 0 | 0 | 0 | 0 | 0 | 0 | 0 | 0.041443 | 0.040357 | 0.039429 | 0.035105 | 0 | 0 | 0 | 0 | 0 | 0 | 69.4954 | 68.798 | 68.4996 | 68.3602 | 67.9589 | 67.1806 | 67.1084 | 67.9956 | 70.5719 | 73.1889 | 75.5993 | 78.926 | 80.324 | 80.5531 | 81.4177 | 81.8219 | 82.375 | 82.7552 | 83.4125 | 81.6854 | 78.4021 | 74.2055 | 72.1051 | 71.2802 | 0.026415 | 0.0241 | 0.02374 | 0.021987 | 0.018799 | 0.020893 | 0.039354 | 0.038391 | 0.047527 | 0.067894 | 0.073578 | 0.07567 | 0.075837 | 0.083436 | 0.082838 | 0.080327 | 0.083005 | 0.072339 | 0.076004 | 0.05273 | 0.040328 | 0.034696 | 0.029188 | 0.026315
Portfolio Adjusted1-in-2Size: Under 20 kWSouth of Lugo2025August Monthly Peak | Portfolio Adjusted | 1-in-2 | Size: Under 20 kW | South of Lugo | 2025 | August Monthly Peak | 8 | 1.0829 | 1.0536 | 1.0488 | 1.0368 | 1.0132 | 1.0425 | 0.97886 | 0.89928 | 1.2141 | 1.5346 | 1.8182 | 1.9678 | 2.0664 | 2.1211 | 2.1212 | 2.0678 | 1.9969 | 1.7438 | 1.488 | 1.4598 | 1.4764 | 1.3267 | 1.1982 | 1.1222 | 0 | 0 | 0 | 0 | 0 | 0 | 0 | 0 | 0 | 0 | 0 | 0 | 0 | 0 | 0.042424 | 0.041356 | 0.039938 | 0.034875 | 0 | 0 | 0 | 0 | 0 | 0 | 69.7385 | 68.5021 | 68.0427 | 68.3808 | 68.3046 | 67.5345 | 67.2367 | 67.2597 | 69.187 | 73.3292 | 77.8469 | 82.2448 | 84.1135 | 84.3969 | 84.7302 | 84.8646 | 86.3219 | 87.6823 | 86.9667 | 81.6469 | 76.282 | 73.6889 | 72.3651 | 71.1622 | 0.026463 | 0.024143 | 0.023783 | 0.022026 | 0.018833 | 0.020931 | 0.039425 | 0.03846 | 0.047613 | 0.068017 | 0.073711 | 0.075806 | 0.075974 | 0.083587 | 0.082987 | 0.080472 | 0.083154 | 0.072469 | 0.076141 | 0.052825 | 0.040401 | 0.034758 | 0.029241 | 0.026363
Portfolio Adjusted1-in-2Size: Under 20 kWSouth of Lugo2025September Monthly Peak | Portfolio Adjusted | 1-in-2 | Size: Under 20 kW | South of Lugo | 2025 | September Monthly Peak | 9 | 1.1032 | 1.0718 | 1.0628 | 1.0466 | 1.0216 | 1.0409 | 1.0377 | 0.93336 | 1.2112 | 1.5391 | 1.8063 | 1.961 | 2.064 | 2.1303 | 2.1243 | 2.0554 | 2.0029 | 1.7575 | 1.5169 | 1.5521 | 1.4576 | 1.3363 | 1.2171 | 1.1437 | 0 | 0 | 0 | 0 | 0 | 0 | 0 | 0 | 0 | 0 | 0 | 0 | 0 | 0 | 0.042487 | 0.041108 | 0.040059 | 0.035149 | 0 | 0 | 0 | 0 | 0 | 0 | 69.8453 | 69.1868 | 68.6716 | 68.3081 | 67.7638 | 67.4356 | 67.1732 | 67.0599 | 68.9791 | 73.0021 | 77.1052 | 81.8187 | 85.0552 | 86.4812 | 87.4135 | 88.2042 | 88.474 | 87.3062 | 86.6667 | 84.6458 | 80.8083 | 77.5289 | 75.7007 | 74.7365 | 0.026438 | 0.02412 | 0.02376 | 0.022005 | 0.018815 | 0.020911 | 0.039388 | 0.038423 | 0.047568 | 0.067952 | 0.073641 | 0.075734 | 0.075901 | 0.083507 | 0.082908 | 0.080395 | 0.083075 | 0.0724 | 0.076068 | 0.052775 | 0.040362 | 0.034725 | 0.029213 | 0.026337
Portfolio Adjusted1-in-2Size: Under 20 kWSouth of Lugo2025October Monthly Peak | Portfolio Adjusted | 1-in-2 | Size: Under 20 kW | South of Lugo | 2025 | October Monthly Peak | 10 | 1.0277 | 1.004 | 0.9964 | 0.98287 | 0.97354 | 0.99232 | 1.0427 | 0.91122 | 1.0248 | 1.2494 | 1.47 | 1.6187 | 1.7205 | 1.7775 | 1.8005 | 1.7423 | 1.6631 | 1.5011 | 1.487 | 1.4438 | 1.353 | 1.238 | 1.1374 | 1.073 | 0 | 0 | 0 | 0 | 0 | 0 | 0 | 0 | 0 | 0 | 0 | 0 | 0 | 0 | 0.03601 | 0.034847 | 0.033261 | 0.030022 | 0 | 0 | 0 | 0 | 0 | 0 | 64.1529 | 63.7247 | 63.4376 | 62.4408 | 61.8992 | 61.2549 | 60.7406 | 60.6569 | 61.4886 | 64.5875 | 68.6342 | 74.1893 | 80.2792 | 83.0083 | 81.7677 | 81.3844 | 81.7323 | 80.5042 | 77.7508 | 73.9575 | 71.7857 | 70.2002 | 68.4919 | 66.8309 | 0.026388 | 0.024076 | 0.023716 | 0.021965 | 0.01878 | 0.020872 | 0.039315 | 0.038352 | 0.04748 | 0.067826 | 0.073504 | 0.075594 | 0.07576 | 0.083353 | 0.082755 | 0.080246 | 0.082921 | 0.072266 | 0.075927 | 0.052677 | 0.040287 | 0.034661 | 0.029159 | 0.026289
Portfolio Adjusted1-in-2Size: Under 20 kWSouth of Lugo2025November Monthly Peak | Portfolio Adjusted | 1-in-2 | Size: Under 20 kW | South of Lugo | 2025 | November Monthly Peak | 11 | 1.018 | 0.99588 | 0.98458 | 0.96258 | 0.96668 | 0.97004 | 0.92522 | 0.84436 | 0.97074 | 1.1455 | 1.2999 | 1.3844 | 1.4306 | 1.4559 | 1.4658 | 1.4481 | 1.5062 | 1.6561 | 1.5124 | 1.4008 | 1.306 | 1.2036 | 1.121 | 1.0596 | 0 | 0 | 0 | 0 | 0 | 0 | 0 | 0 | 0 | 0 | 0 | 0 | 0 | 0 | 0.029316 | 0.028961 | 0.030124 | 0.033121 | 0 | 0 | 0 | 0 | 0 | 0 | 59.2317 | 58.232 | 57.4441 | 56.6265 | 55.4464 | 54.6375 | 54.1998 | 54.5641 | 56.7521 | 59.8852 | 64.5001 | 68.6973 | 71.7768 | 73.5415 | 74.7786 | 74.2004 | 72.0683 | 69.3736 | 66.9412 | 65.9013 | 64.7553 | 64.5819 | 64.0091 | 64.752 | 0.026594 | 0.024263 | 0.023901 | 0.022136 | 0.018927 | 0.021035 | 0.039621 | 0.038651 | 0.04785 | 0.068355 | 0.074078 | 0.076183 | 0.076352 | 0.084003 | 0.0834 | 0.080872 | 0.083568 | 0.07283 | 0.07652 | 0.053088 | 0.040602 | 0.034931 | 0.029386 | 0.026494
Portfolio Adjusted1-in-2Size: Under 20 kWSouth of Lugo2025December Monthly Peak | Portfolio Adjusted | 1-in-2 | Size: Under 20 kW | South of Lugo | 2025 | December Monthly Peak | 12 | 1.0336 | 1.0076 | 0.99253 | 0.96856 | 0.97309 | 0.97963 | 1.0377 | 0.94018 | 1.0645 | 1.2491 | 1.3299 | 1.3555 | 1.3544 | 1.3335 | 1.3045 | 1.3256 | 1.4586 | 1.631 | 1.4638 | 1.3703 | 1.2765 | 1.1797 | 1.1098 | 1.0624 | 0 | 0 | 0 | 0 | 0 | 0 | 0 | 0 | 0 | 0 | 0 | 0 | 0 | 0 | 0.026089 | 0.026512 | 0.029173 | 0.032621 | 0 | 0 | 0 | 0 | 0 | 0 | 52.4541 | 51.1807 | 50.2015 | 49.4403 | 48.9637 | 47.9349 | 48.168 | 48.3216 | 48.8401 | 52.4823 | 57.0134 | 60.0006 | 61.7295 | 62.8476 | 63.2508 | 63.6446 | 62.8039 | 60.6846 | 58.609 | 57.0347 | 55.2362 | 53.2368 | 51.3691 | 49.9335 | 0.026603 | 0.024271 | 0.023909 | 0.022143 | 0.018933 | 0.021042 | 0.039634 | 0.038664 | 0.047865 | 0.068377 | 0.074102 | 0.076208 | 0.076376 | 0.08403 | 0.083427 | 0.080898 | 0.083595 | 0.072853 | 0.076544 | 0.053105 | 0.040615 | 0.034942 | 0.029396 | 0.026502
Portfolio Adjusted1-in-2Size: Under 20 kWSouth of Lugo2025Typical Event Day | Portfolio Adjusted | 1-in-2 | Size: Under 20 kW | South of Lugo | 2025 | Typical Event Day | 8 | 1.0779 | 1.049 | 1.0448 | 1.0333 | 1.0096 | 1.0394 | 0.97853 | 0.89249 | 1.1888 | 1.4918 | 1.7597 | 1.8993 | 1.9917 | 2.0445 | 2.0462 | 1.9961 | 1.9274 | 1.6861 | 1.4476 | 1.4278 | 1.4567 | 1.3139 | 1.1892 | 1.1143 | 0 | 0 | 0 | 0 | 0 | 0 | 0 | 0 | 0 | 0 | 0 | 0 | 0 | 0 | 0.040923 | 0.039923 | 0.038548 | 0.033723 | 0 | 0 | 0 | 0 | 0 | 0 | 68.0352 | 67.3586 | 66.9162 | 66.7385 | 66.4392 | 65.863 | 65.6074 | 65.9327 | 68.0101 | 71.7191 | 75.5519 | 79.5342 | 81.1972 | 81.6313 | 82.4819 | 82.9224 | 83.8292 | 84.0646 | 83.9 | 80.6937 | 76.5313 | 73.1426 | 71.4768 | 70.4354 | 0.026437 | 0.024119 | 0.02376 | 0.022005 | 0.018815 | 0.02091 | 0.039386 | 0.038422 | 0.047566 | 0.06795 | 0.073638 | 0.075731 | 0.075899 | 0.083505 | 0.082906 | 0.080392 | 0.083072 | 0.072398 | 0.076066 | 0.052773 | 0.040361 | 0.034724 | 0.029212 | 0.026337
Portfolio Adjusted1-in-10Size: Under 20 kWOther2015January Monthly Peak | Portfolio Adjusted | 1-in-10 | Size: Under 20 kW | Other | 2015 | January Monthly Peak | 1
Portfolio Adjusted1-in-10Size: Under 20 kWOther2015February Monthly Peak | Portfolio Adjusted | 1-in-10 | Size: Under 20 kW | Other | 2015 | February Monthly Peak | 2
Portfolio Adjusted1-in-10Size: Under 20 kWOther2015March Monthly Peak | Portfolio Adjusted | 1-in-10 | Size: Under 20 kW | Other | 2015 | March Monthly Peak | 3
Portfolio Adjusted1-in-10Size: Under 20 kWOther2015April Monthly Peak | Portfolio Adjusted | 1-in-10 | Size: Under 20 kW | Other | 2015 | April Monthly Peak | 4
Portfolio Adjusted1-in-10Size: Under 20 kWOther2015May Monthly Peak | Portfolio Adjusted | 1-in-10 | Size: Under 20 kW | Other | 2015 | May Monthly Peak | 5
Portfolio Adjusted1-in-10Size: Under 20 kWOther2015June Monthly Peak | Portfolio Adjusted | 1-in-10 | Size: Under 20 kW | Other | 2015 | June Monthly Peak | 6
Portfolio Adjusted1-in-10Size: Under 20 kWOther2015July Monthly Peak | Portfolio Adjusted | 1-in-10 | Size: Under 20 kW | Other | 2015 | July Monthly Peak | 7
Portfolio Adjusted1-in-10Size: Under 20 kWOther2015August Monthly Peak | Portfolio Adjusted | 1-in-10 | Size: Under 20 kW | Other | 2015 | August Monthly Peak | 8
Portfolio Adjusted1-in-10Size: Under 20 kWOther2015September Monthly Peak | Portfolio Adjusted | 1-in-10 | Size: Under 20 kW | Other | 2015 | September Monthly Peak | 9
Portfolio Adjusted1-in-10Size: Under 20 kWOther2015October Monthly Peak | Portfolio Adjusted | 1-in-10 | Size: Under 20 kW | Other | 2015 | October Monthly Peak | 10
Portfolio Adjusted1-in-10Size: Under 20 kWOther2015November Monthly Peak | Portfolio Adjusted | 1-in-10 | Size: Under 20 kW | Other | 2015 | November Monthly Peak | 11
Portfolio Adjusted1-in-10Size: Under 20 kWOther2015December Monthly Peak | Portfolio Adjusted | 1-in-10 | Size: Under 20 kW | Other | 2015 | December Monthly Peak | 12
Portfolio Adjusted1-in-10Size: Under 20 kWOther2015Typical Event Day | Portfolio Adjusted | 1-in-10 | Size: Under 20 kW | Other | 2015 | Typical Event Day | 8
Portfolio Adjusted1-in-10Size: Under 20 kWOther2016January Monthly Peak | Portfolio Adjusted | 1-in-10 | Size: Under 20 kW | Other | 2016 | January Monthly Peak | 1
Portfolio Adjusted1-in-10Size: Under 20 kWOther2016February Monthly Peak | Portfolio Adjusted | 1-in-10 | Size: Under 20 kW | Other | 2016 | February Monthly Peak | 2
Portfolio Adjusted1-in-10Size: Under 20 kWOther2016March Monthly Peak | Portfolio Adjusted | 1-in-10 | Size: Under 20 kW | Other | 2016 | March Monthly Peak | 3
Portfolio Adjusted1-in-10Size: Under 20 kWOther2016April Monthly Peak | Portfolio Adjusted | 1-in-10 | Size: Under 20 kW | Other | 2016 | April Monthly Peak | 4
Portfolio Adjusted1-in-10Size: Under 20 kWOther2016May Monthly Peak | Portfolio Adjusted | 1-in-10 | Size: Under 20 kW | Other | 2016 | May Monthly Peak | 5
Portfolio Adjusted1-in-10Size: Under 20 kWOther2016June Monthly Peak | Portfolio Adjusted | 1-in-10 | Size: Under 20 kW | Other | 2016 | June Monthly Peak | 6
Portfolio Adjusted1-in-10Size: Under 20 kWOther2016July Monthly Peak | Portfolio Adjusted | 1-in-10 | Size: Under 20 kW | Other | 2016 | July Monthly Peak | 7
Portfolio Adjusted1-in-10Size: Under 20 kWOther2016August Monthly Peak | Portfolio Adjusted | 1-in-10 | Size: Under 20 kW | Other | 2016 | August Monthly Peak | 8
Portfolio Adjusted1-in-10Size: Under 20 kWOther2016September Monthly Peak | Portfolio Adjusted | 1-in-10 | Size: Under 20 kW | Other | 2016 | September Monthly Peak | 9
Portfolio Adjusted1-in-10Size: Under 20 kWOther2016October Monthly Peak | Portfolio Adjusted | 1-in-10 | Size: Under 20 kW | Other | 2016 | October Monthly Peak | 10
Portfolio Adjusted1-in-10Size: Under 20 kWOther2016November Monthly Peak | Portfolio Adjusted | 1-in-10 | Size: Under 20 kW | Other | 2016 | November Monthly Peak | 11
Portfolio Adjusted1-in-10Size: Under 20 kWOther2016December Monthly Peak | Portfolio Adjusted | 1-in-10 | Size: Under 20 kW | Other | 2016 | December Monthly Peak | 12
Portfolio Adjusted1-in-10Size: Under 20 kWOther2016Typical Event Day | Portfolio Adjusted | 1-in-10 | Size: Under 20 kW | Other | 2016 | Typical Event Day | 8
Portfolio Adjusted1-in-10Size: Under 20 kWOther2017January Monthly Peak | Portfolio Adjusted | 1-in-10 | Size: Under 20 kW | Other | 2017 | January Monthly Peak | 1
Portfolio Adjusted1-in-10Size: Under 20 kWOther2017February Monthly Peak | Portfolio Adjusted | 1-in-10 | Size: Under 20 kW | Other | 2017 | February Monthly Peak | 2
Portfolio Adjusted1-in-10Size: Under 20 kWOther2017March Monthly Peak | Portfolio Adjusted | 1-in-10 | Size: Under 20 kW | Other | 2017 | March Monthly Peak | 3
Portfolio Adjusted1-in-10Size: Under 20 kWOther2017April Monthly Peak | Portfolio Adjusted | 1-in-10 | Size: Under 20 kW | Other | 2017 | April Monthly Peak | 4 | 0.88037 | 0.85492 | 0.83606 | 0.83065 | 0.8332 | 0.85296 | 0.8172 | 0.84248 | 1.0804 | 1.3162 | 1.4864 | 1.5832 | 1.6321 | 1.6973 | 1.7499 | 1.7515 | 1.679 | 1.4617 | 1.2646 | 1.2547 | 1.2296 | 1.0981 | 0.99381 | 0.93363 | 0 | 0 | 0 | 0 | 0 | 0 | 0 | 0 | 0 | 0 | 0 | 0 | 0 | 0 | 0.034998 | 0.035029 | 0.03358 | 0.029233 | 0 | 0 | 0 | 0 | 0 | 0 | 66.8951 | 65.4447 | 63.746 | 62.5335 | 61.3682 | 60.2404 | 59.6085 | 59.5755 | 63.0222 | 69.3523 | 75.6629 | 80.9397 | 84.1354 | 86.2093 | 87.464 | 88.1534 | 88.0202 | 87.3475 | 85.324 | 82.2342 | 78.0977 | 74.3614 | 71.5836 | 69.8897 | 0.017597 | 0.01636 | 0.016056 | 0.015401 | 0.015338 | 0.015442 | 0.027859 | 0.026444 | 0.034605 | 0.03842 | 0.040089 | 0.042117 | 0.045941 | 0.051362 | 0.056816 | 0.060337 | 0.062638 | 0.052291 | 0.044643 | 0.02987 | 0.023492 | 0.02063 | 0.017275 | 0.016287
Portfolio Adjusted1-in-10Size: Under 20 kWOther2017May Monthly Peak | Portfolio Adjusted | 1-in-10 | Size: Under 20 kW | Other | 2017 | May Monthly Peak | 5 | 0.92306 | 0.89427 | 0.87198 | 0.86328 | 0.86204 | 0.8588 | 0.77602 | 0.88308 | 1.1697 | 1.4537 | 1.6597 | 1.7817 | 1.8396 | 1.9031 | 1.9565 | 1.9563 | 1.8775 | 1.6357 | 1.3923 | 1.2917 | 1.3156 | 1.1731 | 1.0516 | 0.98383 | 0 | 0 | 0 | 0 | 0 | 0 | 0 | 0 | 0 | 0 | 0 | 0 | 0 | 0 | 0.03913 | 0.039125 | 0.037551 | 0.032715 | 0 | 0 | 0 | 0 | 0 | 0 | 71.3128 | 69.62 | 68.2721 | 66.9103 | 65.5692 | 64.6233 | 64.0587 | 64.4976 | 67.9306 | 73.4811 | 79.4138 | 83.6501 | 87.1221 | 89.4595 | 90.8897 | 91.4765 | 91.1854 | 90.5257 | 88.8331 | 86.3691 | 82.6063 | 78.513 | 75.5485 | 72.704 | 0.017627 | 0.016388 | 0.016084 | 0.015427 | 0.015364 | 0.015468 | 0.027907 | 0.026489 | 0.034665 | 0.038486 | 0.040158 | 0.04219 | 0.04602 | 0.05145 | 0.056913 | 0.06044 | 0.062746 | 0.052381 | 0.04472 | 0.029922 | 0.023532 | 0.020665 | 0.017304 | 0.016315
Portfolio Adjusted1-in-10Size: Under 20 kWOther2017June Monthly Peak | Portfolio Adjusted | 1-in-10 | Size: Under 20 kW | Other | 2017 | June Monthly Peak | 6 | 0.98622 | 0.95053 | 0.92615 | 0.91452 | 0.90847 | 0.8896 | 0.83155 | 0.9786 | 1.3105 | 1.629 | 1.8701 | 2.0142 | 2.0854 | 2.1573 | 2.2095 | 2.1977 | 2.1069 | 1.8236 | 1.5358 | 1.3831 | 1.3881 | 1.2641 | 1.1304 | 1.0565 | 0 | 0 | 0 | 0 | 0 | 0 | 0 | 0 | 0 | 0 | 0 | 0 | 0 | 0 | 0.044191 | 0.043954 | 0.042137 | 0.036473 | 0 | 0 | 0 | 0 | 0 | 0 | 73.9441 | 72.4118 | 71.2947 | 69.8991 | 69.057 | 67.546 | 66.6812 | 67.4821 | 71.5996 | 77.0266 | 82.1099 | 85.7443 | 88.3215 | 90.1972 | 91.5478 | 92.3023 | 92.7003 | 92.1714 | 90.9034 | 88.8524 | 85.7209 | 81.8829 | 79.2612 | 77.3408 | 0.01778 | 0.01653 | 0.016223 | 0.015561 | 0.015497 | 0.015602 | 0.028149 | 0.026719 | 0.034965 | 0.038819 | 0.040506 | 0.042555 | 0.046418 | 0.051896 | 0.057406 | 0.060964 | 0.063289 | 0.052835 | 0.045107 | 0.030181 | 0.023736 | 0.020844 | 0.017454 | 0.016456
Portfolio Adjusted1-in-10Size: Under 20 kWOther2017July Monthly Peak | Portfolio Adjusted | 1-in-10 | Size: Under 20 kW | Other | 2017 | July Monthly Peak | 7 | 1.0258 | 0.98539 | 0.95742 | 0.94549 | 0.93923 | 0.94667 | 0.90106 | 1.0486 | 1.4144 | 1.7598 | 2.0113 | 2.1493 | 2.2089 | 2.2674 | 2.3088 | 2.2911 | 2.1927 | 1.8897 | 1.5971 | 1.4383 | 1.4397 | 1.3085 | 1.1702 | 1.0927 | 0 | 0 | 0 | 0 | 0 | 0 | 0 | 0 | 0 | 0 | 0 | 0 | 0 | 0 | 0.046176 | 0.045822 | 0.043854 | 0.037793 | 0 | 0 | 0 | 0 | 0 | 0 | 75.7283 | 74.6282 | 73.4926 | 72.4736 | 71.6344 | 70.7026 | 70.0371 | 70.3366 | 73.6752 | 78.7376 | 83.6802 | 87.5597 | 90.2136 | 92.0326 | 92.9063 | 93.1559 | 92.9752 | 92.3648 | 90.8593 | 88.616 | 85.8083 | 82.7081 | 80.4709 | 78.9589 | 0.017562 | 0.016328 | 0.016024 | 0.01537 | 0.015308 | 0.015411 | 0.027804 | 0.026392 | 0.034537 | 0.038344 | 0.040009 | 0.042034 | 0.04585 | 0.05126 | 0.056703 | 0.060217 | 0.062514 | 0.052187 | 0.044555 | 0.029811 | 0.023445 | 0.020589 | 0.01724 | 0.016254
Portfolio Adjusted1-in-10Size: Under 20 kWOther2017August Monthly Peak | Portfolio Adjusted | 1-in-10 | Size: Under 20 kW | Other | 2017 | August Monthly Peak | 8 | 1.0219 | 0.98381 | 0.95769 | 0.94459 | 0.93907 | 0.95642 | 0.9258 | 1.0333 | 1.3944 | 1.7579 | 2.0161 | 2.1761 | 2.2438 | 2.3112 | 2.3505 | 2.3315 | 2.2261 | 1.9127 | 1.6024 | 1.4853 | 1.4724 | 1.3085 | 1.1655 | 1.0938 | 0 | 0 | 0 | 0 | 0 | 0 | 0 | 0 | 0 | 0 | 0 | 0 | 0 | 0 | 0.047009 | 0.04663 | 0.044522 | 0.038255 | 0 | 0 | 0 | 0 | 0 | 0 | 76.3604 | 75.2812 | 73.9326 | 72.9433 | 72.0052 | 71.2576 | 70.5757 | 70.4203 | 73.1401 | 78.2785 | 82.9711 | 87.2783 | 90.5318 | 92.7017 | 94.0135 | 94.3737 | 93.9496 | 93.0904 | 91.9065 | 89.718 | 86.1745 | 83.2033 | 81.3125 | 79.4499 | 0.017803 | 0.016552 | 0.016244 | 0.015581 | 0.015518 | 0.015622 | 0.028185 | 0.026753 | 0.03501 | 0.03887 | 0.040558 | 0.04261 | 0.046479 | 0.051963 | 0.057481 | 0.061043 | 0.063371 | 0.052903 | 0.045166 | 0.03022 | 0.023767 | 0.020871 | 0.017477 | 0.016477
Portfolio Adjusted1-in-10Size: Under 20 kWOther2017September Monthly Peak | Portfolio Adjusted | 1-in-10 | Size: Under 20 kW | Other | 2017 | September Monthly Peak | 9 | 1.0043 | 0.96928 | 0.94285 | 0.92789 | 0.92556 | 0.94705 | 0.96204 | 1.0168 | 1.3759 | 1.7341 | 1.9985 | 2.1595 | 2.2328 | 2.3021 | 2.3447 | 2.3264 | 2.2244 | 1.9043 | 1.6029 | 1.5696 | 1.4464 | 1.2764 | 1.1422 | 1.0741 | 0 | 0 | 0 | 0 | 0 | 0 | 0 | 0 | 0 | 0 | 0 | 0 | 0 | 0 | 0.046894 | 0.046528 | 0.044487 | 0.038085 | 0 | 0 | 0 | 0 | 0 | 0 | 76.7382 | 75.461 | 74.0836 | 73.1277 | 72.0398 | 70.9271 | 70.1709 | 69.9534 | 72.2053 | 77.3332 | 82.9668 | 87.921 | 91.8026 | 94.2698 | 94.9862 | 95.6731 | 95.6807 | 94.8126 | 93.1033 | 90.09 | 85.7575 | 82.6421 | 80.4656 | 78.653 | 0.0178 | 0.016549 | 0.016241 | 0.015578 | 0.015515 | 0.01562 | 0.02818 | 0.026749 | 0.035004 | 0.038863 | 0.040551 | 0.042603 | 0.046471 | 0.051954 | 0.057471 | 0.061033 | 0.06336 | 0.052894 | 0.045158 | 0.030215 | 0.023763 | 0.020868 | 0.017474 | 0.016475
Portfolio Adjusted1-in-10Size: Under 20 kWOther2017October Monthly Peak | Portfolio Adjusted | 1-in-10 | Size: Under 20 kW | Other | 2017 | October Monthly Peak | 10 | 0.90843 | 0.87825 | 0.85661 | 0.8483 | 0.84917 | 0.86935 | 0.90863 | 0.9143 | 1.1585 | 1.4245 | 1.6393 | 1.7773 | 1.8514 | 1.9271 | 1.9845 | 1.9768 | 1.8837 | 1.6132 | 1.4789 | 1.4119 | 1.2811 | 1.1408 | 1.0311 | 0.97086 | 0 | 0 | 0 | 0 | 0 | 0 | 0 | 0 | 0 | 0 | 0 | 0 | 0 | 0 | 0.039689 | 0.039536 | 0.037674 | 0.032264 | 0 | 0 | 0 | 0 | 0 | 0 | 72.3637 | 71.1507 | 69.9878 | 68.5997 | 67.5443 | 66.4783 | 66.0384 | 65.5869 | 66.3606 | 71.1468 | 76.8439 | 81.7138 | 85.1683 | 87.6451 | 88.8637 | 89.1822 | 88.5803 | 87.1197 | 84.614 | 81.4118 | 78.2058 | 75.8281 | 73.9494 | 72.4143 | 0.017652 | 0.016412 | 0.016107 | 0.015449 | 0.015386 | 0.01549 | 0.027947 | 0.026527 | 0.034714 | 0.038541 | 0.040215 | 0.04225 | 0.046086 | 0.051524 | 0.056995 | 0.060527 | 0.062835 | 0.052456 | 0.044784 | 0.029965 | 0.023566 | 0.020695 | 0.017329 | 0.016338
Portfolio Adjusted1-in-10Size: Under 20 kWOther2017November Monthly Peak | Portfolio Adjusted | 1-in-10 | Size: Under 20 kW | Other | 2017 | November Monthly Peak | 11 | 0.81386 | 0.79354 | 0.78631 | 0.78836 | 0.79734 | 0.81868 | 0.78873 | 0.81268 | 1.0115 | 1.1792 | 1.2966 | 1.3538 | 1.3692 | 1.3955 | 1.421 | 1.407 | 1.376 | 1.3944 | 1.2617 | 1.1676 | 1.0717 | 0.97216 | 0.89897 | 0.85263 | 0 | 0 | 0 | 0 | 0 | 0 | 0 | 0 | 0 | 0 | 0 | 0 | 0 | 0 | 0.02842 | 0.02814 | 0.027519 | 0.027888 | 0 | 0 | 0 | 0 | 0 | 0 | 59.2239 | 57.8365 | 56.6288 | 55.3441 | 54.5726 | 54.0671 | 53.4454 | 53.0582 | 55.3451 | 59.8676 | 65.3477 | 69.6163 | 72.4627 | 74.1863 | 75.3523 | 75.7058 | 74.8107 | 72.5425 | 69.7333 | 66.4865 | 64.1605 | 62.5892 | 61.0224 | 59.8471 | 0.017526 | 0.016295 | 0.015992 | 0.015339 | 0.015276 | 0.01538 | 0.027747 | 0.026338 | 0.034466 | 0.038265 | 0.039928 | 0.041948 | 0.045756 | 0.051156 | 0.056587 | 0.060094 | 0.062386 | 0.052081 | 0.044464 | 0.02975 | 0.023397 | 0.020547 | 0.017205 | 0.016221
Portfolio Adjusted1-in-10Size: Under 20 kWOther2017December Monthly Peak | Portfolio Adjusted | 1-in-10 | Size: Under 20 kW | Other | 2017 | December Monthly Peak | 12 | 0.89981 | 0.87889 | 0.86879 | 0.86994 | 0.88679 | 0.9224 | 0.99462 | 1.0002 | 1.2361 | 1.4073 | 1.4734 | 1.4552 | 1.387 | 1.3331 | 1.2862 | 1.2515 | 1.3016 | 1.3993 | 1.2787 | 1.2227 | 1.1447 | 1.0683 | 0.99889 | 0.95231 | 0 | 0 | 0 | 0 | 0 | 0 | 0 | 0 | 0 | 0 | 0 | 0 | 0 | 0 | 0.025723 | 0.02503 | 0.026032 | 0.027985 | 0 | 0 | 0 | 0 | 0 | 0 | 40.6954 | 40.004 | 39.7306 | 39.2448 | 38.7959 | 38.2058 | 38.0216 | 37.8153 | 38.3795 | 41.1629 | 43.9444 | 46.5426 | 48.2598 | 49.1273 | 49.5365 | 49.5188 | 48.7794 | 47.1847 | 45.4207 | 44.1458 | 43.1642 | 42.1266 | 41.7163 | 41.262 | 0.018295 | 0.017009 | 0.016693 | 0.016012 | 0.015947 | 0.016054 | 0.028964 | 0.027493 | 0.035978 | 0.039944 | 0.04168 | 0.043788 | 0.047764 | 0.0534 | 0.05907 | 0.062731 | 0.065123 | 0.054366 | 0.046415 | 0.031056 | 0.024424 | 0.021448 | 0.01796 | 0.016933
Portfolio Adjusted1-in-10Size: Under 20 kWOther2017Typical Event Day | Portfolio Adjusted | 1-in-10 | Size: Under 20 kW | Other | 2017 | Typical Event Day | 8 | 1.0155 | 0.97794 | 0.95218 | 0.9393 | 0.93403 | 0.95103 | 0.91985 | 1.0241 | 1.3786 | 1.7354 | 1.9887 | 2.146 | 2.2131 | 2.2803 | 2.32 | 2.3022 | 2.198 | 1.8883 | 1.5843 | 1.4694 | 1.4588 | 1.2976 | 1.1563 | 1.0854 | 0 | 0 | 0 | 0 | 0 | 0 | 0 | 0 | 0 | 0 | 0 | 0 | 0 | 0 | 0.0464 | 0.046044 | 0.043961 | 0.037767 | 0 | 0 | 0 | 0 | 0 | 0 | 75.6928 | 74.4455 | 73.2009 | 72.1109 | 71.1841 | 70.1083 | 69.3662 | 69.5481 | 72.6551 | 77.844 | 82.932 | 87.1258 | 90.2174 | 92.3003 | 93.3635 | 93.8763 | 93.8265 | 93.1098 | 91.6931 | 89.3191 | 85.8653 | 82.6091 | 80.3775 | 78.6007 | 0.017728 | 0.016482 | 0.016175 | 0.015515 | 0.015452 | 0.015556 | 0.028066 | 0.02664 | 0.034862 | 0.038705 | 0.040387 | 0.04243 | 0.046282 | 0.051744 | 0.057238 | 0.060785 | 0.063103 | 0.05268 | 0.044975 | 0.030092 | 0.023666 | 0.020783 | 0.017403 | 0.016408
Portfolio Adjusted1-in-10Size: Under 20 kWOther2018January Monthly Peak | Portfolio Adjusted | 1-in-10 | Size: Under 20 kW | Other | 2018 | January Monthly Peak | 1 | 0.96412 | 0.94561 | 0.93712 | 0.93739 | 0.95818 | 1.0041 | 1.1062 | 1.1184 | 1.3866 | 1.5718 | 1.6277 | 1.5896 | 1.4939 | 1.4192 | 1.3508 | 1.3027 | 1.3195 | 1.448 | 1.351 | 1.2978 | 1.2194 | 1.128 | 1.054 | 1.0147 | 0 | 0 | 0 | 0 | 0 | 0 | 0 | 0 | 0 | 0 | 0 | 0 | 0 | 0 | 0.027016 | 0.026054 | 0.02639 | 0.028961 | 0 | 0 | 0 | 0 | 0 | 0 | 37.3429 | 36.5769 | 36.0251 | 35.2082 | 34.6875 | 34.2007 | 33.7263 | 33.4329 | 33.9867 | 37.0625 | 40.4271 | 42.9367 | 44.6214 | 45.8891 | 46.8949 | 47.0705 | 46.8585 | 45.8965 | 44.0426 | 42.693 | 41.5444 | 40.8802 | 40.0709 | 39.398 | 0.019935 | 0.018534 | 0.018189 | 0.017447 | 0.017376 | 0.017493 | 0.03156 | 0.029957 | 0.039203 | 0.043524 | 0.045415 | 0.047713 | 0.052045 | 0.058186 | 0.064364 | 0.068353 | 0.07096 | 0.059239 | 0.050575 | 0.033839 | 0.026613 | 0.023371 | 0.01957 | 0.018451
Portfolio Adjusted1-in-10Size: Under 20 kWOther2018February Monthly Peak | Portfolio Adjusted | 1-in-10 | Size: Under 20 kW | Other | 2018 | February Monthly Peak | 2 | 0.86453 | 0.84841 | 0.84074 | 0.84167 | 0.85887 | 0.89065 | 0.9248 | 0.91853 | 1.136 | 1.2884 | 1.3571 | 1.3561 | 1.3175 | 1.2965 | 1.286 | 1.2689 | 1.2536 | 1.2617 | 1.2669 | 1.1896 | 1.1072 | 1.015 | 0.94004 | 0.89749 | 0 | 0 | 0 | 0 | 0 | 0 | 0 | 0 | 0 | 0 | 0 | 0 | 0 | 0 | 0.02572 | 0.025378 | 0.025072 | 0.025234 | 0 | 0 | 0 | 0 | 0 | 0 | 45.5827 | 45.2077 | 44.9865 | 44.6219 | 44.536 | 43.8174 | 43.3277 | 43.4334 | 44.6372 | 47.99 | 51.1135 | 53.5111 | 55.1597 | 56.1302 | 56.8097 | 57.1284 | 56.6956 | 55.6831 | 53.5436 | 51.3308 | 49.7105 | 48.3269 | 47.1983 | 45.993 | 0.017647 | 0.016407 | 0.016102 | 0.015444 | 0.015382 | 0.015485 | 0.027938 | 0.026519 | 0.034704 | 0.038529 | 0.040203 | 0.042237 | 0.046071 | 0.051508 | 0.056977 | 0.060508 | 0.062816 | 0.05244 | 0.04477 | 0.029955 | 0.023559 | 0.020688 | 0.017324 | 0.016333
Portfolio Adjusted1-in-10Size: Under 20 kWOther2018March Monthly Peak | Portfolio Adjusted | 1-in-10 | Size: Under 20 kW | Other | 2018 | March Monthly Peak | 3 | 0.84422 | 0.82086 | 0.80801 | 0.80449 | 0.81261 | 0.83411 | 0.86455 | 0.8486 | 1.0222 | 1.1884 | 1.3034 | 1.3512 | 1.3611 | 1.3879 | 1.4168 | 1.4158 | 1.3647 | 1.233 | 1.1549 | 1.1844 | 1.1133 | 1.01 | 0.92968 | 0.88108 | 0 | 0 | 0 | 0 | 0 | 0 | 0 | 0 | 0 | 0 | 0 | 0 | 0 | 0 | 0.028336 | 0.028317 | 0.027293 | 0.02466 | 0 | 0 | 0 | 0 | 0 | 0 | 56.1214 | 54.9102 | 54.0942 | 53.1487 | 52.406 | 51.5823 | 50.9345 | 51.4037 | 55.048 | 60.4761 | 65.7831 | 70.1055 | 72.9843 | 74.6236 | 75.4629 | 75.8731 | 75.5377 | 74.1654 | 71.5518 | 67.7143 | 64.2803 | 61.4495 | 59.2911 | 57.6425 | 0.01746 | 0.016233 | 0.015931 | 0.015281 | 0.015219 | 0.015321 | 0.027642 | 0.026238 | 0.034336 | 0.038121 | 0.039777 | 0.041789 | 0.045583 | 0.050962 | 0.056374 | 0.059867 | 0.062151 | 0.051884 | 0.044296 | 0.029638 | 0.023309 | 0.020469 | 0.01714 | 0.01616
Portfolio Adjusted1-in-10Size: Under 20 kWOther2018April Monthly Peak | Portfolio Adjusted | 1-in-10 | Size: Under 20 kW | Other | 2018 | April Monthly Peak | 4 | 0.88037 | 0.85492 | 0.83606 | 0.83065 | 0.8332 | 0.85296 | 0.8172 | 0.84248 | 1.0804 | 1.3162 | 1.4864 | 1.5832 | 1.6321 | 1.6973 | 1.7499 | 1.7515 | 1.679 | 1.4617 | 1.2646 | 1.2547 | 1.2296 | 1.0981 | 0.99381 | 0.93363 | 0 | 0 | 0 | 0 | 0 | 0 | 0 | 0 | 0 | 0 | 0 | 0 | 0 | 0 | 0.034998 | 0.035029 | 0.03358 | 0.029233 | 0 | 0 | 0 | 0 | 0 | 0 | 66.8951 | 65.4447 | 63.746 | 62.5335 | 61.3683 | 60.2404 | 59.6085 | 59.5755 | 63.0222 | 69.3523 | 75.6629 | 80.9397 | 84.1354 | 86.2093 | 87.464 | 88.1534 | 88.0202 | 87.3475 | 85.324 | 82.2342 | 78.0977 | 74.3614 | 71.5836 | 69.8897 | 0.017597 | 0.01636 | 0.016056 | 0.015401 | 0.015338 | 0.015442 | 0.027859 | 0.026444 | 0.034605 | 0.03842 | 0.040089 | 0.042117 | 0.045941 | 0.051362 | 0.056816 | 0.060337 | 0.062638 | 0.052291 | 0.044643 | 0.02987 | 0.023492 | 0.02063 | 0.017275 | 0.016287
Portfolio Adjusted1-in-10Size: Under 20 kWOther2018May Monthly Peak | Portfolio Adjusted | 1-in-10 | Size: Under 20 kW | Other | 2018 | May Monthly Peak | 5 | 0.92306 | 0.89427 | 0.87198 | 0.86328 | 0.86204 | 0.8588 | 0.77602 | 0.88308 | 1.1697 | 1.4537 | 1.6597 | 1.7817 | 1.8396 | 1.9031 | 1.9565 | 1.9563 | 1.8775 | 1.6357 | 1.3923 | 1.2917 | 1.3156 | 1.1731 | 1.0516 | 0.98383 | 0 | 0 | 0 | 0 | 0 | 0 | 0 | 0 | 0 | 0 | 0 | 0 | 0 | 0 | 0.03913 | 0.039125 | 0.037551 | 0.032715 | 0 | 0 | 0 | 0 | 0 | 0 | 71.3128 | 69.62 | 68.2721 | 66.9103 | 65.5692 | 64.6233 | 64.0587 | 64.4976 | 67.9306 | 73.4811 | 79.4138 | 83.6501 | 87.1221 | 89.4595 | 90.8897 | 91.4765 | 91.1854 | 90.5257 | 88.8331 | 86.3691 | 82.6063 | 78.513 | 75.5485 | 72.704 | 0.017627 | 0.016388 | 0.016084 | 0.015427 | 0.015364 | 0.015468 | 0.027907 | 0.026489 | 0.034665 | 0.038486 | 0.040158 | 0.04219 | 0.04602 | 0.05145 | 0.056913 | 0.06044 | 0.062746 | 0.052381 | 0.04472 | 0.029922 | 0.023532 | 0.020665 | 0.017304 | 0.016315
Portfolio Adjusted1-in-10Size: Under 20 kWOther2018June Monthly Peak | Portfolio Adjusted | 1-in-10 | Size: Under 20 kW | Other | 2018 | June Monthly Peak | 6 | 0.98622 | 0.95053 | 0.92614 | 0.91452 | 0.90847 | 0.8896 | 0.83155 | 0.9786 | 1.3105 | 1.629 | 1.8701 | 2.0142 | 2.0854 | 2.1573 | 2.2095 | 2.1977 | 2.1069 | 1.8236 | 1.5358 | 1.3831 | 1.3881 | 1.2641 | 1.1304 | 1.0565 | 0 | 0 | 0 | 0 | 0 | 0 | 0 | 0 | 0 | 0 | 0 | 0 | 0 | 0 | 0.044191 | 0.043954 | 0.042137 | 0.036473 | 0 | 0 | 0 | 0 | 0 | 0 | 73.9441 | 72.4118 | 71.2947 | 69.8991 | 69.057 | 67.546 | 66.6812 | 67.4821 | 71.5996 | 77.0267 | 82.1099 | 85.7443 | 88.3215 | 90.1972 | 91.5478 | 92.3024 | 92.7003 | 92.1714 | 90.9034 | 88.8524 | 85.7209 | 81.8829 | 79.2611 | 77.3408 | 0.01778 | 0.01653 | 0.016223 | 0.015561 | 0.015497 | 0.015602 | 0.028149 | 0.026719 | 0.034965 | 0.038819 | 0.040506 | 0.042555 | 0.046418 | 0.051896 | 0.057406 | 0.060964 | 0.063289 | 0.052835 | 0.045107 | 0.030181 | 0.023736 | 0.020844 | 0.017454 | 0.016456
Portfolio Adjusted1-in-10Size: Under 20 kWOther2018July Monthly Peak | Portfolio Adjusted | 1-in-10 | Size: Under 20 kW | Other | 2018 | July Monthly Peak | 7 | 1.0258 | 0.98539 | 0.95742 | 0.94549 | 0.93923 | 0.94667 | 0.90106 | 1.0486 | 1.4144 | 1.7598 | 2.0113 | 2.1493 | 2.2089 | 2.2674 | 2.3088 | 2.2911 | 2.1927 | 1.8897 | 1.5971 | 1.4383 | 1.4397 | 1.3085 | 1.1702 | 1.0927 | 0 | 0 | 0 | 0 | 0 | 0 | 0 | 0 | 0 | 0 | 0 | 0 | 0 | 0 | 0.046176 | 0.045822 | 0.043854 | 0.037793 | 0 | 0 | 0 | 0 | 0 | 0 | 75.7283 | 74.6282 | 73.4926 | 72.4736 | 71.6344 | 70.7026 | 70.0371 | 70.3366 | 73.6752 | 78.7376 | 83.6802 | 87.5597 | 90.2136 | 92.0326 | 92.9063 | 93.1559 | 92.9752 | 92.3648 | 90.8593 | 88.616 | 85.8083 | 82.7081 | 80.4709 | 78.9589 | 0.017562 | 0.016328 | 0.016024 | 0.01537 | 0.015308 | 0.015411 | 0.027804 | 0.026392 | 0.034537 | 0.038344 | 0.040009 | 0.042034 | 0.04585 | 0.05126 | 0.056703 | 0.060217 | 0.062514 | 0.052187 | 0.044555 | 0.029811 | 0.023445 | 0.020589 | 0.01724 | 0.016254
Portfolio Adjusted1-in-10Size: Under 20 kWOther2018August Monthly Peak | Portfolio Adjusted | 1-in-10 | Size: Under 20 kW | Other | 2018 | August Monthly Peak | 8 | 1.0219 | 0.98381 | 0.95769 | 0.94459 | 0.93907 | 0.95642 | 0.9258 | 1.0333 | 1.3944 | 1.7579 | 2.0161 | 2.1761 | 2.2438 | 2.3112 | 2.3505 | 2.3315 | 2.2261 | 1.9127 | 1.6024 | 1.4853 | 1.4724 | 1.3085 | 1.1655 | 1.0938 | 0 | 0 | 0 | 0 | 0 | 0 | 0 | 0 | 0 | 0 | 0 | 0 | 0 | 0 | 0.047009 | 0.04663 | 0.044522 | 0.038255 | 0 | 0 | 0 | 0 | 0 | 0 | 76.3604 | 75.2812 | 73.9326 | 72.9433 | 72.0052 | 71.2576 | 70.5757 | 70.4203 | 73.1401 | 78.2785 | 82.9711 | 87.2783 | 90.5318 | 92.7017 | 94.0135 | 94.3737 | 93.9496 | 93.0904 | 91.9065 | 89.718 | 86.1745 | 83.2033 | 81.3125 | 79.4499 | 0.017803 | 0.016552 | 0.016244 | 0.015581 | 0.015518 | 0.015622 | 0.028185 | 0.026753 | 0.03501 | 0.03887 | 0.040558 | 0.04261 | 0.046479 | 0.051963 | 0.057481 | 0.061043 | 0.063371 | 0.052903 | 0.045166 | 0.03022 | 0.023767 | 0.020871 | 0.017477 | 0.016477
Portfolio Adjusted1-in-10Size: Under 20 kWOther2018September Monthly Peak | Portfolio Adjusted | 1-in-10 | Size: Under 20 kW | Other | 2018 | September Monthly Peak | 9 | 1.0043 | 0.96928 | 0.94285 | 0.92789 | 0.92556 | 0.94705 | 0.96204 | 1.0168 | 1.3759 | 1.7341 | 1.9985 | 2.1595 | 2.2328 | 2.3021 | 2.3447 | 2.3264 | 2.2244 | 1.9043 | 1.6029 | 1.5696 | 1.4464 | 1.2764 | 1.1422 | 1.0741 | 0 | 0 | 0 | 0 | 0 | 0 | 0 | 0 | 0 | 0 | 0 | 0 | 0 | 0 | 0.046894 | 0.046528 | 0.044487 | 0.038085 | 0 | 0 | 0 | 0 | 0 | 0 | 76.7382 | 75.461 | 74.0836 | 73.1277 | 72.0398 | 70.9271 | 70.1709 | 69.9534 | 72.2053 | 77.3332 | 82.9668 | 87.921 | 91.8026 | 94.2698 | 94.9862 | 95.6731 | 95.6807 | 94.8126 | 93.1033 | 90.09 | 85.7575 | 82.6421 | 80.4656 | 78.653 | 0.0178 | 0.016549 | 0.016241 | 0.015578 | 0.015515 | 0.01562 | 0.02818 | 0.026749 | 0.035004 | 0.038863 | 0.040551 | 0.042603 | 0.046471 | 0.051954 | 0.057471 | 0.061033 | 0.06336 | 0.052894 | 0.045158 | 0.030215 | 0.023763 | 0.020868 | 0.017474 | 0.016475
Portfolio Adjusted1-in-10Size: Under 20 kWOther2018October Monthly Peak | Portfolio Adjusted | 1-in-10 | Size: Under 20 kW | Other | 2018 | October Monthly Peak | 10 | 0.90843 | 0.87825 | 0.85661 | 0.8483 | 0.84917 | 0.86935 | 0.90863 | 0.9143 | 1.1585 | 1.4245 | 1.6393 | 1.7773 | 1.8514 | 1.9271 | 1.9845 | 1.9768 | 1.8837 | 1.6132 | 1.4789 | 1.4119 | 1.2811 | 1.1408 | 1.0311 | 0.97086 | 0 | 0 | 0 | 0 | 0 | 0 | 0 | 0 | 0 | 0 | 0 | 0 | 0 | 0 | 0.039689 | 0.039536 | 0.037674 | 0.032264 | 0 | 0 | 0 | 0 | 0 | 0 | 72.3637 | 71.1507 | 69.9878 | 68.5997 | 67.5443 | 66.4783 | 66.0384 | 65.5869 | 66.3606 | 71.1468 | 76.8439 | 81.7138 | 85.1683 | 87.6451 | 88.8637 | 89.1822 | 88.5803 | 87.1197 | 84.614 | 81.4118 | 78.2058 | 75.8281 | 73.9494 | 72.4143 | 0.017652 | 0.016412 | 0.016107 | 0.015449 | 0.015386 | 0.01549 | 0.027947 | 0.026527 | 0.034714 | 0.038541 | 0.040215 | 0.04225 | 0.046086 | 0.051524 | 0.056995 | 0.060527 | 0.062835 | 0.052456 | 0.044784 | 0.029965 | 0.023566 | 0.020695 | 0.017329 | 0.016338
Portfolio Adjusted1-in-10Size: Under 20 kWOther2018November Monthly Peak | Portfolio Adjusted | 1-in-10 | Size: Under 20 kW | Other | 2018 | November Monthly Peak | 11 | 0.81386 | 0.79354 | 0.78631 | 0.78836 | 0.79734 | 0.81868 | 0.78873 | 0.81268 | 1.0115 | 1.1792 | 1.2966 | 1.3538 | 1.3692 | 1.3955 | 1.421 | 1.407 | 1.376 | 1.3944 | 1.2617 | 1.1676 | 1.0717 | 0.97216 | 0.89897 | 0.85263 | 0 | 0 | 0 | 0 | 0 | 0 | 0 | 0 | 0 | 0 | 0 | 0 | 0 | 0 | 0.02842 | 0.02814 | 0.027519 | 0.027888 | 0 | 0 | 0 | 0 | 0 | 0 | 59.2239 | 57.8365 | 56.6288 | 55.3441 | 54.5726 | 54.0671 | 53.4454 | 53.0582 | 55.3451 | 59.8676 | 65.3477 | 69.6163 | 72.4627 | 74.1863 | 75.3523 | 75.7058 | 74.8107 | 72.5425 | 69.7333 | 66.4865 | 64.1605 | 62.5892 | 61.0224 | 59.8471 | 0.017526 | 0.016295 | 0.015992 | 0.015339 | 0.015276 | 0.01538 | 0.027747 | 0.026338 | 0.034466 | 0.038265 | 0.039928 | 0.041948 | 0.045756 | 0.051156 | 0.056587 | 0.060094 | 0.062386 | 0.052081 | 0.044464 | 0.02975 | 0.023397 | 0.020547 | 0.017205 | 0.016221
Portfolio Adjusted1-in-10Size: Under 20 kWOther2018December Monthly Peak | Portfolio Adjusted | 1-in-10 | Size: Under 20 kW | Other | 2018 | December Monthly Peak | 12 | 0.89981 | 0.87889 | 0.86879 | 0.86994 | 0.88679 | 0.9224 | 0.99462 | 1.0002 | 1.2361 | 1.4073 | 1.4734 | 1.4552 | 1.387 | 1.3331 | 1.2862 | 1.2515 | 1.3016 | 1.3993 | 1.2787 | 1.2227 | 1.1447 | 1.0683 | 0.99889 | 0.95231 | 0 | 0 | 0 | 0 | 0 | 0 | 0 | 0 | 0 | 0 | 0 | 0 | 0 | 0 | 0.025723 | 0.02503 | 0.026032 | 0.027985 | 0 | 0 | 0 | 0 | 0 | 0 | 40.6954 | 40.004 | 39.7306 | 39.2448 | 38.7959 | 38.2058 | 38.0216 | 37.8153 | 38.3795 | 41.1629 | 43.9444 | 46.5426 | 48.2598 | 49.1273 | 49.5365 | 49.5188 | 48.7794 | 47.1847 | 45.4207 | 44.1458 | 43.1642 | 42.1266 | 41.7163 | 41.262 | 0.018295 | 0.017009 | 0.016693 | 0.016012 | 0.015947 | 0.016054 | 0.028964 | 0.027493 | 0.035978 | 0.039944 | 0.04168 | 0.043788 | 0.047764 | 0.0534 | 0.05907 | 0.062731 | 0.065123 | 0.054366 | 0.046415 | 0.031056 | 0.024424 | 0.021448 | 0.01796 | 0.016933
Portfolio Adjusted1-in-10Size: Under 20 kWOther2018Typical Event Day | Portfolio Adjusted | 1-in-10 | Size: Under 20 kW | Other | 2018 | Typical Event Day | 8 | 1.0155 | 0.97794 | 0.95218 | 0.9393 | 0.93403 | 0.95103 | 0.91985 | 1.0241 | 1.3786 | 1.7354 | 1.9887 | 2.146 | 2.2131 | 2.2803 | 2.32 | 2.3022 | 2.198 | 1.8883 | 1.5843 | 1.4694 | 1.4588 | 1.2976 | 1.1563 | 1.0854 | 0 | 0 | 0 | 0 | 0 | 0 | 0 | 0 | 0 | 0 | 0 | 0 | 0 | 0 | 0.0464 | 0.046044 | 0.043961 | 0.037767 | 0 | 0 | 0 | 0 | 0 | 0 | 75.6928 | 74.4456 | 73.2009 | 72.1109 | 71.1841 | 70.1083 | 69.3662 | 69.5481 | 72.6551 | 77.844 | 82.932 | 87.1258 | 90.2174 | 92.3003 | 93.3635 | 93.8763 | 93.8265 | 93.1098 | 91.6931 | 89.3191 | 85.8653 | 82.6091 | 80.3775 | 78.6007 | 0.017728 | 0.016482 | 0.016175 | 0.015515 | 0.015452 | 0.015556 | 0.028066 | 0.02664 | 0.034862 | 0.038705 | 0.040387 | 0.04243 | 0.046282 | 0.051744 | 0.057238 | 0.060785 | 0.063103 | 0.05268 | 0.044975 | 0.030092 | 0.023666 | 0.020783 | 0.017403 | 0.016408
Portfolio Adjusted1-in-10Size: Under 20 kWOther2019January Monthly Peak | Portfolio Adjusted | 1-in-10 | Size: Under 20 kW | Other | 2019 | January Monthly Peak | 1 | 0.96412 | 0.94561 | 0.93712 | 0.93739 | 0.95818 | 1.0041 | 1.1062 | 1.1184 | 1.3866 | 1.5718 | 1.6277 | 1.5896 | 1.4939 | 1.4192 | 1.3508 | 1.3027 | 1.3195 | 1.448 | 1.351 | 1.2978 | 1.2194 | 1.128 | 1.054 | 1.0147 | 0 | 0 | 0 | 0 | 0 | 0 | 0 | 0 | 0 | 0 | 0 | 0 | 0 | 0 | 0.027016 | 0.026054 | 0.02639 | 0.028961 | 0 | 0 | 0 | 0 | 0 | 0 | 37.3429 | 36.5768 | 36.0251 | 35.2082 | 34.6875 | 34.2007 | 33.7263 | 33.4329 | 33.9867 | 37.0625 | 40.4271 | 42.9367 | 44.6214 | 45.8891 | 46.8949 | 47.0705 | 46.8585 | 45.8965 | 44.0426 | 42.693 | 41.5444 | 40.8802 | 40.0709 | 39.398 | 0.019935 | 0.018534 | 0.018189 | 0.017447 | 0.017376 | 0.017493 | 0.03156 | 0.029957 | 0.039203 | 0.043524 | 0.045415 | 0.047713 | 0.052045 | 0.058186 | 0.064364 | 0.068353 | 0.07096 | 0.059239 | 0.050575 | 0.033839 | 0.026613 | 0.023371 | 0.01957 | 0.018451
Portfolio Adjusted1-in-10Size: Under 20 kWOther2019February Monthly Peak | Portfolio Adjusted | 1-in-10 | Size: Under 20 kW | Other | 2019 | February Monthly Peak | 2 | 0.86453 | 0.84841 | 0.84074 | 0.84167 | 0.85887 | 0.89065 | 0.9248 | 0.91853 | 1.136 | 1.2884 | 1.3571 | 1.3561 | 1.3175 | 1.2965 | 1.286 | 1.2689 | 1.2536 | 1.2617 | 1.2669 | 1.1896 | 1.1072 | 1.015 | 0.94004 | 0.89749 | 0 | 0 | 0 | 0 | 0 | 0 | 0 | 0 | 0 | 0 | 0 | 0 | 0 | 0 | 0.02572 | 0.025378 | 0.025072 | 0.025234 | 0 | 0 | 0 | 0 | 0 | 0 | 45.5827 | 45.2077 | 44.9865 | 44.6219 | 44.536 | 43.8174 | 43.3277 | 43.4334 | 44.6372 | 47.99 | 51.1135 | 53.5111 | 55.1597 | 56.1302 | 56.8097 | 57.1284 | 56.6956 | 55.6831 | 53.5436 | 51.3308 | 49.7105 | 48.3269 | 47.1983 | 45.993 | 0.017647 | 0.016407 | 0.016102 | 0.015444 | 0.015382 | 0.015485 | 0.027938 | 0.026519 | 0.034704 | 0.038529 | 0.040203 | 0.042237 | 0.046071 | 0.051508 | 0.056977 | 0.060508 | 0.062816 | 0.05244 | 0.04477 | 0.029955 | 0.023559 | 0.020688 | 0.017324 | 0.016333
Portfolio Adjusted1-in-10Size: Under 20 kWOther2019March Monthly Peak | Portfolio Adjusted | 1-in-10 | Size: Under 20 kW | Other | 2019 | March Monthly Peak | 3 | 0.84422 | 0.82086 | 0.80801 | 0.80449 | 0.81261 | 0.83411 | 0.86455 | 0.8486 | 1.0222 | 1.1884 | 1.3034 | 1.3512 | 1.3611 | 1.3879 | 1.4168 | 1.4158 | 1.3647 | 1.233 | 1.1549 | 1.1844 | 1.1133 | 1.01 | 0.92968 | 0.88108 | 0 | 0 | 0 | 0 | 0 | 0 | 0 | 0 | 0 | 0 | 0 | 0 | 0 | 0 | 0.028336 | 0.028317 | 0.027293 | 0.02466 | 0 | 0 | 0 | 0 | 0 | 0 | 56.1214 | 54.9102 | 54.0942 | 53.1487 | 52.406 | 51.5823 | 50.9345 | 51.4037 | 55.048 | 60.4761 | 65.7831 | 70.1055 | 72.9843 | 74.6236 | 75.4629 | 75.8731 | 75.5377 | 74.1654 | 71.5518 | 67.7143 | 64.2803 | 61.4495 | 59.2911 | 57.6425 | 0.01746 | 0.016233 | 0.015931 | 0.015281 | 0.015219 | 0.015321 | 0.027642 | 0.026238 | 0.034336 | 0.038121 | 0.039777 | 0.041789 | 0.045583 | 0.050962 | 0.056374 | 0.059867 | 0.062151 | 0.051884 | 0.044296 | 0.029638 | 0.023309 | 0.020469 | 0.01714 | 0.01616
Portfolio Adjusted1-in-10Size: Under 20 kWOther2019April Monthly Peak | Portfolio Adjusted | 1-in-10 | Size: Under 20 kW | Other | 2019 | April Monthly Peak | 4 | 0.88037 | 0.85492 | 0.83606 | 0.83065 | 0.8332 | 0.85296 | 0.8172 | 0.84248 | 1.0804 | 1.3162 | 1.4864 | 1.5832 | 1.6321 | 1.6973 | 1.7499 | 1.7515 | 1.679 | 1.4617 | 1.2646 | 1.2547 | 1.2296 | 1.0981 | 0.99381 | 0.93363 | 0 | 0 | 0 | 0 | 0 | 0 | 0 | 0 | 0 | 0 | 0 | 0 | 0 | 0 | 0.034998 | 0.035029 | 0.03358 | 0.029233 | 0 | 0 | 0 | 0 | 0 | 0 | 66.8951 | 65.4447 | 63.746 | 62.5335 | 61.3682 | 60.2404 | 59.6085 | 59.5755 | 63.0222 | 69.3523 | 75.6629 | 80.9397 | 84.1354 | 86.2093 | 87.464 | 88.1534 | 88.0202 | 87.3475 | 85.324 | 82.2342 | 78.0977 | 74.3614 | 71.5836 | 69.8897 | 0.017597 | 0.01636 | 0.016056 | 0.015401 | 0.015338 | 0.015442 | 0.027859 | 0.026444 | 0.034605 | 0.03842 | 0.040089 | 0.042117 | 0.045941 | 0.051362 | 0.056816 | 0.060337 | 0.062638 | 0.052291 | 0.044643 | 0.02987 | 0.023492 | 0.02063 | 0.017275 | 0.016287
Portfolio Adjusted1-in-10Size: Under 20 kWOther2019May Monthly Peak | Portfolio Adjusted | 1-in-10 | Size: Under 20 kW | Other | 2019 | May Monthly Peak | 5 | 0.92306 | 0.89427 | 0.87198 | 0.86328 | 0.86204 | 0.8588 | 0.77602 | 0.88308 | 1.1697 | 1.4537 | 1.6597 | 1.7817 | 1.8396 | 1.9031 | 1.9565 | 1.9563 | 1.8775 | 1.6357 | 1.3923 | 1.2917 | 1.3156 | 1.1731 | 1.0516 | 0.98383 | 0 | 0 | 0 | 0 | 0 | 0 | 0 | 0 | 0 | 0 | 0 | 0 | 0 | 0 | 0.03913 | 0.039125 | 0.037551 | 0.032715 | 0 | 0 | 0 | 0 | 0 | 0 | 71.3128 | 69.62 | 68.2721 | 66.9103 | 65.5692 | 64.6233 | 64.0587 | 64.4976 | 67.9306 | 73.4811 | 79.4138 | 83.6501 | 87.1221 | 89.4595 | 90.8897 | 91.4765 | 91.1854 | 90.5257 | 88.8331 | 86.3691 | 82.6063 | 78.513 | 75.5485 | 72.704 | 0.017627 | 0.016388 | 0.016084 | 0.015427 | 0.015364 | 0.015468 | 0.027907 | 0.026489 | 0.034665 | 0.038486 | 0.040158 | 0.04219 | 0.04602 | 0.05145 | 0.056913 | 0.06044 | 0.062746 | 0.052381 | 0.04472 | 0.029922 | 0.023532 | 0.020665 | 0.017304 | 0.016315
Portfolio Adjusted1-in-10Size: Under 20 kWOther2019June Monthly Peak | Portfolio Adjusted | 1-in-10 | Size: Under 20 kW | Other | 2019 | June Monthly Peak | 6 | 0.98622 | 0.95053 | 0.92614 | 0.91452 | 0.90847 | 0.8896 | 0.83155 | 0.9786 | 1.3105 | 1.629 | 1.8701 | 2.0142 | 2.0854 | 2.1573 | 2.2095 | 2.1977 | 2.1069 | 1.8236 | 1.5358 | 1.3831 | 1.3881 | 1.2641 | 1.1304 | 1.0565 | 0 | 0 | 0 | 0 | 0 | 0 | 0 | 0 | 0 | 0 | 0 | 0 | 0 | 0 | 0.044191 | 0.043954 | 0.042137 | 0.036473 | 0 | 0 | 0 | 0 | 0 | 0 | 73.9441 | 72.4118 | 71.2947 | 69.8991 | 69.057 | 67.546 | 66.6812 | 67.4821 | 71.5996 | 77.0266 | 82.1099 | 85.7443 | 88.3215 | 90.1972 | 91.5479 | 92.3023 | 92.7003 | 92.1714 | 90.9034 | 88.8524 | 85.7209 | 81.8829 | 79.2612 | 77.3408 | 0.01778 | 0.01653 | 0.016223 | 0.015561 | 0.015497 | 0.015602 | 0.028149 | 0.026719 | 0.034965 | 0.038819 | 0.040506 | 0.042555 | 0.046418 | 0.051896 | 0.057406 | 0.060964 | 0.063289 | 0.052835 | 0.045107 | 0.030181 | 0.023736 | 0.020844 | 0.017454 | 0.016456
Portfolio Adjusted1-in-10Size: Under 20 kWOther2019July Monthly Peak | Portfolio Adjusted | 1-in-10 | Size: Under 20 kW | Other | 2019 | July Monthly Peak | 7 | 1.0258 | 0.98539 | 0.95742 | 0.94549 | 0.93923 | 0.94667 | 0.90106 | 1.0486 | 1.4144 | 1.7598 | 2.0113 | 2.1493 | 2.2089 | 2.2674 | 2.3088 | 2.2911 | 2.1927 | 1.8897 | 1.5971 | 1.4383 | 1.4397 | 1.3085 | 1.1702 | 1.0927 | 0 | 0 | 0 | 0 | 0 | 0 | 0 | 0 | 0 | 0 | 0 | 0 | 0 | 0 | 0.046176 | 0.045822 | 0.043854 | 0.037793 | 0 | 0 | 0 | 0 | 0 | 0 | 75.7283 | 74.6282 | 73.4926 | 72.4736 | 71.6344 | 70.7026 | 70.0371 | 70.3366 | 73.6752 | 78.7376 | 83.6802 | 87.5597 | 90.2136 | 92.0326 | 92.9063 | 93.1559 | 92.9752 | 92.3648 | 90.8593 | 88.616 | 85.8083 | 82.7081 | 80.4709 | 78.9589 | 0.017562 | 0.016328 | 0.016024 | 0.01537 | 0.015308 | 0.015411 | 0.027804 | 0.026392 | 0.034537 | 0.038344 | 0.040009 | 0.042034 | 0.04585 | 0.05126 | 0.056703 | 0.060217 | 0.062514 | 0.052187 | 0.044555 | 0.029811 | 0.023445 | 0.020589 | 0.01724 | 0.016254
Portfolio Adjusted1-in-10Size: Under 20 kWOther2019August Monthly Peak | Portfolio Adjusted | 1-in-10 | Size: Under 20 kW | Other | 2019 | August Monthly Peak | 8 | 1.0219 | 0.98381 | 0.95769 | 0.94459 | 0.93907 | 0.95642 | 0.9258 | 1.0333 | 1.3944 | 1.7579 | 2.0161 | 2.1761 | 2.2438 | 2.3112 | 2.3505 | 2.3315 | 2.2261 | 1.9127 | 1.6024 | 1.4853 | 1.4724 | 1.3085 | 1.1655 | 1.0938 | 0 | 0 | 0 | 0 | 0 | 0 | 0 | 0 | 0 | 0 | 0 | 0 | 0 | 0 | 0.047009 | 0.04663 | 0.044522 | 0.038255 | 0 | 0 | 0 | 0 | 0 | 0 | 76.3604 | 75.2812 | 73.9326 | 72.9433 | 72.0052 | 71.2576 | 70.5757 | 70.4203 | 73.1401 | 78.2785 | 82.9711 | 87.2783 | 90.5318 | 92.7017 | 94.0135 | 94.3737 | 93.9496 | 93.0904 | 91.9065 | 89.718 | 86.1745 | 83.2033 | 81.3125 | 79.4499 | 0.017803 | 0.016552 | 0.016244 | 0.015581 | 0.015518 | 0.015622 | 0.028185 | 0.026753 | 0.03501 | 0.03887 | 0.040558 | 0.04261 | 0.046479 | 0.051963 | 0.057481 | 0.061043 | 0.063371 | 0.052903 | 0.045166 | 0.03022 | 0.023767 | 0.020871 | 0.017477 | 0.016477
Portfolio Adjusted1-in-10Size: Under 20 kWOther2019September Monthly Peak | Portfolio Adjusted | 1-in-10 | Size: Under 20 kW | Other | 2019 | September Monthly Peak | 9 | 1.0043 | 0.96928 | 0.94285 | 0.92789 | 0.92556 | 0.94705 | 0.96204 | 1.0168 | 1.3759 | 1.7341 | 1.9985 | 2.1595 | 2.2328 | 2.3021 | 2.3447 | 2.3264 | 2.2244 | 1.9043 | 1.6029 | 1.5696 | 1.4464 | 1.2764 | 1.1422 | 1.0741 | 0 | 0 | 0 | 0 | 0 | 0 | 0 | 0 | 0 | 0 | 0 | 0 | 0 | 0 | 0.046894 | 0.046528 | 0.044487 | 0.038085 | 0 | 0 | 0 | 0 | 0 | 0 | 76.7382 | 75.461 | 74.0836 | 73.1277 | 72.0398 | 70.9271 | 70.1709 | 69.9534 | 72.2053 | 77.3332 | 82.9668 | 87.921 | 91.8026 | 94.2698 | 94.9862 | 95.6731 | 95.6807 | 94.8126 | 93.1033 | 90.09 | 85.7576 | 82.6421 | 80.4656 | 78.653 | 0.0178 | 0.016549 | 0.016241 | 0.015578 | 0.015515 | 0.01562 | 0.02818 | 0.026749 | 0.035004 | 0.038863 | 0.040551 | 0.042603 | 0.046471 | 0.051954 | 0.057471 | 0.061033 | 0.06336 | 0.052894 | 0.045158 | 0.030215 | 0.023763 | 0.020868 | 0.017474 | 0.016475
Portfolio Adjusted1-in-10Size: Under 20 kWOther2019October Monthly Peak | Portfolio Adjusted | 1-in-10 | Size: Under 20 kW | Other | 2019 | October Monthly Peak | 10 | 0.90843 | 0.87825 | 0.85661 | 0.8483 | 0.84917 | 0.86935 | 0.90863 | 0.9143 | 1.1585 | 1.4245 | 1.6393 | 1.7773 | 1.8514 | 1.9271 | 1.9845 | 1.9768 | 1.8837 | 1.6132 | 1.4789 | 1.4119 | 1.2811 | 1.1408 | 1.0311 | 0.97086 | 0 | 0 | 0 | 0 | 0 | 0 | 0 | 0 | 0 | 0 | 0 | 0 | 0 | 0 | 0.039689 | 0.039536 | 0.037674 | 0.032264 | 0 | 0 | 0 | 0 | 0 | 0 | 72.3637 | 71.1507 | 69.9878 | 68.5997 | 67.5443 | 66.4783 | 66.0384 | 65.5869 | 66.3606 | 71.1468 | 76.8439 | 81.7138 | 85.1683 | 87.6451 | 88.8637 | 89.1822 | 88.5803 | 87.1197 | 84.614 | 81.4118 | 78.2058 | 75.8281 | 73.9494 | 72.4143 | 0.017652 | 0.016412 | 0.016107 | 0.015449 | 0.015386 | 0.01549 | 0.027947 | 0.026527 | 0.034714 | 0.038541 | 0.040215 | 0.04225 | 0.046086 | 0.051524 | 0.056995 | 0.060527 | 0.062835 | 0.052456 | 0.044784 | 0.029965 | 0.023566 | 0.020695 | 0.017329 | 0.016338
Portfolio Adjusted1-in-10Size: Under 20 kWOther2019November Monthly Peak | Portfolio Adjusted | 1-in-10 | Size: Under 20 kW | Other | 2019 | November Monthly Peak | 11 | 0.81386 | 0.79354 | 0.78631 | 0.78836 | 0.79734 | 0.81868 | 0.78873 | 0.81268 | 1.0115 | 1.1792 | 1.2966 | 1.3538 | 1.3692 | 1.3955 | 1.421 | 1.407 | 1.376 | 1.3944 | 1.2617 | 1.1676 | 1.0717 | 0.97216 | 0.89897 | 0.85263 | 0 | 0 | 0 | 0 | 0 | 0 | 0 | 0 | 0 | 0 | 0 | 0 | 0 | 0 | 0.02842 | 0.02814 | 0.027519 | 0.027888 | 0 | 0 | 0 | 0 | 0 | 0 | 59.2239 | 57.8365 | 56.6288 | 55.3441 | 54.5726 | 54.0671 | 53.4454 | 53.0582 | 55.3451 | 59.8676 | 65.3477 | 69.6163 | 72.4627 | 74.1863 | 75.3523 | 75.7058 | 74.8107 | 72.5425 | 69.7333 | 66.4865 | 64.1605 | 62.5892 | 61.0224 | 59.8471 | 0.017526 | 0.016295 | 0.015992 | 0.015339 | 0.015276 | 0.01538 | 0.027747 | 0.026338 | 0.034466 | 0.038265 | 0.039928 | 0.041948 | 0.045756 | 0.051156 | 0.056587 | 0.060094 | 0.062386 | 0.052081 | 0.044464 | 0.02975 | 0.023397 | 0.020547 | 0.017205 | 0.016221
Portfolio Adjusted1-in-10Size: Under 20 kWOther2019December Monthly Peak | Portfolio Adjusted | 1-in-10 | Size: Under 20 kW | Other | 2019 | December Monthly Peak | 12 | 0.89981 | 0.87889 | 0.86879 | 0.86994 | 0.88679 | 0.9224 | 0.99462 | 1.0002 | 1.2361 | 1.4073 | 1.4734 | 1.4552 | 1.387 | 1.3331 | 1.2862 | 1.2515 | 1.3016 | 1.3993 | 1.2787 | 1.2227 | 1.1447 | 1.0683 | 0.99889 | 0.95231 | 0 | 0 | 0 | 0 | 0 | 0 | 0 | 0 | 0 | 0 | 0 | 0 | 0 | 0 | 0.025723 | 0.02503 | 0.026032 | 0.027985 | 0 | 0 | 0 | 0 | 0 | 0 | 40.6954 | 40.004 | 39.7306 | 39.2448 | 38.7959 | 38.2058 | 38.0216 | 37.8153 | 38.3795 | 41.1629 | 43.9444 | 46.5426 | 48.2598 | 49.1273 | 49.5365 | 49.5188 | 48.7794 | 47.1847 | 45.4207 | 44.1458 | 43.1642 | 42.1266 | 41.7163 | 41.262 | 0.018295 | 0.017009 | 0.016693 | 0.016012 | 0.015947 | 0.016054 | 0.028964 | 0.027493 | 0.035978 | 0.039944 | 0.04168 | 0.043788 | 0.047764 | 0.0534 | 0.05907 | 0.062731 | 0.065123 | 0.054366 | 0.046415 | 0.031056 | 0.024424 | 0.021448 | 0.01796 | 0.016933
Portfolio Adjusted1-in-10Size: Under 20 kWOther2019Typical Event Day | Portfolio Adjusted | 1-in-10 | Size: Under 20 kW | Other | 2019 | Typical Event Day | 8 | 1.0155 | 0.97794 | 0.95218 | 0.9393 | 0.93403 | 0.95103 | 0.91985 | 1.0241 | 1.3786 | 1.7354 | 1.9887 | 2.146 | 2.2131 | 2.2803 | 2.32 | 2.3022 | 2.198 | 1.8883 | 1.5843 | 1.4694 | 1.4588 | 1.2976 | 1.1563 | 1.0854 | 0 | 0 | 0 | 0 | 0 | 0 | 0 | 0 | 0 | 0 | 0 | 0 | 0 | 0 | 0.0464 | 0.046044 | 0.043961 | 0.037767 | 0 | 0 | 0 | 0 | 0 | 0 | 75.6928 | 74.4456 | 73.2009 | 72.1109 | 71.1841 | 70.1083 | 69.3662 | 69.5481 | 72.655 | 77.844 | 82.932 | 87.1258 | 90.2174 | 92.3003 | 93.3635 | 93.8763 | 93.8264 | 93.1098 | 91.6931 | 89.3191 | 85.8653 | 82.6091 | 80.3775 | 78.6007 | 0.017728 | 0.016482 | 0.016175 | 0.015515 | 0.015452 | 0.015556 | 0.028066 | 0.02664 | 0.034862 | 0.038705 | 0.040387 | 0.04243 | 0.046282 | 0.051744 | 0.057238 | 0.060785 | 0.063103 | 0.05268 | 0.044975 | 0.030092 | 0.023666 | 0.020783 | 0.017403 | 0.016408
Portfolio Adjusted1-in-10Size: Under 20 kWOther2020January Monthly Peak | Portfolio Adjusted | 1-in-10 | Size: Under 20 kW | Other | 2020 | January Monthly Peak | 1 | 0.96412 | 0.94561 | 0.93712 | 0.93739 | 0.95818 | 1.0041 | 1.1062 | 1.1184 | 1.3866 | 1.5718 | 1.6277 | 1.5896 | 1.4939 | 1.4192 | 1.3508 | 1.3027 | 1.3195 | 1.448 | 1.351 | 1.2978 | 1.2194 | 1.128 | 1.054 | 1.0147 | 0 | 0 | 0 | 0 | 0 | 0 | 0 | 0 | 0 | 0 | 0 | 0 | 0 | 0 | 0.027016 | 0.026054 | 0.02639 | 0.028961 | 0 | 0 | 0 | 0 | 0 | 0 | 37.3429 | 36.5768 | 36.0251 | 35.2082 | 34.6875 | 34.2007 | 33.7263 | 33.4329 | 33.9867 | 37.0625 | 40.4271 | 42.9367 | 44.6214 | 45.8891 | 46.8949 | 47.0705 | 46.8585 | 45.8965 | 44.0426 | 42.693 | 41.5444 | 40.8802 | 40.0709 | 39.398 | 0.019935 | 0.018534 | 0.018189 | 0.017447 | 0.017376 | 0.017493 | 0.03156 | 0.029957 | 0.039203 | 0.043524 | 0.045415 | 0.047713 | 0.052045 | 0.058186 | 0.064364 | 0.068353 | 0.07096 | 0.059239 | 0.050575 | 0.033839 | 0.026613 | 0.023371 | 0.01957 | 0.018451
Portfolio Adjusted1-in-10Size: Under 20 kWOther2020February Monthly Peak | Portfolio Adjusted | 1-in-10 | Size: Under 20 kW | Other | 2020 | February Monthly Peak | 2 | 0.86453 | 0.84841 | 0.84074 | 0.84167 | 0.85887 | 0.89065 | 0.9248 | 0.91853 | 1.136 | 1.2884 | 1.3571 | 1.3561 | 1.3175 | 1.2965 | 1.286 | 1.2689 | 1.2536 | 1.2617 | 1.2669 | 1.1896 | 1.1072 | 1.015 | 0.94004 | 0.89749 | 0 | 0 | 0 | 0 | 0 | 0 | 0 | 0 | 0 | 0 | 0 | 0 | 0 | 0 | 0.02572 | 0.025378 | 0.025072 | 0.025234 | 0 | 0 | 0 | 0 | 0 | 0 | 45.5827 | 45.2077 | 44.9865 | 44.6219 | 44.536 | 43.8174 | 43.3277 | 43.4334 | 44.6372 | 47.99 | 51.1135 | 53.5111 | 55.1597 | 56.1302 | 56.8097 | 57.1284 | 56.6956 | 55.6831 | 53.5436 | 51.3308 | 49.7105 | 48.3269 | 47.1983 | 45.993 | 0.017647 | 0.016407 | 0.016102 | 0.015444 | 0.015382 | 0.015485 | 0.027938 | 0.026519 | 0.034704 | 0.038529 | 0.040203 | 0.042237 | 0.046071 | 0.051508 | 0.056977 | 0.060508 | 0.062816 | 0.05244 | 0.04477 | 0.029955 | 0.023559 | 0.020688 | 0.017324 | 0.016333
Portfolio Adjusted1-in-10Size: Under 20 kWOther2020March Monthly Peak | Portfolio Adjusted | 1-in-10 | Size: Under 20 kW | Other | 2020 | March Monthly Peak | 3 | 0.84422 | 0.82086 | 0.80801 | 0.80449 | 0.81261 | 0.83411 | 0.86455 | 0.8486 | 1.0222 | 1.1884 | 1.3034 | 1.3512 | 1.3611 | 1.3879 | 1.4168 | 1.4158 | 1.3647 | 1.233 | 1.1549 | 1.1844 | 1.1133 | 1.01 | 0.92968 | 0.88108 | 0 | 0 | 0 | 0 | 0 | 0 | 0 | 0 | 0 | 0 | 0 | 0 | 0 | 0 | 0.028336 | 0.028317 | 0.027293 | 0.02466 | 0 | 0 | 0 | 0 | 0 | 0 | 56.1214 | 54.9102 | 54.0942 | 53.1487 | 52.406 | 51.5823 | 50.9345 | 51.4037 | 55.048 | 60.4761 | 65.7831 | 70.1055 | 72.9843 | 74.6236 | 75.4629 | 75.8731 | 75.5377 | 74.1654 | 71.5518 | 67.7143 | 64.2803 | 61.4495 | 59.2911 | 57.6425 | 0.01746 | 0.016233 | 0.015931 | 0.015281 | 0.015219 | 0.015321 | 0.027642 | 0.026238 | 0.034336 | 0.038121 | 0.039777 | 0.041789 | 0.045583 | 0.050962 | 0.056374 | 0.059867 | 0.062151 | 0.051884 | 0.044296 | 0.029638 | 0.023309 | 0.020469 | 0.01714 | 0.01616
Portfolio Adjusted1-in-10Size: Under 20 kWOther2020April Monthly Peak | Portfolio Adjusted | 1-in-10 | Size: Under 20 kW | Other | 2020 | April Monthly Peak | 4 | 0.88037 | 0.85492 | 0.83606 | 0.83065 | 0.8332 | 0.85296 | 0.8172 | 0.84248 | 1.0804 | 1.3162 | 1.4864 | 1.5832 | 1.6321 | 1.6973 | 1.7499 | 1.7515 | 1.679 | 1.4617 | 1.2646 | 1.2547 | 1.2296 | 1.0981 | 0.99381 | 0.93363 | 0 | 0 | 0 | 0 | 0 | 0 | 0 | 0 | 0 | 0 | 0 | 0 | 0 | 0 | 0.034998 | 0.035029 | 0.03358 | 0.029233 | 0 | 0 | 0 | 0 | 0 | 0 | 66.8951 | 65.4447 | 63.746 | 62.5335 | 61.3682 | 60.2404 | 59.6085 | 59.5755 | 63.0222 | 69.3523 | 75.6629 | 80.9397 | 84.1354 | 86.2093 | 87.464 | 88.1534 | 88.0202 | 87.3475 | 85.324 | 82.2342 | 78.0977 | 74.3614 | 71.5836 | 69.8897 | 0.017597 | 0.01636 | 0.016056 | 0.015401 | 0.015338 | 0.015442 | 0.027859 | 0.026444 | 0.034605 | 0.03842 | 0.040089 | 0.042117 | 0.045941 | 0.051362 | 0.056816 | 0.060337 | 0.062638 | 0.052291 | 0.044643 | 0.02987 | 0.023492 | 0.02063 | 0.017275 | 0.016287
Portfolio Adjusted1-in-10Size: Under 20 kWOther2020May Monthly Peak | Portfolio Adjusted | 1-in-10 | Size: Under 20 kW | Other | 2020 | May Monthly Peak | 5 | 0.92306 | 0.89427 | 0.87198 | 0.86328 | 0.86204 | 0.8588 | 0.77602 | 0.88308 | 1.1697 | 1.4537 | 1.6597 | 1.7817 | 1.8396 | 1.9031 | 1.9565 | 1.9563 | 1.8775 | 1.6357 | 1.3923 | 1.2917 | 1.3156 | 1.1731 | 1.0516 | 0.98383 | 0 | 0 | 0 | 0 | 0 | 0 | 0 | 0 | 0 | 0 | 0 | 0 | 0 | 0 | 0.03913 | 0.039125 | 0.037551 | 0.032715 | 0 | 0 | 0 | 0 | 0 | 0 | 71.3128 | 69.62 | 68.2721 | 66.9103 | 65.5692 | 64.6233 | 64.0587 | 64.4976 | 67.9306 | 73.4811 | 79.4138 | 83.6501 | 87.1221 | 89.4595 | 90.8897 | 91.4765 | 91.1854 | 90.5257 | 88.8331 | 86.3691 | 82.6063 | 78.513 | 75.5485 | 72.704 | 0.017627 | 0.016388 | 0.016084 | 0.015427 | 0.015364 | 0.015468 | 0.027907 | 0.026489 | 0.034665 | 0.038486 | 0.040158 | 0.04219 | 0.04602 | 0.05145 | 0.056913 | 0.06044 | 0.062746 | 0.052381 | 0.04472 | 0.029922 | 0.023532 | 0.020665 | 0.017304 | 0.016315
Portfolio Adjusted1-in-10Size: Under 20 kWOther2020June Monthly Peak | Portfolio Adjusted | 1-in-10 | Size: Under 20 kW | Other | 2020 | June Monthly Peak | 6 | 0.98622 | 0.95053 | 0.92614 | 0.91452 | 0.90847 | 0.8896 | 0.83155 | 0.9786 | 1.3105 | 1.629 | 1.8701 | 2.0142 | 2.0854 | 2.1573 | 2.2095 | 2.1977 | 2.1069 | 1.8236 | 1.5358 | 1.3831 | 1.3881 | 1.2641 | 1.1304 | 1.0565 | 0 | 0 | 0 | 0 | 0 | 0 | 0 | 0 | 0 | 0 | 0 | 0 | 0 | 0 | 0.044191 | 0.043954 | 0.042137 | 0.036473 | 0 | 0 | 0 | 0 | 0 | 0 | 73.9441 | 72.4118 | 71.2947 | 69.8991 | 69.057 | 67.546 | 66.6812 | 67.4821 | 71.5996 | 77.0267 | 82.1099 | 85.7443 | 88.3215 | 90.1973 | 91.5478 | 92.3023 | 92.7003 | 92.1714 | 90.9034 | 88.8524 | 85.7209 | 81.8829 | 79.2612 | 77.3408 | 0.01778 | 0.01653 | 0.016223 | 0.015561 | 0.015497 | 0.015602 | 0.028149 | 0.026719 | 0.034965 | 0.038819 | 0.040506 | 0.042555 | 0.046418 | 0.051896 | 0.057406 | 0.060964 | 0.063289 | 0.052835 | 0.045107 | 0.030181 | 0.023736 | 0.020844 | 0.017454 | 0.016456
Portfolio Adjusted1-in-10Size: Under 20 kWOther2020July Monthly Peak | Portfolio Adjusted | 1-in-10 | Size: Under 20 kW | Other | 2020 | July Monthly Peak | 7 | 1.0258 | 0.98539 | 0.95742 | 0.94549 | 0.93923 | 0.94667 | 0.90106 | 1.0486 | 1.4144 | 1.7598 | 2.0113 | 2.1493 | 2.2089 | 2.2674 | 2.3088 | 2.2911 | 2.1927 | 1.8897 | 1.5971 | 1.4383 | 1.4397 | 1.3085 | 1.1702 | 1.0927 | 0 | 0 | 0 | 0 | 0 | 0 | 0 | 0 | 0 | 0 | 0 | 0 | 0 | 0 | 0.046176 | 0.045822 | 0.043854 | 0.037793 | 0 | 0 | 0 | 0 | 0 | 0 | 75.7283 | 74.6282 | 73.4926 | 72.4736 | 71.6344 | 70.7026 | 70.037 | 70.3366 | 73.6752 | 78.7376 | 83.6802 | 87.5597 | 90.2136 | 92.0326 | 92.9063 | 93.1559 | 92.9752 | 92.3648 | 90.8593 | 88.616 | 85.8083 | 82.7081 | 80.4709 | 78.9589 | 0.017562 | 0.016328 | 0.016024 | 0.01537 | 0.015308 | 0.015411 | 0.027804 | 0.026392 | 0.034537 | 0.038344 | 0.040009 | 0.042034 | 0.04585 | 0.05126 | 0.056703 | 0.060217 | 0.062514 | 0.052187 | 0.044555 | 0.029811 | 0.023445 | 0.020589 | 0.01724 | 0.016254
Portfolio Adjusted1-in-10Size: Under 20 kWOther2020August Monthly Peak | Portfolio Adjusted | 1-in-10 | Size: Under 20 kW | Other | 2020 | August Monthly Peak | 8 | 1.0219 | 0.98381 | 0.95769 | 0.94459 | 0.93907 | 0.95642 | 0.9258 | 1.0333 | 1.3944 | 1.7579 | 2.0161 | 2.1761 | 2.2438 | 2.3112 | 2.3505 | 2.3315 | 2.2261 | 1.9127 | 1.6024 | 1.4853 | 1.4724 | 1.3085 | 1.1655 | 1.0938 | 0 | 0 | 0 | 0 | 0 | 0 | 0 | 0 | 0 | 0 | 0 | 0 | 0 | 0 | 0.047009 | 0.04663 | 0.044522 | 0.038255 | 0 | 0 | 0 | 0 | 0 | 0 | 76.3604 | 75.2812 | 73.9326 | 72.9433 | 72.0052 | 71.2576 | 70.5757 | 70.4203 | 73.1401 | 78.2785 | 82.9711 | 87.2783 | 90.5318 | 92.7017 | 94.0135 | 94.3737 | 93.9496 | 93.0904 | 91.9065 | 89.718 | 86.1745 | 83.2033 | 81.3125 | 79.4499 | 0.017803 | 0.016552 | 0.016244 | 0.015581 | 0.015518 | 0.015622 | 0.028185 | 0.026753 | 0.03501 | 0.03887 | 0.040558 | 0.04261 | 0.046479 | 0.051963 | 0.057481 | 0.061043 | 0.063371 | 0.052903 | 0.045166 | 0.03022 | 0.023767 | 0.020871 | 0.017477 | 0.016477
Portfolio Adjusted1-in-10Size: Under 20 kWOther2020September Monthly Peak | Portfolio Adjusted | 1-in-10 | Size: Under 20 kW | Other | 2020 | September Monthly Peak | 9 | 1.0043 | 0.96928 | 0.94285 | 0.92789 | 0.92556 | 0.94705 | 0.96204 | 1.0168 | 1.3759 | 1.7341 | 1.9985 | 2.1595 | 2.2328 | 2.3021 | 2.3447 | 2.3264 | 2.2244 | 1.9043 | 1.6029 | 1.5696 | 1.4464 | 1.2764 | 1.1422 | 1.0741 | 0 | 0 | 0 | 0 | 0 | 0 | 0 | 0 | 0 | 0 | 0 | 0 | 0 | 0 | 0.046894 | 0.046528 | 0.044487 | 0.038085 | 0 | 0 | 0 | 0 | 0 | 0 | 76.7382 | 75.461 | 74.0836 | 73.1277 | 72.0398 | 70.9271 | 70.1709 | 69.9534 | 72.2053 | 77.3332 | 82.9668 | 87.921 | 91.8026 | 94.2698 | 94.9862 | 95.6731 | 95.6807 | 94.8126 | 93.1033 | 90.09 | 85.7576 | 82.6421 | 80.4656 | 78.653 | 0.0178 | 0.016549 | 0.016241 | 0.015578 | 0.015515 | 0.01562 | 0.02818 | 0.026749 | 0.035004 | 0.038863 | 0.040551 | 0.042603 | 0.046471 | 0.051954 | 0.057471 | 0.061033 | 0.06336 | 0.052894 | 0.045158 | 0.030215 | 0.023763 | 0.020868 | 0.017474 | 0.016475
Portfolio Adjusted1-in-10Size: Under 20 kWOther2020October Monthly Peak | Portfolio Adjusted | 1-in-10 | Size: Under 20 kW | Other | 2020 | October Monthly Peak | 10 | 0.90843 | 0.87825 | 0.85661 | 0.8483 | 0.84917 | 0.86935 | 0.90863 | 0.9143 | 1.1585 | 1.4245 | 1.6393 | 1.7773 | 1.8514 | 1.9271 | 1.9845 | 1.9768 | 1.8837 | 1.6132 | 1.4789 | 1.4119 | 1.2811 | 1.1408 | 1.0311 | 0.97086 | 0 | 0 | 0 | 0 | 0 | 0 | 0 | 0 | 0 | 0 | 0 | 0 | 0 | 0 | 0.039689 | 0.039536 | 0.037674 | 0.032264 | 0 | 0 | 0 | 0 | 0 | 0 | 72.3637 | 71.1507 | 69.9878 | 68.5997 | 67.5443 | 66.4783 | 66.0384 | 65.5869 | 66.3606 | 71.1468 | 76.8439 | 81.7138 | 85.1683 | 87.6451 | 88.8637 | 89.1822 | 88.5803 | 87.1197 | 84.614 | 81.4118 | 78.2058 | 75.8281 | 73.9494 | 72.4143 | 0.017652 | 0.016412 | 0.016107 | 0.015449 | 0.015386 | 0.01549 | 0.027947 | 0.026527 | 0.034714 | 0.038541 | 0.040215 | 0.04225 | 0.046086 | 0.051524 | 0.056995 | 0.060527 | 0.062835 | 0.052456 | 0.044784 | 0.029965 | 0.023566 | 0.020695 | 0.017329 | 0.016338
Portfolio Adjusted1-in-10Size: Under 20 kWOther2020November Monthly Peak | Portfolio Adjusted | 1-in-10 | Size: Under 20 kW | Other | 2020 | November Monthly Peak | 11 | 0.81386 | 0.79354 | 0.78631 | 0.78836 | 0.79734 | 0.81868 | 0.78873 | 0.81268 | 1.0115 | 1.1792 | 1.2966 | 1.3538 | 1.3692 | 1.3955 | 1.421 | 1.407 | 1.376 | 1.3944 | 1.2617 | 1.1676 | 1.0717 | 0.97216 | 0.89897 | 0.85263 | 0 | 0 | 0 | 0 | 0 | 0 | 0 | 0 | 0 | 0 | 0 | 0 | 0 | 0 | 0.02842 | 0.02814 | 0.027519 | 0.027888 | 0 | 0 | 0 | 0 | 0 | 0 | 59.2239 | 57.8365 | 56.6288 | 55.3441 | 54.5726 | 54.0671 | 53.4454 | 53.0582 | 55.3451 | 59.8676 | 65.3477 | 69.6163 | 72.4627 | 74.1863 | 75.3523 | 75.7058 | 74.8107 | 72.5425 | 69.7333 | 66.4865 | 64.1605 | 62.5892 | 61.0224 | 59.8472 | 0.017526 | 0.016295 | 0.015992 | 0.015339 | 0.015276 | 0.01538 | 0.027747 | 0.026338 | 0.034466 | 0.038265 | 0.039928 | 0.041948 | 0.045756 | 0.051156 | 0.056587 | 0.060094 | 0.062386 | 0.052081 | 0.044464 | 0.02975 | 0.023397 | 0.020547 | 0.017205 | 0.016221
Portfolio Adjusted1-in-10Size: Under 20 kWOther2020December Monthly Peak | Portfolio Adjusted | 1-in-10 | Size: Under 20 kW | Other | 2020 | December Monthly Peak | 12 | 0.89981 | 0.87889 | 0.86879 | 0.86994 | 0.88679 | 0.9224 | 0.99462 | 1.0002 | 1.2361 | 1.4073 | 1.4734 | 1.4552 | 1.387 | 1.3331 | 1.2862 | 1.2515 | 1.3016 | 1.3993 | 1.2787 | 1.2227 | 1.1447 | 1.0683 | 0.99889 | 0.95231 | 0 | 0 | 0 | 0 | 0 | 0 | 0 | 0 | 0 | 0 | 0 | 0 | 0 | 0 | 0.025723 | 0.02503 | 0.026032 | 0.027985 | 0 | 0 | 0 | 0 | 0 | 0 | 40.6954 | 40.004 | 39.7306 | 39.2448 | 38.7959 | 38.2058 | 38.0216 | 37.8153 | 38.3795 | 41.1629 | 43.9444 | 46.5426 | 48.2598 | 49.1273 | 49.5365 | 49.5188 | 48.7794 | 47.1847 | 45.4207 | 44.1458 | 43.1642 | 42.1266 | 41.7163 | 41.262 | 0.018295 | 0.017009 | 0.016693 | 0.016012 | 0.015947 | 0.016054 | 0.028964 | 0.027493 | 0.035978 | 0.039944 | 0.04168 | 0.043788 | 0.047764 | 0.0534 | 0.05907 | 0.062731 | 0.065123 | 0.054366 | 0.046415 | 0.031056 | 0.024424 | 0.021448 | 0.01796 | 0.016933
Portfolio Adjusted1-in-10Size: Under 20 kWOther2020Typical Event Day | Portfolio Adjusted | 1-in-10 | Size: Under 20 kW | Other | 2020 | Typical Event Day | 8 | 1.0155 | 0.97794 | 0.95218 | 0.9393 | 0.93403 | 0.95103 | 0.91985 | 1.0241 | 1.3786 | 1.7354 | 1.9887 | 2.146 | 2.2131 | 2.2803 | 2.32 | 2.3022 | 2.198 | 1.8883 | 1.5843 | 1.4694 | 1.4588 | 1.2976 | 1.1563 | 1.0854 | 0 | 0 | 0 | 0 | 0 | 0 | 0 | 0 | 0 | 0 | 0 | 0 | 0 | 0 | 0.0464 | 0.046044 | 0.043961 | 0.037767 | 0 | 0 | 0 | 0 | 0 | 0 | 75.6928 | 74.4456 | 73.2009 | 72.1109 | 71.1841 | 70.1083 | 69.3662 | 69.5481 | 72.6551 | 77.844 | 82.932 | 87.1258 | 90.2174 | 92.3003 | 93.3635 | 93.8763 | 93.8265 | 93.1098 | 91.6931 | 89.3191 | 85.8653 | 82.6091 | 80.3775 | 78.6007 | 0.017728 | 0.016482 | 0.016175 | 0.015515 | 0.015452 | 0.015556 | 0.028066 | 0.02664 | 0.034862 | 0.038705 | 0.040387 | 0.04243 | 0.046282 | 0.051744 | 0.057238 | 0.060785 | 0.063103 | 0.05268 | 0.044975 | 0.030092 | 0.023666 | 0.020783 | 0.017403 | 0.016408
Portfolio Adjusted1-in-10Size: Under 20 kWOther2021January Monthly Peak | Portfolio Adjusted | 1-in-10 | Size: Under 20 kW | Other | 2021 | January Monthly Peak | 1 | 0.96412 | 0.94561 | 0.93712 | 0.93739 | 0.95818 | 1.0041 | 1.1062 | 1.1184 | 1.3866 | 1.5718 | 1.6277 | 1.5896 | 1.4939 | 1.4192 | 1.3508 | 1.3027 | 1.3195 | 1.448 | 1.351 | 1.2978 | 1.2194 | 1.128 | 1.054 | 1.0147 | 0 | 0 | 0 | 0 | 0 | 0 | 0 | 0 | 0 | 0 | 0 | 0 | 0 | 0 | 0.027016 | 0.026054 | 0.02639 | 0.028961 | 0 | 0 | 0 | 0 | 0 | 0 | 37.3429 | 36.5769 | 36.0251 | 35.2082 | 34.6875 | 34.2007 | 33.7263 | 33.4329 | 33.9867 | 37.0625 | 40.4271 | 42.9367 | 44.6214 | 45.8891 | 46.8949 | 47.0705 | 46.8585 | 45.8965 | 44.0426 | 42.693 | 41.5444 | 40.8802 | 40.0709 | 39.398 | 0.019935 | 0.018534 | 0.018189 | 0.017447 | 0.017376 | 0.017493 | 0.03156 | 0.029957 | 0.039203 | 0.043524 | 0.045415 | 0.047713 | 0.052045 | 0.058186 | 0.064364 | 0.068353 | 0.07096 | 0.059239 | 0.050575 | 0.033839 | 0.026613 | 0.023371 | 0.01957 | 0.018451
Portfolio Adjusted1-in-10Size: Under 20 kWOther2021February Monthly Peak | Portfolio Adjusted | 1-in-10 | Size: Under 20 kW | Other | 2021 | February Monthly Peak | 2 | 0.86453 | 0.84841 | 0.84074 | 0.84167 | 0.85887 | 0.89065 | 0.9248 | 0.91853 | 1.136 | 1.2884 | 1.3571 | 1.3561 | 1.3175 | 1.2965 | 1.286 | 1.2689 | 1.2536 | 1.2617 | 1.2669 | 1.1896 | 1.1072 | 1.015 | 0.94004 | 0.89749 | 0 | 0 | 0 | 0 | 0 | 0 | 0 | 0 | 0 | 0 | 0 | 0 | 0 | 0 | 0.02572 | 0.025378 | 0.025072 | 0.025234 | 0 | 0 | 0 | 0 | 0 | 0 | 45.5827 | 45.2077 | 44.9865 | 44.6219 | 44.536 | 43.8174 | 43.3277 | 43.4334 | 44.6372 | 47.99 | 51.1135 | 53.5111 | 55.1597 | 56.1302 | 56.8097 | 57.1284 | 56.6956 | 55.6831 | 53.5436 | 51.3308 | 49.7105 | 48.3269 | 47.1983 | 45.993 | 0.017647 | 0.016407 | 0.016102 | 0.015444 | 0.015382 | 0.015485 | 0.027938 | 0.026519 | 0.034704 | 0.038529 | 0.040203 | 0.042237 | 0.046071 | 0.051508 | 0.056977 | 0.060508 | 0.062816 | 0.05244 | 0.04477 | 0.029955 | 0.023559 | 0.020688 | 0.017324 | 0.016333
Portfolio Adjusted1-in-10Size: Under 20 kWOther2021March Monthly Peak | Portfolio Adjusted | 1-in-10 | Size: Under 20 kW | Other | 2021 | March Monthly Peak | 3 | 0.84422 | 0.82086 | 0.80801 | 0.80449 | 0.81261 | 0.83411 | 0.86455 | 0.8486 | 1.0222 | 1.1884 | 1.3034 | 1.3512 | 1.3611 | 1.3879 | 1.4168 | 1.4158 | 1.3647 | 1.233 | 1.1549 | 1.1844 | 1.1133 | 1.01 | 0.92968 | 0.88108 | 0 | 0 | 0 | 0 | 0 | 0 | 0 | 0 | 0 | 0 | 0 | 0 | 0 | 0 | 0.028336 | 0.028317 | 0.027293 | 0.02466 | 0 | 0 | 0 | 0 | 0 | 0 | 56.1214 | 54.9102 | 54.0942 | 53.1487 | 52.406 | 51.5823 | 50.9345 | 51.4037 | 55.048 | 60.4761 | 65.7831 | 70.1055 | 72.9843 | 74.6236 | 75.4629 | 75.8731 | 75.5377 | 74.1654 | 71.5518 | 67.7143 | 64.2803 | 61.4495 | 59.2911 | 57.6425 | 0.01746 | 0.016233 | 0.015931 | 0.015281 | 0.015219 | 0.015321 | 0.027642 | 0.026238 | 0.034336 | 0.038121 | 0.039777 | 0.041789 | 0.045583 | 0.050962 | 0.056374 | 0.059867 | 0.062151 | 0.051884 | 0.044296 | 0.029638 | 0.023309 | 0.020469 | 0.01714 | 0.01616
Portfolio Adjusted1-in-10Size: Under 20 kWOther2021April Monthly Peak | Portfolio Adjusted | 1-in-10 | Size: Under 20 kW | Other | 2021 | April Monthly Peak | 4 | 0.88037 | 0.85492 | 0.83606 | 0.83065 | 0.8332 | 0.85296 | 0.8172 | 0.84248 | 1.0804 | 1.3162 | 1.4864 | 1.5832 | 1.6321 | 1.6973 | 1.7499 | 1.7515 | 1.679 | 1.4617 | 1.2646 | 1.2547 | 1.2296 | 1.0981 | 0.99381 | 0.93363 | 0 | 0 | 0 | 0 | 0 | 0 | 0 | 0 | 0 | 0 | 0 | 0 | 0 | 0 | 0.034998 | 0.035029 | 0.03358 | 0.029233 | 0 | 0 | 0 | 0 | 0 | 0 | 66.8951 | 65.4447 | 63.746 | 62.5335 | 61.3682 | 60.2404 | 59.6085 | 59.5755 | 63.0222 | 69.3523 | 75.6629 | 80.9397 | 84.1354 | 86.2093 | 87.464 | 88.1534 | 88.0202 | 87.3475 | 85.324 | 82.2342 | 78.0977 | 74.3614 | 71.5836 | 69.8897 | 0.017597 | 0.01636 | 0.016056 | 0.015401 | 0.015338 | 0.015442 | 0.027859 | 0.026444 | 0.034605 | 0.03842 | 0.040089 | 0.042117 | 0.045941 | 0.051362 | 0.056816 | 0.060337 | 0.062638 | 0.052291 | 0.044643 | 0.02987 | 0.023492 | 0.02063 | 0.017275 | 0.016287
Portfolio Adjusted1-in-10Size: Under 20 kWOther2021May Monthly Peak | Portfolio Adjusted | 1-in-10 | Size: Under 20 kW | Other | 2021 | May Monthly Peak | 5 | 0.92306 | 0.89427 | 0.87198 | 0.86328 | 0.86204 | 0.8588 | 0.77602 | 0.88308 | 1.1697 | 1.4537 | 1.6597 | 1.7817 | 1.8396 | 1.9031 | 1.9565 | 1.9563 | 1.8775 | 1.6357 | 1.3923 | 1.2917 | 1.3156 | 1.1731 | 1.0516 | 0.98383 | 0 | 0 | 0 | 0 | 0 | 0 | 0 | 0 | 0 | 0 | 0 | 0 | 0 | 0 | 0.03913 | 0.039125 | 0.037551 | 0.032715 | 0 | 0 | 0 | 0 | 0 | 0 | 71.3128 | 69.62 | 68.2721 | 66.9103 | 65.5692 | 64.6233 | 64.0587 | 64.4976 | 67.9306 | 73.4811 | 79.4138 | 83.6501 | 87.1221 | 89.4595 | 90.8897 | 91.4765 | 91.1854 | 90.5257 | 88.8331 | 86.3691 | 82.6063 | 78.5129 | 75.5485 | 72.704 | 0.017627 | 0.016388 | 0.016084 | 0.015427 | 0.015364 | 0.015468 | 0.027907 | 0.026489 | 0.034665 | 0.038486 | 0.040158 | 0.04219 | 0.04602 | 0.05145 | 0.056913 | 0.06044 | 0.062746 | 0.052381 | 0.04472 | 0.029922 | 0.023532 | 0.020665 | 0.017304 | 0.016315
Portfolio Adjusted1-in-10Size: Under 20 kWOther2021June Monthly Peak | Portfolio Adjusted | 1-in-10 | Size: Under 20 kW | Other | 2021 | June Monthly Peak | 6 | 0.98622 | 0.95053 | 0.92614 | 0.91452 | 0.90847 | 0.8896 | 0.83155 | 0.9786 | 1.3105 | 1.629 | 1.8701 | 2.0142 | 2.0854 | 2.1573 | 2.2095 | 2.1977 | 2.1069 | 1.8236 | 1.5358 | 1.3831 | 1.3881 | 1.2641 | 1.1304 | 1.0565 | 0 | 0 | 0 | 0 | 0 | 0 | 0 | 0 | 0 | 0 | 0 | 0 | 0 | 0 | 0.044191 | 0.043954 | 0.042137 | 0.036473 | 0 | 0 | 0 | 0 | 0 | 0 | 73.9441 | 72.4118 | 71.2947 | 69.8991 | 69.057 | 67.546 | 66.6812 | 67.4821 | 71.5996 | 77.0267 | 82.1099 | 85.7443 | 88.3215 | 90.1972 | 91.5478 | 92.3023 | 92.7003 | 92.1714 | 90.9034 | 88.8524 | 85.7209 | 81.8829 | 79.2612 | 77.3408 | 0.01778 | 0.01653 | 0.016223 | 0.015561 | 0.015497 | 0.015602 | 0.028149 | 0.026719 | 0.034965 | 0.038819 | 0.040506 | 0.042555 | 0.046418 | 0.051896 | 0.057406 | 0.060964 | 0.063289 | 0.052835 | 0.045107 | 0.030181 | 0.023736 | 0.020844 | 0.017454 | 0.016456
Portfolio Adjusted1-in-10Size: Under 20 kWOther2021July Monthly Peak | Portfolio Adjusted | 1-in-10 | Size: Under 20 kW | Other | 2021 | July Monthly Peak | 7 | 1.0258 | 0.98539 | 0.95742 | 0.94549 | 0.93923 | 0.94667 | 0.90106 | 1.0486 | 1.4144 | 1.7598 | 2.0113 | 2.1493 | 2.2089 | 2.2674 | 2.3088 | 2.2911 | 2.1927 | 1.8897 | 1.5971 | 1.4383 | 1.4397 | 1.3085 | 1.1702 | 1.0927 | 0 | 0 | 0 | 0 | 0 | 0 | 0 | 0 | 0 | 0 | 0 | 0 | 0 | 0 | 0.046176 | 0.045822 | 0.043854 | 0.037793 | 0 | 0 | 0 | 0 | 0 | 0 | 75.7283 | 74.6282 | 73.4926 | 72.4736 | 71.6344 | 70.7026 | 70.0371 | 70.3366 | 73.6752 | 78.7376 | 83.6802 | 87.5597 | 90.2136 | 92.0326 | 92.9063 | 93.1559 | 92.9752 | 92.3648 | 90.8593 | 88.616 | 85.8083 | 82.7081 | 80.4709 | 78.9589 | 0.017562 | 0.016328 | 0.016024 | 0.01537 | 0.015308 | 0.015411 | 0.027804 | 0.026392 | 0.034537 | 0.038344 | 0.040009 | 0.042034 | 0.04585 | 0.05126 | 0.056703 | 0.060217 | 0.062514 | 0.052187 | 0.044555 | 0.029811 | 0.023445 | 0.020589 | 0.01724 | 0.016254
Portfolio Adjusted1-in-10Size: Under 20 kWOther2021August Monthly Peak | Portfolio Adjusted | 1-in-10 | Size: Under 20 kW | Other | 2021 | August Monthly Peak | 8 | 1.0219 | 0.98381 | 0.95769 | 0.94459 | 0.93907 | 0.95642 | 0.9258 | 1.0333 | 1.3944 | 1.7579 | 2.0161 | 2.1761 | 2.2438 | 2.3112 | 2.3505 | 2.3315 | 2.2261 | 1.9127 | 1.6024 | 1.4853 | 1.4724 | 1.3085 | 1.1655 | 1.0938 | 0 | 0 | 0 | 0 | 0 | 0 | 0 | 0 | 0 | 0 | 0 | 0 | 0 | 0 | 0.047009 | 0.04663 | 0.044522 | 0.038255 | 0 | 0 | 0 | 0 | 0 | 0 | 76.3604 | 75.2812 | 73.9326 | 72.9433 | 72.0052 | 71.2576 | 70.5757 | 70.4203 | 73.1401 | 78.2785 | 82.9711 | 87.2783 | 90.5318 | 92.7017 | 94.0135 | 94.3737 | 93.9496 | 93.0904 | 91.9065 | 89.718 | 86.1745 | 83.2033 | 81.3125 | 79.4499 | 0.017803 | 0.016552 | 0.016244 | 0.015581 | 0.015518 | 0.015622 | 0.028185 | 0.026753 | 0.03501 | 0.03887 | 0.040558 | 0.04261 | 0.046479 | 0.051963 | 0.057481 | 0.061043 | 0.063371 | 0.052903 | 0.045166 | 0.03022 | 0.023767 | 0.020871 | 0.017477 | 0.016477
Portfolio Adjusted1-in-10Size: Under 20 kWOther2021September Monthly Peak | Portfolio Adjusted | 1-in-10 | Size: Under 20 kW | Other | 2021 | September Monthly Peak | 9 | 1.0043 | 0.96928 | 0.94285 | 0.92789 | 0.92556 | 0.94705 | 0.96204 | 1.0168 | 1.3759 | 1.7341 | 1.9985 | 2.1595 | 2.2328 | 2.3021 | 2.3447 | 2.3264 | 2.2244 | 1.9043 | 1.6029 | 1.5696 | 1.4464 | 1.2764 | 1.1422 | 1.0741 | 0 | 0 | 0 | 0 | 0 | 0 | 0 | 0 | 0 | 0 | 0 | 0 | 0 | 0 | 0.046894 | 0.046528 | 0.044487 | 0.038085 | 0 | 0 | 0 | 0 | 0 | 0 | 76.7382 | 75.461 | 74.0836 | 73.1277 | 72.0398 | 70.9271 | 70.1709 | 69.9534 | 72.2053 | 77.3332 | 82.9668 | 87.921 | 91.8026 | 94.2698 | 94.9862 | 95.6731 | 95.6807 | 94.8126 | 93.1033 | 90.09 | 85.7576 | 82.6421 | 80.4656 | 78.653 | 0.0178 | 0.016549 | 0.016241 | 0.015578 | 0.015515 | 0.01562 | 0.02818 | 0.026749 | 0.035004 | 0.038863 | 0.040551 | 0.042603 | 0.046471 | 0.051954 | 0.057471 | 0.061033 | 0.06336 | 0.052894 | 0.045158 | 0.030215 | 0.023763 | 0.020868 | 0.017474 | 0.016475
Portfolio Adjusted1-in-10Size: Under 20 kWOther2021October Monthly Peak | Portfolio Adjusted | 1-in-10 | Size: Under 20 kW | Other | 2021 | October Monthly Peak | 10 | 0.90843 | 0.87825 | 0.85661 | 0.8483 | 0.84917 | 0.86935 | 0.90863 | 0.9143 | 1.1585 | 1.4245 | 1.6393 | 1.7773 | 1.8514 | 1.9271 | 1.9845 | 1.9768 | 1.8837 | 1.6132 | 1.4789 | 1.4119 | 1.2811 | 1.1408 | 1.0311 | 0.97086 | 0 | 0 | 0 | 0 | 0 | 0 | 0 | 0 | 0 | 0 | 0 | 0 | 0 | 0 | 0.039689 | 0.039536 | 0.037674 | 0.032264 | 0 | 0 | 0 | 0 | 0 | 0 | 72.3637 | 71.1507 | 69.9878 | 68.5997 | 67.5443 | 66.4783 | 66.0384 | 65.5869 | 66.3606 | 71.1468 | 76.8439 | 81.7138 | 85.1683 | 87.6451 | 88.8637 | 89.1822 | 88.5803 | 87.1197 | 84.614 | 81.4118 | 78.2058 | 75.8281 | 73.9494 | 72.4143 | 0.017652 | 0.016412 | 0.016107 | 0.015449 | 0.015386 | 0.01549 | 0.027947 | 0.026527 | 0.034714 | 0.038541 | 0.040215 | 0.04225 | 0.046086 | 0.051524 | 0.056995 | 0.060527 | 0.062835 | 0.052456 | 0.044784 | 0.029965 | 0.023566 | 0.020695 | 0.017329 | 0.016338
Portfolio Adjusted1-in-10Size: Under 20 kWOther2021November Monthly Peak | Portfolio Adjusted | 1-in-10 | Size: Under 20 kW | Other | 2021 | November Monthly Peak | 11 | 0.81386 | 0.79354 | 0.78631 | 0.78836 | 0.79734 | 0.81868 | 0.78873 | 0.81268 | 1.0115 | 1.1792 | 1.2966 | 1.3538 | 1.3692 | 1.3955 | 1.421 | 1.407 | 1.376 | 1.3944 | 1.2617 | 1.1676 | 1.0717 | 0.97216 | 0.89897 | 0.85263 | 0 | 0 | 0 | 0 | 0 | 0 | 0 | 0 | 0 | 0 | 0 | 0 | 0 | 0 | 0.02842 | 0.02814 | 0.027519 | 0.027888 | 0 | 0 | 0 | 0 | 0 | 0 | 59.2239 | 57.8365 | 56.6288 | 55.3441 | 54.5726 | 54.0671 | 53.4454 | 53.0582 | 55.3451 | 59.8676 | 65.3477 | 69.6163 | 72.4627 | 74.1863 | 75.3523 | 75.7058 | 74.8107 | 72.5425 | 69.7333 | 66.4865 | 64.1605 | 62.5892 | 61.0224 | 59.8471 | 0.017526 | 0.016295 | 0.015992 | 0.015339 | 0.015276 | 0.01538 | 0.027747 | 0.026338 | 0.034466 | 0.038265 | 0.039928 | 0.041948 | 0.045756 | 0.051156 | 0.056587 | 0.060094 | 0.062386 | 0.052081 | 0.044464 | 0.02975 | 0.023397 | 0.020547 | 0.017205 | 0.016221
Portfolio Adjusted1-in-10Size: Under 20 kWOther2021December Monthly Peak | Portfolio Adjusted | 1-in-10 | Size: Under 20 kW | Other | 2021 | December Monthly Peak | 12 | 0.89981 | 0.87889 | 0.86879 | 0.86994 | 0.88679 | 0.9224 | 0.99462 | 1.0002 | 1.2361 | 1.4073 | 1.4734 | 1.4552 | 1.387 | 1.3331 | 1.2862 | 1.2515 | 1.3016 | 1.3993 | 1.2787 | 1.2227 | 1.1447 | 1.0683 | 0.99889 | 0.95231 | 0 | 0 | 0 | 0 | 0 | 0 | 0 | 0 | 0 | 0 | 0 | 0 | 0 | 0 | 0.025723 | 0.02503 | 0.026032 | 0.027985 | 0 | 0 | 0 | 0 | 0 | 0 | 40.6954 | 40.004 | 39.7306 | 39.2448 | 38.7959 | 38.2058 | 38.0216 | 37.8153 | 38.3795 | 41.1629 | 43.9444 | 46.5426 | 48.2598 | 49.1273 | 49.5365 | 49.5188 | 48.7794 | 47.1847 | 45.4207 | 44.1458 | 43.1642 | 42.1266 | 41.7163 | 41.262 | 0.018295 | 0.017009 | 0.016693 | 0.016012 | 0.015947 | 0.016054 | 0.028964 | 0.027493 | 0.035978 | 0.039944 | 0.04168 | 0.043788 | 0.047764 | 0.0534 | 0.05907 | 0.062731 | 0.065123 | 0.054366 | 0.046415 | 0.031056 | 0.024424 | 0.021448 | 0.01796 | 0.016933
Portfolio Adjusted1-in-10Size: Under 20 kWOther2021Typical Event Day | Portfolio Adjusted | 1-in-10 | Size: Under 20 kW | Other | 2021 | Typical Event Day | 8 | 1.0155 | 0.97794 | 0.95218 | 0.9393 | 0.93403 | 0.95103 | 0.91985 | 1.0241 | 1.3786 | 1.7354 | 1.9887 | 2.146 | 2.2131 | 2.2803 | 2.32 | 2.3022 | 2.198 | 1.8883 | 1.5843 | 1.4694 | 1.4588 | 1.2976 | 1.1563 | 1.0854 | 0 | 0 | 0 | 0 | 0 | 0 | 0 | 0 | 0 | 0 | 0 | 0 | 0 | 0 | 0.0464 | 0.046044 | 0.043961 | 0.037767 | 0 | 0 | 0 | 0 | 0 | 0 | 75.6928 | 74.4455 | 73.2009 | 72.1109 | 71.1841 | 70.1083 | 69.3662 | 69.5481 | 72.655 | 77.844 | 82.932 | 87.1258 | 90.2174 | 92.3003 | 93.3635 | 93.8763 | 93.8265 | 93.1098 | 91.6931 | 89.3191 | 85.8653 | 82.6091 | 80.3775 | 78.6007 | 0.017728 | 0.016482 | 0.016175 | 0.015515 | 0.015452 | 0.015556 | 0.028066 | 0.02664 | 0.034862 | 0.038705 | 0.040387 | 0.04243 | 0.046282 | 0.051744 | 0.057238 | 0.060785 | 0.063103 | 0.05268 | 0.044975 | 0.030092 | 0.023666 | 0.020783 | 0.017403 | 0.016408
Portfolio Adjusted1-in-10Size: Under 20 kWOther2022January Monthly Peak | Portfolio Adjusted | 1-in-10 | Size: Under 20 kW | Other | 2022 | January Monthly Peak | 1 | 0.96412 | 0.94561 | 0.93712 | 0.93739 | 0.95818 | 1.0041 | 1.1062 | 1.1184 | 1.3866 | 1.5718 | 1.6277 | 1.5896 | 1.4939 | 1.4192 | 1.3508 | 1.3027 | 1.3195 | 1.448 | 1.351 | 1.2978 | 1.2194 | 1.128 | 1.054 | 1.0147 | 0 | 0 | 0 | 0 | 0 | 0 | 0 | 0 | 0 | 0 | 0 | 0 | 0 | 0 | 0.027016 | 0.026054 | 0.02639 | 0.028961 | 0 | 0 | 0 | 0 | 0 | 0 | 37.3429 | 36.5768 | 36.0251 | 35.2082 | 34.6875 | 34.2007 | 33.7263 | 33.4329 | 33.9867 | 37.0625 | 40.4271 | 42.9367 | 44.6214 | 45.8891 | 46.8949 | 47.0705 | 46.8585 | 45.8965 | 44.0426 | 42.693 | 41.5444 | 40.8802 | 40.0709 | 39.398 | 0.019935 | 0.018534 | 0.018189 | 0.017447 | 0.017376 | 0.017493 | 0.03156 | 0.029957 | 0.039203 | 0.043524 | 0.045415 | 0.047713 | 0.052045 | 0.058186 | 0.064364 | 0.068353 | 0.07096 | 0.059239 | 0.050575 | 0.033839 | 0.026613 | 0.023371 | 0.01957 | 0.018451
Portfolio Adjusted1-in-10Size: Under 20 kWOther2022February Monthly Peak | Portfolio Adjusted | 1-in-10 | Size: Under 20 kW | Other | 2022 | February Monthly Peak | 2 | 0.86453 | 0.84841 | 0.84074 | 0.84167 | 0.85887 | 0.89065 | 0.9248 | 0.91853 | 1.136 | 1.2884 | 1.3571 | 1.3561 | 1.3175 | 1.2965 | 1.286 | 1.2689 | 1.2536 | 1.2617 | 1.2669 | 1.1896 | 1.1072 | 1.015 | 0.94004 | 0.89749 | 0 | 0 | 0 | 0 | 0 | 0 | 0 | 0 | 0 | 0 | 0 | 0 | 0 | 0 | 0.02572 | 0.025378 | 0.025072 | 0.025234 | 0 | 0 | 0 | 0 | 0 | 0 | 45.5827 | 45.2077 | 44.9865 | 44.6219 | 44.536 | 43.8174 | 43.3277 | 43.4334 | 44.6372 | 47.99 | 51.1135 | 53.5111 | 55.1597 | 56.1302 | 56.8097 | 57.1284 | 56.6956 | 55.6831 | 53.5436 | 51.3308 | 49.7105 | 48.3269 | 47.1983 | 45.993 | 0.017647 | 0.016407 | 0.016102 | 0.015444 | 0.015382 | 0.015485 | 0.027938 | 0.026519 | 0.034704 | 0.038529 | 0.040203 | 0.042237 | 0.046071 | 0.051508 | 0.056977 | 0.060508 | 0.062816 | 0.05244 | 0.04477 | 0.029955 | 0.023559 | 0.020688 | 0.017324 | 0.016333
Portfolio Adjusted1-in-10Size: Under 20 kWOther2022March Monthly Peak | Portfolio Adjusted | 1-in-10 | Size: Under 20 kW | Other | 2022 | March Monthly Peak | 3 | 0.84422 | 0.82086 | 0.80801 | 0.80449 | 0.81261 | 0.83411 | 0.86455 | 0.8486 | 1.0222 | 1.1884 | 1.3034 | 1.3512 | 1.3611 | 1.3879 | 1.4168 | 1.4158 | 1.3647 | 1.233 | 1.1549 | 1.1844 | 1.1133 | 1.01 | 0.92968 | 0.88108 | 0 | 0 | 0 | 0 | 0 | 0 | 0 | 0 | 0 | 0 | 0 | 0 | 0 | 0 | 0.028336 | 0.028317 | 0.027293 | 0.02466 | 0 | 0 | 0 | 0 | 0 | 0 | 56.1214 | 54.9102 | 54.0942 | 53.1487 | 52.406 | 51.5823 | 50.9345 | 51.4037 | 55.048 | 60.4761 | 65.7831 | 70.1055 | 72.9843 | 74.6236 | 75.4629 | 75.8731 | 75.5377 | 74.1654 | 71.5518 | 67.7143 | 64.2803 | 61.4495 | 59.2911 | 57.6425 | 0.01746 | 0.016233 | 0.015931 | 0.015281 | 0.015219 | 0.015321 | 0.027642 | 0.026238 | 0.034336 | 0.038121 | 0.039777 | 0.041789 | 0.045583 | 0.050962 | 0.056374 | 0.059867 | 0.062151 | 0.051884 | 0.044296 | 0.029638 | 0.023309 | 0.020469 | 0.01714 | 0.01616
Portfolio Adjusted1-in-10Size: Under 20 kWOther2022April Monthly Peak | Portfolio Adjusted | 1-in-10 | Size: Under 20 kW | Other | 2022 | April Monthly Peak | 4 | 0.88037 | 0.85492 | 0.83606 | 0.83065 | 0.8332 | 0.85296 | 0.8172 | 0.84248 | 1.0804 | 1.3162 | 1.4864 | 1.5832 | 1.6321 | 1.6973 | 1.7499 | 1.7515 | 1.679 | 1.4617 | 1.2646 | 1.2547 | 1.2296 | 1.0981 | 0.99381 | 0.93363 | 0 | 0 | 0 | 0 | 0 | 0 | 0 | 0 | 0 | 0 | 0 | 0 | 0 | 0 | 0.034998 | 0.035029 | 0.03358 | 0.029233 | 0 | 0 | 0 | 0 | 0 | 0 | 66.8951 | 65.4447 | 63.746 | 62.5335 | 61.3683 | 60.2404 | 59.6085 | 59.5755 | 63.0222 | 69.3523 | 75.6629 | 80.9397 | 84.1354 | 86.2093 | 87.464 | 88.1534 | 88.0202 | 87.3475 | 85.324 | 82.2342 | 78.0977 | 74.3614 | 71.5836 | 69.8897 | 0.017597 | 0.01636 | 0.016056 | 0.015401 | 0.015338 | 0.015442 | 0.027859 | 0.026444 | 0.034605 | 0.03842 | 0.040089 | 0.042117 | 0.045941 | 0.051362 | 0.056816 | 0.060337 | 0.062638 | 0.052291 | 0.044643 | 0.02987 | 0.023492 | 0.02063 | 0.017275 | 0.016287
Portfolio Adjusted1-in-10Size: Under 20 kWOther2022May Monthly Peak | Portfolio Adjusted | 1-in-10 | Size: Under 20 kW | Other | 2022 | May Monthly Peak | 5 | 0.92306 | 0.89427 | 0.87198 | 0.86328 | 0.86204 | 0.8588 | 0.77602 | 0.88308 | 1.1697 | 1.4537 | 1.6597 | 1.7817 | 1.8396 | 1.9031 | 1.9565 | 1.9563 | 1.8775 | 1.6357 | 1.3923 | 1.2917 | 1.3156 | 1.1731 | 1.0516 | 0.98383 | 0 | 0 | 0 | 0 | 0 | 0 | 0 | 0 | 0 | 0 | 0 | 0 | 0 | 0 | 0.03913 | 0.039125 | 0.037551 | 0.032715 | 0 | 0 | 0 | 0 | 0 | 0 | 71.3128 | 69.62 | 68.2721 | 66.9103 | 65.5692 | 64.6233 | 64.0587 | 64.4976 | 67.9306 | 73.4811 | 79.4138 | 83.6501 | 87.1221 | 89.4595 | 90.8897 | 91.4765 | 91.1854 | 90.5257 | 88.8331 | 86.3691 | 82.6063 | 78.513 | 75.5485 | 72.704 | 0.017627 | 0.016388 | 0.016084 | 0.015427 | 0.015364 | 0.015468 | 0.027907 | 0.026489 | 0.034665 | 0.038486 | 0.040158 | 0.04219 | 0.04602 | 0.05145 | 0.056913 | 0.06044 | 0.062746 | 0.052381 | 0.04472 | 0.029922 | 0.023532 | 0.020665 | 0.017304 | 0.016315
Portfolio Adjusted1-in-10Size: Under 20 kWOther2022June Monthly Peak | Portfolio Adjusted | 1-in-10 | Size: Under 20 kW | Other | 2022 | June Monthly Peak | 6 | 0.98622 | 0.95053 | 0.92614 | 0.91452 | 0.90847 | 0.8896 | 0.83155 | 0.9786 | 1.3105 | 1.629 | 1.8701 | 2.0142 | 2.0854 | 2.1573 | 2.2095 | 2.1977 | 2.1069 | 1.8236 | 1.5358 | 1.3831 | 1.3881 | 1.2641 | 1.1304 | 1.0565 | 0 | 0 | 0 | 0 | 0 | 0 | 0 | 0 | 0 | 0 | 0 | 0 | 0 | 0 | 0.044191 | 0.043954 | 0.042137 | 0.036473 | 0 | 0 | 0 | 0 | 0 | 0 | 73.9441 | 72.4118 | 71.2947 | 69.8991 | 69.057 | 67.546 | 66.6812 | 67.4821 | 71.5996 | 77.0267 | 82.1099 | 85.7443 | 88.3215 | 90.1973 | 91.5478 | 92.3023 | 92.7003 | 92.1714 | 90.9034 | 88.8524 | 85.7209 | 81.8829 | 79.2611 | 77.3408 | 0.01778 | 0.01653 | 0.016223 | 0.015561 | 0.015497 | 0.015602 | 0.028149 | 0.026719 | 0.034965 | 0.038819 | 0.040506 | 0.042555 | 0.046418 | 0.051896 | 0.057406 | 0.060964 | 0.063289 | 0.052835 | 0.045107 | 0.030181 | 0.023736 | 0.020844 | 0.017454 | 0.016456
Portfolio Adjusted1-in-10Size: Under 20 kWOther2022July Monthly Peak | Portfolio Adjusted | 1-in-10 | Size: Under 20 kW | Other | 2022 | July Monthly Peak | 7 | 1.0258 | 0.98539 | 0.95742 | 0.94549 | 0.93923 | 0.94667 | 0.90106 | 1.0486 | 1.4144 | 1.7598 | 2.0113 | 2.1493 | 2.2089 | 2.2674 | 2.3088 | 2.2911 | 2.1927 | 1.8897 | 1.5971 | 1.4383 | 1.4397 | 1.3085 | 1.1702 | 1.0927 | 0 | 0 | 0 | 0 | 0 | 0 | 0 | 0 | 0 | 0 | 0 | 0 | 0 | 0 | 0.046176 | 0.045822 | 0.043854 | 0.037793 | 0 | 0 | 0 | 0 | 0 | 0 | 75.7283 | 74.6282 | 73.4926 | 72.4736 | 71.6344 | 70.7026 | 70.037 | 70.3366 | 73.6752 | 78.7376 | 83.6802 | 87.5597 | 90.2136 | 92.0326 | 92.9063 | 93.1559 | 92.9752 | 92.3648 | 90.8593 | 88.616 | 85.8083 | 82.7081 | 80.4709 | 78.9589 | 0.017562 | 0.016328 | 0.016024 | 0.01537 | 0.015308 | 0.015411 | 0.027804 | 0.026392 | 0.034537 | 0.038344 | 0.040009 | 0.042034 | 0.04585 | 0.05126 | 0.056703 | 0.060217 | 0.062514 | 0.052187 | 0.044555 | 0.029811 | 0.023445 | 0.020589 | 0.01724 | 0.016254
Portfolio Adjusted1-in-10Size: Under 20 kWOther2022August Monthly Peak | Portfolio Adjusted | 1-in-10 | Size: Under 20 kW | Other | 2022 | August Monthly Peak | 8 | 1.0219 | 0.98381 | 0.95769 | 0.94459 | 0.93907 | 0.95642 | 0.9258 | 1.0333 | 1.3944 | 1.7579 | 2.0161 | 2.1761 | 2.2438 | 2.3112 | 2.3505 | 2.3315 | 2.2261 | 1.9127 | 1.6024 | 1.4853 | 1.4724 | 1.3085 | 1.1655 | 1.0938 | 0 | 0 | 0 | 0 | 0 | 0 | 0 | 0 | 0 | 0 | 0 | 0 | 0 | 0 | 0.047009 | 0.04663 | 0.044522 | 0.038255 | 0 | 0 | 0 | 0 | 0 | 0 | 76.3604 | 75.2812 | 73.9326 | 72.9433 | 72.0052 | 71.2576 | 70.5757 | 70.4203 | 73.1401 | 78.2785 | 82.9711 | 87.2783 | 90.5318 | 92.7017 | 94.0135 | 94.3737 | 93.9496 | 93.0904 | 91.9065 | 89.718 | 86.1745 | 83.2033 | 81.3125 | 79.4499 | 0.017803 | 0.016552 | 0.016244 | 0.015581 | 0.015518 | 0.015622 | 0.028185 | 0.026753 | 0.03501 | 0.03887 | 0.040558 | 0.04261 | 0.046479 | 0.051963 | 0.057481 | 0.061043 | 0.063371 | 0.052903 | 0.045166 | 0.03022 | 0.023767 | 0.020871 | 0.017477 | 0.016477
Portfolio Adjusted1-in-10Size: Under 20 kWOther2022September Monthly Peak | Portfolio Adjusted | 1-in-10 | Size: Under 20 kW | Other | 2022 | September Monthly Peak | 9 | 1.0043 | 0.96928 | 0.94285 | 0.92789 | 0.92556 | 0.94705 | 0.96204 | 1.0168 | 1.3759 | 1.7341 | 1.9985 | 2.1595 | 2.2328 | 2.3021 | 2.3447 | 2.3264 | 2.2244 | 1.9043 | 1.6029 | 1.5696 | 1.4464 | 1.2764 | 1.1422 | 1.0741 | 0 | 0 | 0 | 0 | 0 | 0 | 0 | 0 | 0 | 0 | 0 | 0 | 0 | 0 | 0.046894 | 0.046528 | 0.044487 | 0.038085 | 0 | 0 | 0 | 0 | 0 | 0 | 76.7382 | 75.461 | 74.0836 | 73.1277 | 72.0398 | 70.9271 | 70.1709 | 69.9534 | 72.2053 | 77.3332 | 82.9668 | 87.921 | 91.8026 | 94.2698 | 94.9862 | 95.6731 | 95.6807 | 94.8126 | 93.1033 | 90.09 | 85.7575 | 82.6421 | 80.4656 | 78.653 | 0.0178 | 0.016549 | 0.016241 | 0.015578 | 0.015515 | 0.01562 | 0.02818 | 0.026749 | 0.035004 | 0.038863 | 0.040551 | 0.042603 | 0.046471 | 0.051954 | 0.057471 | 0.061033 | 0.06336 | 0.052894 | 0.045158 | 0.030215 | 0.023763 | 0.020868 | 0.017474 | 0.016475
Portfolio Adjusted1-in-10Size: Under 20 kWOther2022October Monthly Peak | Portfolio Adjusted | 1-in-10 | Size: Under 20 kW | Other | 2022 | October Monthly Peak | 10 | 0.90843 | 0.87825 | 0.85661 | 0.8483 | 0.84917 | 0.86935 | 0.90863 | 0.9143 | 1.1585 | 1.4245 | 1.6393 | 1.7773 | 1.8514 | 1.9271 | 1.9845 | 1.9768 | 1.8837 | 1.6132 | 1.4789 | 1.4119 | 1.2811 | 1.1408 | 1.0311 | 0.97086 | 0 | 0 | 0 | 0 | 0 | 0 | 0 | 0 | 0 | 0 | 0 | 0 | 0 | 0 | 0.039689 | 0.039536 | 0.037674 | 0.032264 | 0 | 0 | 0 | 0 | 0 | 0 | 72.3637 | 71.1507 | 69.9878 | 68.5997 | 67.5443 | 66.4783 | 66.0384 | 65.5869 | 66.3606 | 71.1468 | 76.8439 | 81.7138 | 85.1683 | 87.6451 | 88.8637 | 89.1822 | 88.5803 | 87.1197 | 84.614 | 81.4118 | 78.2058 | 75.8281 | 73.9494 | 72.4143 | 0.017652 | 0.016412 | 0.016107 | 0.015449 | 0.015386 | 0.01549 | 0.027947 | 0.026527 | 0.034714 | 0.038541 | 0.040215 | 0.04225 | 0.046086 | 0.051524 | 0.056995 | 0.060527 | 0.062835 | 0.052456 | 0.044784 | 0.029965 | 0.023566 | 0.020695 | 0.017329 | 0.016338
Portfolio Adjusted1-in-10Size: Under 20 kWOther2022November Monthly Peak | Portfolio Adjusted | 1-in-10 | Size: Under 20 kW | Other | 2022 | November Monthly Peak | 11 | 0.81386 | 0.79354 | 0.78631 | 0.78836 | 0.79734 | 0.81868 | 0.78873 | 0.81268 | 1.0115 | 1.1792 | 1.2966 | 1.3538 | 1.3692 | 1.3955 | 1.421 | 1.407 | 1.376 | 1.3944 | 1.2617 | 1.1676 | 1.0717 | 0.97216 | 0.89897 | 0.85263 | 0 | 0 | 0 | 0 | 0 | 0 | 0 | 0 | 0 | 0 | 0 | 0 | 0 | 0 | 0.02842 | 0.02814 | 0.027519 | 0.027888 | 0 | 0 | 0 | 0 | 0 | 0 | 59.2239 | 57.8365 | 56.6288 | 55.3441 | 54.5726 | 54.0671 | 53.4454 | 53.0582 | 55.3451 | 59.8676 | 65.3477 | 69.6163 | 72.4627 | 74.1863 | 75.3523 | 75.7058 | 74.8107 | 72.5425 | 69.7333 | 66.4865 | 64.1605 | 62.5892 | 61.0224 | 59.8471 | 0.017526 | 0.016295 | 0.015992 | 0.015339 | 0.015276 | 0.01538 | 0.027747 | 0.026338 | 0.034466 | 0.038265 | 0.039928 | 0.041948 | 0.045756 | 0.051156 | 0.056587 | 0.060094 | 0.062386 | 0.052081 | 0.044464 | 0.02975 | 0.023397 | 0.020547 | 0.017205 | 0.016221
Portfolio Adjusted1-in-10Size: Under 20 kWOther2022December Monthly Peak | Portfolio Adjusted | 1-in-10 | Size: Under 20 kW | Other | 2022 | December Monthly Peak | 12 | 0.89981 | 0.87889 | 0.86879 | 0.86994 | 0.88679 | 0.9224 | 0.99462 | 1.0002 | 1.2361 | 1.4073 | 1.4734 | 1.4552 | 1.387 | 1.3331 | 1.2862 | 1.2515 | 1.3016 | 1.3993 | 1.2787 | 1.2227 | 1.1447 | 1.0683 | 0.99889 | 0.95231 | 0 | 0 | 0 | 0 | 0 | 0 | 0 | 0 | 0 | 0 | 0 | 0 | 0 | 0 | 0.025723 | 0.02503 | 0.026032 | 0.027985 | 0 | 0 | 0 | 0 | 0 | 0 | 40.6954 | 40.004 | 39.7306 | 39.2448 | 38.7959 | 38.2058 | 38.0216 | 37.8153 | 38.3795 | 41.1629 | 43.9444 | 46.5426 | 48.2598 | 49.1273 | 49.5365 | 49.5188 | 48.7794 | 47.1847 | 45.4207 | 44.1458 | 43.1642 | 42.1266 | 41.7163 | 41.262 | 0.018295 | 0.017009 | 0.016693 | 0.016012 | 0.015947 | 0.016054 | 0.028964 | 0.027493 | 0.035978 | 0.039944 | 0.04168 | 0.043788 | 0.047764 | 0.0534 | 0.05907 | 0.062731 | 0.065123 | 0.054366 | 0.046415 | 0.031056 | 0.024424 | 0.021448 | 0.01796 | 0.016933
Portfolio Adjusted1-in-10Size: Under 20 kWOther2022Typical Event Day | Portfolio Adjusted | 1-in-10 | Size: Under 20 kW | Other | 2022 | Typical Event Day | 8 | 1.0155 | 0.97794 | 0.95218 | 0.9393 | 0.93403 | 0.95103 | 0.91985 | 1.0241 | 1.3786 | 1.7354 | 1.9887 | 2.146 | 2.2131 | 2.2803 | 2.32 | 2.3022 | 2.198 | 1.8883 | 1.5843 | 1.4694 | 1.4588 | 1.2976 | 1.1563 | 1.0854 | 0 | 0 | 0 | 0 | 0 | 0 | 0 | 0 | 0 | 0 | 0 | 0 | 0 | 0 | 0.0464 | 0.046044 | 0.043961 | 0.037767 | 0 | 0 | 0 | 0 | 0 | 0 | 75.6928 | 74.4456 | 73.2009 | 72.1109 | 71.1841 | 70.1083 | 69.3662 | 69.5481 | 72.6551 | 77.844 | 82.932 | 87.1258 | 90.2174 | 92.3003 | 93.3635 | 93.8763 | 93.8265 | 93.1098 | 91.6931 | 89.3191 | 85.8653 | 82.6091 | 80.3775 | 78.6007 | 0.017728 | 0.016482 | 0.016175 | 0.015515 | 0.015452 | 0.015556 | 0.028066 | 0.02664 | 0.034862 | 0.038705 | 0.040387 | 0.04243 | 0.046282 | 0.051744 | 0.057238 | 0.060785 | 0.063103 | 0.05268 | 0.044975 | 0.030092 | 0.023666 | 0.020783 | 0.017403 | 0.016408
Portfolio Adjusted1-in-10Size: Under 20 kWOther2023January Monthly Peak | Portfolio Adjusted | 1-in-10 | Size: Under 20 kW | Other | 2023 | January Monthly Peak | 1 | 0.96412 | 0.94561 | 0.93712 | 0.93739 | 0.95818 | 1.0041 | 1.1062 | 1.1184 | 1.3866 | 1.5718 | 1.6277 | 1.5896 | 1.4939 | 1.4192 | 1.3508 | 1.3027 | 1.3195 | 1.448 | 1.351 | 1.2978 | 1.2194 | 1.128 | 1.054 | 1.0147 | 0 | 0 | 0 | 0 | 0 | 0 | 0 | 0 | 0 | 0 | 0 | 0 | 0 | 0 | 0.027016 | 0.026054 | 0.02639 | 0.028961 | 0 | 0 | 0 | 0 | 0 | 0 | 37.3429 | 36.5768 | 36.0251 | 35.2082 | 34.6875 | 34.2007 | 33.7263 | 33.4329 | 33.9867 | 37.0625 | 40.4271 | 42.9367 | 44.6214 | 45.8891 | 46.8949 | 47.0705 | 46.8585 | 45.8965 | 44.0426 | 42.693 | 41.5444 | 40.8802 | 40.0709 | 39.398 | 0.019935 | 0.018534 | 0.018189 | 0.017447 | 0.017376 | 0.017493 | 0.03156 | 0.029957 | 0.039203 | 0.043524 | 0.045415 | 0.047713 | 0.052045 | 0.058186 | 0.064364 | 0.068353 | 0.07096 | 0.059239 | 0.050575 | 0.033839 | 0.026613 | 0.023371 | 0.01957 | 0.018451
Portfolio Adjusted1-in-10Size: Under 20 kWOther2023February Monthly Peak | Portfolio Adjusted | 1-in-10 | Size: Under 20 kW | Other | 2023 | February Monthly Peak | 2 | 0.86453 | 0.84841 | 0.84074 | 0.84167 | 0.85887 | 0.89065 | 0.9248 | 0.91853 | 1.136 | 1.2884 | 1.3571 | 1.3561 | 1.3175 | 1.2965 | 1.286 | 1.2689 | 1.2536 | 1.2617 | 1.2669 | 1.1896 | 1.1072 | 1.015 | 0.94004 | 0.89749 | 0 | 0 | 0 | 0 | 0 | 0 | 0 | 0 | 0 | 0 | 0 | 0 | 0 | 0 | 0.02572 | 0.025378 | 0.025072 | 0.025234 | 0 | 0 | 0 | 0 | 0 | 0 | 45.5827 | 45.2077 | 44.9865 | 44.6219 | 44.536 | 43.8174 | 43.3277 | 43.4334 | 44.6372 | 47.99 | 51.1135 | 53.5111 | 55.1597 | 56.1302 | 56.8097 | 57.1284 | 56.6956 | 55.6831 | 53.5436 | 51.3308 | 49.7105 | 48.3269 | 47.1983 | 45.993 | 0.017647 | 0.016407 | 0.016102 | 0.015444 | 0.015382 | 0.015485 | 0.027938 | 0.026519 | 0.034704 | 0.038529 | 0.040203 | 0.042237 | 0.046071 | 0.051508 | 0.056977 | 0.060508 | 0.062816 | 0.05244 | 0.04477 | 0.029955 | 0.023559 | 0.020688 | 0.017324 | 0.016333
Portfolio Adjusted1-in-10Size: Under 20 kWOther2023March Monthly Peak | Portfolio Adjusted | 1-in-10 | Size: Under 20 kW | Other | 2023 | March Monthly Peak | 3 | 0.84422 | 0.82086 | 0.80801 | 0.80449 | 0.81261 | 0.83411 | 0.86455 | 0.8486 | 1.0222 | 1.1884 | 1.3034 | 1.3512 | 1.3611 | 1.3879 | 1.4168 | 1.4158 | 1.3647 | 1.233 | 1.1549 | 1.1844 | 1.1133 | 1.01 | 0.92968 | 0.88108 | 0 | 0 | 0 | 0 | 0 | 0 | 0 | 0 | 0 | 0 | 0 | 0 | 0 | 0 | 0.028336 | 0.028317 | 0.027293 | 0.02466 | 0 | 0 | 0 | 0 | 0 | 0 | 56.1214 | 54.9102 | 54.0942 | 53.1487 | 52.406 | 51.5823 | 50.9345 | 51.4037 | 55.048 | 60.4761 | 65.7831 | 70.1055 | 72.9843 | 74.6236 | 75.4629 | 75.8731 | 75.5377 | 74.1654 | 71.5518 | 67.7143 | 64.2803 | 61.4495 | 59.2911 | 57.6425 | 0.01746 | 0.016233 | 0.015931 | 0.015281 | 0.015219 | 0.015321 | 0.027642 | 0.026238 | 0.034336 | 0.038121 | 0.039777 | 0.041789 | 0.045583 | 0.050962 | 0.056374 | 0.059867 | 0.062151 | 0.051884 | 0.044296 | 0.029638 | 0.023309 | 0.020469 | 0.01714 | 0.01616
Portfolio Adjusted1-in-10Size: Under 20 kWOther2023April Monthly Peak | Portfolio Adjusted | 1-in-10 | Size: Under 20 kW | Other | 2023 | April Monthly Peak | 4 | 0.88037 | 0.85492 | 0.83606 | 0.83065 | 0.8332 | 0.85296 | 0.8172 | 0.84248 | 1.0804 | 1.3162 | 1.4864 | 1.5832 | 1.6321 | 1.6973 | 1.7499 | 1.7515 | 1.679 | 1.4617 | 1.2646 | 1.2547 | 1.2296 | 1.0981 | 0.99381 | 0.93363 | 0 | 0 | 0 | 0 | 0 | 0 | 0 | 0 | 0 | 0 | 0 | 0 | 0 | 0 | 0.034998 | 0.035029 | 0.03358 | 0.029233 | 0 | 0 | 0 | 0 | 0 | 0 | 66.8952 | 65.4447 | 63.746 | 62.5335 | 61.3683 | 60.2404 | 59.6085 | 59.5755 | 63.0222 | 69.3523 | 75.6629 | 80.9397 | 84.1354 | 86.2093 | 87.464 | 88.1534 | 88.0202 | 87.3475 | 85.324 | 82.2342 | 78.0977 | 74.3614 | 71.5836 | 69.8897 | 0.017597 | 0.01636 | 0.016056 | 0.015401 | 0.015338 | 0.015442 | 0.027859 | 0.026444 | 0.034605 | 0.03842 | 0.040089 | 0.042117 | 0.045941 | 0.051362 | 0.056816 | 0.060337 | 0.062638 | 0.052291 | 0.044643 | 0.02987 | 0.023492 | 0.02063 | 0.017275 | 0.016287
Portfolio Adjusted1-in-10Size: Under 20 kWOther2023May Monthly Peak | Portfolio Adjusted | 1-in-10 | Size: Under 20 kW | Other | 2023 | May Monthly Peak | 5 | 0.92306 | 0.89427 | 0.87198 | 0.86328 | 0.86204 | 0.8588 | 0.77602 | 0.88308 | 1.1697 | 1.4537 | 1.6597 | 1.7817 | 1.8396 | 1.9031 | 1.9565 | 1.9563 | 1.8775 | 1.6357 | 1.3923 | 1.2917 | 1.3156 | 1.1731 | 1.0516 | 0.98383 | 0 | 0 | 0 | 0 | 0 | 0 | 0 | 0 | 0 | 0 | 0 | 0 | 0 | 0 | 0.03913 | 0.039125 | 0.037551 | 0.032715 | 0 | 0 | 0 | 0 | 0 | 0 | 71.3128 | 69.62 | 68.2721 | 66.9103 | 65.5692 | 64.6233 | 64.0587 | 64.4976 | 67.9306 | 73.4811 | 79.4138 | 83.6501 | 87.1221 | 89.4595 | 90.8897 | 91.4765 | 91.1854 | 90.5257 | 88.8331 | 86.3691 | 82.6063 | 78.5129 | 75.5485 | 72.704 | 0.017627 | 0.016388 | 0.016084 | 0.015427 | 0.015364 | 0.015468 | 0.027907 | 0.026489 | 0.034665 | 0.038486 | 0.040158 | 0.04219 | 0.04602 | 0.05145 | 0.056913 | 0.06044 | 0.062746 | 0.052381 | 0.04472 | 0.029922 | 0.023532 | 0.020665 | 0.017304 | 0.016315
Portfolio Adjusted1-in-10Size: Under 20 kWOther2023June Monthly Peak | Portfolio Adjusted | 1-in-10 | Size: Under 20 kW | Other | 2023 | June Monthly Peak | 6 | 0.98622 | 0.95053 | 0.92614 | 0.91452 | 0.90847 | 0.8896 | 0.83155 | 0.9786 | 1.3105 | 1.629 | 1.8701 | 2.0142 | 2.0854 | 2.1573 | 2.2095 | 2.1977 | 2.1069 | 1.8236 | 1.5358 | 1.3831 | 1.3881 | 1.2641 | 1.1304 | 1.0565 | 0 | 0 | 0 | 0 | 0 | 0 | 0 | 0 | 0 | 0 | 0 | 0 | 0 | 0 | 0.044191 | 0.043954 | 0.042137 | 0.036473 | 0 | 0 | 0 | 0 | 0 | 0 | 73.9441 | 72.4118 | 71.2947 | 69.8991 | 69.057 | 67.546 | 66.6812 | 67.4821 | 71.5996 | 77.0267 | 82.1099 | 85.7443 | 88.3215 | 90.1972 | 91.5478 | 92.3023 | 92.7003 | 92.1714 | 90.9034 | 88.8524 | 85.7209 | 81.8829 | 79.2611 | 77.3408 | 0.01778 | 0.01653 | 0.016223 | 0.015561 | 0.015497 | 0.015602 | 0.028149 | 0.026719 | 0.034965 | 0.038819 | 0.040506 | 0.042555 | 0.046418 | 0.051896 | 0.057406 | 0.060964 | 0.063289 | 0.052835 | 0.045107 | 0.030181 | 0.023736 | 0.020844 | 0.017454 | 0.016456
Portfolio Adjusted1-in-10Size: Under 20 kWOther2023July Monthly Peak | Portfolio Adjusted | 1-in-10 | Size: Under 20 kW | Other | 2023 | July Monthly Peak | 7 | 1.0258 | 0.98539 | 0.95742 | 0.94549 | 0.93923 | 0.94667 | 0.90106 | 1.0486 | 1.4144 | 1.7598 | 2.0113 | 2.1493 | 2.2089 | 2.2674 | 2.3088 | 2.2911 | 2.1927 | 1.8897 | 1.5971 | 1.4383 | 1.4397 | 1.3085 | 1.1702 | 1.0927 | 0 | 0 | 0 | 0 | 0 | 0 | 0 | 0 | 0 | 0 | 0 | 0 | 0 | 0 | 0.046176 | 0.045822 | 0.043854 | 0.037793 | 0 | 0 | 0 | 0 | 0 | 0 | 75.7283 | 74.6282 | 73.4926 | 72.4736 | 71.6344 | 70.7026 | 70.037 | 70.3366 | 73.6752 | 78.7376 | 83.6802 | 87.5597 | 90.2136 | 92.0326 | 92.9063 | 93.1559 | 92.9752 | 92.3648 | 90.8593 | 88.616 | 85.8083 | 82.7081 | 80.4709 | 78.9589 | 0.017562 | 0.016328 | 0.016024 | 0.01537 | 0.015308 | 0.015411 | 0.027804 | 0.026392 | 0.034537 | 0.038344 | 0.040009 | 0.042034 | 0.04585 | 0.05126 | 0.056703 | 0.060217 | 0.062514 | 0.052187 | 0.044555 | 0.029811 | 0.023445 | 0.020589 | 0.01724 | 0.016254
Portfolio Adjusted1-in-10Size: Under 20 kWOther2023August Monthly Peak | Portfolio Adjusted | 1-in-10 | Size: Under 20 kW | Other | 2023 | August Monthly Peak | 8 | 1.0219 | 0.98381 | 0.95769 | 0.94459 | 0.93907 | 0.95642 | 0.9258 | 1.0333 | 1.3944 | 1.7579 | 2.0161 | 2.1761 | 2.2438 | 2.3112 | 2.3505 | 2.3315 | 2.2261 | 1.9127 | 1.6024 | 1.4853 | 1.4724 | 1.3085 | 1.1655 | 1.0938 | 0 | 0 | 0 | 0 | 0 | 0 | 0 | 0 | 0 | 0 | 0 | 0 | 0 | 0 | 0.047009 | 0.04663 | 0.044522 | 0.038255 | 0 | 0 | 0 | 0 | 0 | 0 | 76.3604 | 75.2812 | 73.9326 | 72.9433 | 72.0052 | 71.2576 | 70.5757 | 70.4203 | 73.1401 | 78.2785 | 82.9711 | 87.2783 | 90.5318 | 92.7017 | 94.0135 | 94.3737 | 93.9496 | 93.0904 | 91.9065 | 89.718 | 86.1745 | 83.2033 | 81.3125 | 79.4499 | 0.017803 | 0.016552 | 0.016244 | 0.015581 | 0.015518 | 0.015622 | 0.028185 | 0.026753 | 0.03501 | 0.03887 | 0.040558 | 0.04261 | 0.046479 | 0.051963 | 0.057481 | 0.061043 | 0.063371 | 0.052903 | 0.045166 | 0.03022 | 0.023767 | 0.020871 | 0.017477 | 0.016477
Portfolio Adjusted1-in-10Size: Under 20 kWOther2023September Monthly Peak | Portfolio Adjusted | 1-in-10 | Size: Under 20 kW | Other | 2023 | September Monthly Peak | 9 | 1.0043 | 0.96928 | 0.94285 | 0.92789 | 0.92556 | 0.94705 | 0.96204 | 1.0168 | 1.3759 | 1.7341 | 1.9985 | 2.1595 | 2.2328 | 2.3021 | 2.3447 | 2.3264 | 2.2244 | 1.9043 | 1.6029 | 1.5696 | 1.4464 | 1.2764 | 1.1422 | 1.0741 | 0 | 0 | 0 | 0 | 0 | 0 | 0 | 0 | 0 | 0 | 0 | 0 | 0 | 0 | 0.046894 | 0.046528 | 0.044487 | 0.038085 | 0 | 0 | 0 | 0 | 0 | 0 | 76.7382 | 75.461 | 74.0836 | 73.1277 | 72.0398 | 70.9271 | 70.1709 | 69.9534 | 72.2053 | 77.3332 | 82.9668 | 87.921 | 91.8026 | 94.2698 | 94.9862 | 95.6731 | 95.6807 | 94.8126 | 93.1033 | 90.09 | 85.7575 | 82.6421 | 80.4656 | 78.653 | 0.0178 | 0.016549 | 0.016241 | 0.015578 | 0.015515 | 0.01562 | 0.02818 | 0.026749 | 0.035004 | 0.038863 | 0.040551 | 0.042603 | 0.046471 | 0.051954 | 0.057471 | 0.061033 | 0.06336 | 0.052894 | 0.045158 | 0.030215 | 0.023763 | 0.020868 | 0.017474 | 0.016475
Portfolio Adjusted1-in-10Size: Under 20 kWOther2023October Monthly Peak | Portfolio Adjusted | 1-in-10 | Size: Under 20 kW | Other | 2023 | October Monthly Peak | 10 | 0.90843 | 0.87825 | 0.85661 | 0.8483 | 0.84917 | 0.86935 | 0.90863 | 0.9143 | 1.1585 | 1.4245 | 1.6393 | 1.7773 | 1.8514 | 1.9271 | 1.9845 | 1.9768 | 1.8837 | 1.6132 | 1.4789 | 1.4119 | 1.2811 | 1.1408 | 1.0311 | 0.97086 | 0 | 0 | 0 | 0 | 0 | 0 | 0 | 0 | 0 | 0 | 0 | 0 | 0 | 0 | 0.039689 | 0.039536 | 0.037674 | 0.032264 | 0 | 0 | 0 | 0 | 0 | 0 | 72.3637 | 71.1507 | 69.9878 | 68.5997 | 67.5443 | 66.4783 | 66.0384 | 65.5869 | 66.3606 | 71.1468 | 76.8439 | 81.7138 | 85.1683 | 87.6451 | 88.8637 | 89.1822 | 88.5803 | 87.1197 | 84.614 | 81.4118 | 78.2058 | 75.8281 | 73.9494 | 72.4143 | 0.017652 | 0.016412 | 0.016107 | 0.015449 | 0.015386 | 0.01549 | 0.027947 | 0.026527 | 0.034714 | 0.038541 | 0.040215 | 0.04225 | 0.046086 | 0.051524 | 0.056995 | 0.060527 | 0.062835 | 0.052456 | 0.044784 | 0.029965 | 0.023566 | 0.020695 | 0.017329 | 0.016338
Portfolio Adjusted1-in-10Size: Under 20 kWOther2023November Monthly Peak | Portfolio Adjusted | 1-in-10 | Size: Under 20 kW | Other | 2023 | November Monthly Peak | 11 | 0.81386 | 0.79354 | 0.78631 | 0.78836 | 0.79734 | 0.81868 | 0.78873 | 0.81268 | 1.0115 | 1.1792 | 1.2966 | 1.3538 | 1.3692 | 1.3955 | 1.421 | 1.407 | 1.376 | 1.3944 | 1.2617 | 1.1676 | 1.0717 | 0.97216 | 0.89897 | 0.85263 | 0 | 0 | 0 | 0 | 0 | 0 | 0 | 0 | 0 | 0 | 0 | 0 | 0 | 0 | 0.02842 | 0.02814 | 0.027519 | 0.027888 | 0 | 0 | 0 | 0 | 0 | 0 | 59.2239 | 57.8365 | 56.6288 | 55.3441 | 54.5726 | 54.0671 | 53.4454 | 53.0582 | 55.3451 | 59.8676 | 65.3477 | 69.6163 | 72.4627 | 74.1863 | 75.3523 | 75.7058 | 74.8107 | 72.5425 | 69.7333 | 66.4865 | 64.1605 | 62.5892 | 61.0224 | 59.8471 | 0.017526 | 0.016295 | 0.015992 | 0.015339 | 0.015276 | 0.01538 | 0.027747 | 0.026338 | 0.034466 | 0.038265 | 0.039928 | 0.041948 | 0.045756 | 0.051156 | 0.056587 | 0.060094 | 0.062386 | 0.052081 | 0.044464 | 0.02975 | 0.023397 | 0.020547 | 0.017205 | 0.016221
Portfolio Adjusted1-in-10Size: Under 20 kWOther2023December Monthly Peak | Portfolio Adjusted | 1-in-10 | Size: Under 20 kW | Other | 2023 | December Monthly Peak | 12 | 0.89981 | 0.87889 | 0.86879 | 0.86994 | 0.88679 | 0.9224 | 0.99462 | 1.0002 | 1.2361 | 1.4073 | 1.4734 | 1.4552 | 1.387 | 1.3331 | 1.2862 | 1.2515 | 1.3016 | 1.3993 | 1.2787 | 1.2227 | 1.1447 | 1.0683 | 0.99889 | 0.95231 | 0 | 0 | 0 | 0 | 0 | 0 | 0 | 0 | 0 | 0 | 0 | 0 | 0 | 0 | 0.025723 | 0.02503 | 0.026032 | 0.027985 | 0 | 0 | 0 | 0 | 0 | 0 | 40.6954 | 40.004 | 39.7306 | 39.2448 | 38.7959 | 38.2058 | 38.0216 | 37.8153 | 38.3795 | 41.1629 | 43.9444 | 46.5426 | 48.2598 | 49.1273 | 49.5365 | 49.5188 | 48.7794 | 47.1847 | 45.4207 | 44.1458 | 43.1642 | 42.1266 | 41.7163 | 41.262 | 0.018295 | 0.017009 | 0.016693 | 0.016012 | 0.015947 | 0.016054 | 0.028964 | 0.027493 | 0.035978 | 0.039944 | 0.04168 | 0.043788 | 0.047764 | 0.0534 | 0.05907 | 0.062731 | 0.065123 | 0.054366 | 0.046415 | 0.031056 | 0.024424 | 0.021448 | 0.01796 | 0.016933
Portfolio Adjusted1-in-10Size: Under 20 kWOther2023Typical Event Day | Portfolio Adjusted | 1-in-10 | Size: Under 20 kW | Other | 2023 | Typical Event Day | 8 | 1.0155 | 0.97794 | 0.95218 | 0.9393 | 0.93403 | 0.95103 | 0.91985 | 1.0241 | 1.3786 | 1.7354 | 1.9887 | 2.146 | 2.2131 | 2.2803 | 2.32 | 2.3022 | 2.198 | 1.8883 | 1.5843 | 1.4694 | 1.4588 | 1.2976 | 1.1563 | 1.0854 | 0 | 0 | 0 | 0 | 0 | 0 | 0 | 0 | 0 | 0 | 0 | 0 | 0 | 0 | 0.0464 | 0.046044 | 0.043961 | 0.037767 | 0 | 0 | 0 | 0 | 0 | 0 | 75.6928 | 74.4456 | 73.2009 | 72.1109 | 71.1841 | 70.1083 | 69.3662 | 69.5481 | 72.6551 | 77.844 | 82.932 | 87.1258 | 90.2174 | 92.3003 | 93.3635 | 93.8763 | 93.8265 | 93.1098 | 91.6931 | 89.3191 | 85.8653 | 82.6091 | 80.3775 | 78.6007 | 0.017728 | 0.016482 | 0.016175 | 0.015515 | 0.015452 | 0.015556 | 0.028066 | 0.02664 | 0.034862 | 0.038705 | 0.040387 | 0.04243 | 0.046282 | 0.051744 | 0.057238 | 0.060785 | 0.063103 | 0.05268 | 0.044975 | 0.030092 | 0.023666 | 0.020783 | 0.017403 | 0.016408
Portfolio Adjusted1-in-10Size: Under 20 kWOther2024January Monthly Peak | Portfolio Adjusted | 1-in-10 | Size: Under 20 kW | Other | 2024 | January Monthly Peak | 1 | 0.96412 | 0.94561 | 0.93712 | 0.93739 | 0.95818 | 1.0041 | 1.1062 | 1.1184 | 1.3866 | 1.5718 | 1.6277 | 1.5896 | 1.4939 | 1.4192 | 1.3508 | 1.3027 | 1.3195 | 1.448 | 1.351 | 1.2978 | 1.2194 | 1.128 | 1.054 | 1.0147 | 0 | 0 | 0 | 0 | 0 | 0 | 0 | 0 | 0 | 0 | 0 | 0 | 0 | 0 | 0.027016 | 0.026054 | 0.02639 | 0.028961 | 0 | 0 | 0 | 0 | 0 | 0 | 37.3429 | 36.5768 | 36.0251 | 35.2082 | 34.6875 | 34.2007 | 33.7263 | 33.4329 | 33.9867 | 37.0625 | 40.4271 | 42.9367 | 44.6214 | 45.8891 | 46.8949 | 47.0705 | 46.8585 | 45.8965 | 44.0426 | 42.693 | 41.5444 | 40.8802 | 40.0709 | 39.398 | 0.019935 | 0.018534 | 0.018189 | 0.017447 | 0.017376 | 0.017493 | 0.03156 | 0.029957 | 0.039203 | 0.043524 | 0.045415 | 0.047713 | 0.052045 | 0.058186 | 0.064364 | 0.068353 | 0.07096 | 0.059239 | 0.050575 | 0.033839 | 0.026613 | 0.023371 | 0.01957 | 0.018451
Portfolio Adjusted1-in-10Size: Under 20 kWOther2024February Monthly Peak | Portfolio Adjusted | 1-in-10 | Size: Under 20 kW | Other | 2024 | February Monthly Peak | 2 | 0.86453 | 0.84841 | 0.84074 | 0.84167 | 0.85887 | 0.89065 | 0.9248 | 0.91853 | 1.136 | 1.2884 | 1.3571 | 1.3561 | 1.3175 | 1.2965 | 1.286 | 1.2689 | 1.2536 | 1.2617 | 1.2669 | 1.1896 | 1.1072 | 1.015 | 0.94004 | 0.89749 | 0 | 0 | 0 | 0 | 0 | 0 | 0 | 0 | 0 | 0 | 0 | 0 | 0 | 0 | 0.02572 | 0.025378 | 0.025072 | 0.025234 | 0 | 0 | 0 | 0 | 0 | 0 | 45.5827 | 45.2077 | 44.9865 | 44.6219 | 44.536 | 43.8174 | 43.3277 | 43.4334 | 44.6372 | 47.99 | 51.1135 | 53.5111 | 55.1597 | 56.1302 | 56.8097 | 57.1284 | 56.6956 | 55.6831 | 53.5436 | 51.3308 | 49.7105 | 48.3269 | 47.1983 | 45.993 | 0.017647 | 0.016407 | 0.016102 | 0.015444 | 0.015382 | 0.015485 | 0.027938 | 0.026519 | 0.034704 | 0.038529 | 0.040203 | 0.042237 | 0.046071 | 0.051508 | 0.056977 | 0.060508 | 0.062816 | 0.05244 | 0.04477 | 0.029955 | 0.023559 | 0.020688 | 0.017324 | 0.016333
Portfolio Adjusted1-in-10Size: Under 20 kWOther2024March Monthly Peak | Portfolio Adjusted | 1-in-10 | Size: Under 20 kW | Other | 2024 | March Monthly Peak | 3 | 0.84422 | 0.82086 | 0.80801 | 0.80449 | 0.81261 | 0.83411 | 0.86455 | 0.8486 | 1.0222 | 1.1884 | 1.3034 | 1.3512 | 1.3611 | 1.3879 | 1.4168 | 1.4158 | 1.3647 | 1.233 | 1.1549 | 1.1844 | 1.1133 | 1.01 | 0.92968 | 0.88108 | 0 | 0 | 0 | 0 | 0 | 0 | 0 | 0 | 0 | 0 | 0 | 0 | 0 | 0 | 0.028336 | 0.028317 | 0.027293 | 0.02466 | 0 | 0 | 0 | 0 | 0 | 0 | 56.1214 | 54.9102 | 54.0942 | 53.1487 | 52.406 | 51.5823 | 50.9345 | 51.4037 | 55.048 | 60.4761 | 65.7831 | 70.1055 | 72.9843 | 74.6236 | 75.4629 | 75.8731 | 75.5377 | 74.1654 | 71.5518 | 67.7143 | 64.2803 | 61.4495 | 59.2911 | 57.6425 | 0.01746 | 0.016233 | 0.015931 | 0.015281 | 0.015219 | 0.015321 | 0.027642 | 0.026238 | 0.034336 | 0.038121 | 0.039777 | 0.041789 | 0.045583 | 0.050962 | 0.056374 | 0.059867 | 0.062151 | 0.051884 | 0.044296 | 0.029638 | 0.023309 | 0.020469 | 0.01714 | 0.01616
Portfolio Adjusted1-in-10Size: Under 20 kWOther2024April Monthly Peak | Portfolio Adjusted | 1-in-10 | Size: Under 20 kW | Other | 2024 | April Monthly Peak | 4 | 0.88037 | 0.85492 | 0.83606 | 0.83065 | 0.8332 | 0.85296 | 0.8172 | 0.84248 | 1.0804 | 1.3162 | 1.4864 | 1.5832 | 1.6321 | 1.6973 | 1.7499 | 1.7515 | 1.679 | 1.4617 | 1.2646 | 1.2547 | 1.2296 | 1.0981 | 0.99381 | 0.93363 | 0 | 0 | 0 | 0 | 0 | 0 | 0 | 0 | 0 | 0 | 0 | 0 | 0 | 0 | 0.034998 | 0.035029 | 0.03358 | 0.029233 | 0 | 0 | 0 | 0 | 0 | 0 | 66.8951 | 65.4447 | 63.746 | 62.5335 | 61.3682 | 60.2404 | 59.6085 | 59.5755 | 63.0222 | 69.3523 | 75.6629 | 80.9397 | 84.1354 | 86.2093 | 87.464 | 88.1534 | 88.0202 | 87.3475 | 85.324 | 82.2342 | 78.0977 | 74.3614 | 71.5836 | 69.8897 | 0.017597 | 0.01636 | 0.016056 | 0.015401 | 0.015338 | 0.015442 | 0.027859 | 0.026444 | 0.034605 | 0.03842 | 0.040089 | 0.042117 | 0.045941 | 0.051362 | 0.056816 | 0.060337 | 0.062638 | 0.052291 | 0.044643 | 0.02987 | 0.023492 | 0.02063 | 0.017275 | 0.016287
Portfolio Adjusted1-in-10Size: Under 20 kWOther2024May Monthly Peak | Portfolio Adjusted | 1-in-10 | Size: Under 20 kW | Other | 2024 | May Monthly Peak | 5 | 0.92306 | 0.89427 | 0.87198 | 0.86328 | 0.86204 | 0.8588 | 0.77602 | 0.88308 | 1.1697 | 1.4537 | 1.6597 | 1.7817 | 1.8396 | 1.9031 | 1.9565 | 1.9563 | 1.8775 | 1.6357 | 1.3923 | 1.2917 | 1.3156 | 1.1731 | 1.0516 | 0.98383 | 0 | 0 | 0 | 0 | 0 | 0 | 0 | 0 | 0 | 0 | 0 | 0 | 0 | 0 | 0.03913 | 0.039125 | 0.037551 | 0.032715 | 0 | 0 | 0 | 0 | 0 | 0 | 71.3128 | 69.62 | 68.2721 | 66.9103 | 65.5692 | 64.6233 | 64.0587 | 64.4976 | 67.9306 | 73.4811 | 79.4138 | 83.6501 | 87.1221 | 89.4595 | 90.8897 | 91.4765 | 91.1854 | 90.5257 | 88.8331 | 86.3691 | 82.6063 | 78.513 | 75.5485 | 72.704 | 0.017627 | 0.016388 | 0.016084 | 0.015427 | 0.015364 | 0.015468 | 0.027907 | 0.026489 | 0.034665 | 0.038486 | 0.040158 | 0.04219 | 0.04602 | 0.05145 | 0.056913 | 0.06044 | 0.062746 | 0.052381 | 0.04472 | 0.029922 | 0.023532 | 0.020665 | 0.017304 | 0.016315
Portfolio Adjusted1-in-10Size: Under 20 kWOther2024June Monthly Peak | Portfolio Adjusted | 1-in-10 | Size: Under 20 kW | Other | 2024 | June Monthly Peak | 6 | 0.98622 | 0.95053 | 0.92614 | 0.91452 | 0.90847 | 0.8896 | 0.83155 | 0.9786 | 1.3105 | 1.629 | 1.8701 | 2.0142 | 2.0854 | 2.1573 | 2.2095 | 2.1977 | 2.1069 | 1.8236 | 1.5358 | 1.3831 | 1.3881 | 1.2641 | 1.1304 | 1.0565 | 0 | 0 | 0 | 0 | 0 | 0 | 0 | 0 | 0 | 0 | 0 | 0 | 0 | 0 | 0.044191 | 0.043954 | 0.042137 | 0.036473 | 0 | 0 | 0 | 0 | 0 | 0 | 73.9441 | 72.4118 | 71.2947 | 69.8991 | 69.057 | 67.546 | 66.6812 | 67.4821 | 71.5996 | 77.0266 | 82.1099 | 85.7443 | 88.3215 | 90.1973 | 91.5478 | 92.3023 | 92.7003 | 92.1714 | 90.9034 | 88.8524 | 85.7209 | 81.8829 | 79.2611 | 77.3408 | 0.01778 | 0.01653 | 0.016223 | 0.015561 | 0.015497 | 0.015602 | 0.028149 | 0.026719 | 0.034965 | 0.038819 | 0.040506 | 0.042555 | 0.046418 | 0.051896 | 0.057406 | 0.060964 | 0.063289 | 0.052835 | 0.045107 | 0.030181 | 0.023736 | 0.020844 | 0.017454 | 0.016456
Portfolio Adjusted1-in-10Size: Under 20 kWOther2024July Monthly Peak | Portfolio Adjusted | 1-in-10 | Size: Under 20 kW | Other | 2024 | July Monthly Peak | 7 | 1.0258 | 0.98539 | 0.95742 | 0.94549 | 0.93923 | 0.94667 | 0.90106 | 1.0486 | 1.4144 | 1.7598 | 2.0113 | 2.1493 | 2.2089 | 2.2674 | 2.3088 | 2.2911 | 2.1927 | 1.8897 | 1.5971 | 1.4383 | 1.4397 | 1.3085 | 1.1702 | 1.0927 | 0 | 0 | 0 | 0 | 0 | 0 | 0 | 0 | 0 | 0 | 0 | 0 | 0 | 0 | 0.046176 | 0.045822 | 0.043854 | 0.037793 | 0 | 0 | 0 | 0 | 0 | 0 | 75.7283 | 74.6282 | 73.4926 | 72.4736 | 71.6344 | 70.7026 | 70.037 | 70.3366 | 73.6752 | 78.7376 | 83.6802 | 87.5597 | 90.2136 | 92.0326 | 92.9063 | 93.1559 | 92.9752 | 92.3648 | 90.8593 | 88.616 | 85.8083 | 82.7081 | 80.4709 | 78.9589 | 0.017562 | 0.016328 | 0.016024 | 0.01537 | 0.015308 | 0.015411 | 0.027804 | 0.026392 | 0.034537 | 0.038344 | 0.040009 | 0.042034 | 0.04585 | 0.05126 | 0.056703 | 0.060217 | 0.062514 | 0.052187 | 0.044555 | 0.029811 | 0.023445 | 0.020589 | 0.01724 | 0.016254
Portfolio Adjusted1-in-10Size: Under 20 kWOther2024August Monthly Peak | Portfolio Adjusted | 1-in-10 | Size: Under 20 kW | Other | 2024 | August Monthly Peak | 8 | 1.0219 | 0.98381 | 0.95769 | 0.94459 | 0.93907 | 0.95642 | 0.9258 | 1.0333 | 1.3944 | 1.7579 | 2.0161 | 2.1761 | 2.2438 | 2.3112 | 2.3505 | 2.3315 | 2.2261 | 1.9127 | 1.6024 | 1.4853 | 1.4724 | 1.3085 | 1.1655 | 1.0938 | 0 | 0 | 0 | 0 | 0 | 0 | 0 | 0 | 0 | 0 | 0 | 0 | 0 | 0 | 0.047009 | 0.04663 | 0.044522 | 0.038255 | 0 | 0 | 0 | 0 | 0 | 0 | 76.3604 | 75.2812 | 73.9326 | 72.9433 | 72.0052 | 71.2576 | 70.5757 | 70.4203 | 73.1401 | 78.2785 | 82.9711 | 87.2783 | 90.5318 | 92.7017 | 94.0135 | 94.3737 | 93.9496 | 93.0904 | 91.9065 | 89.718 | 86.1745 | 83.2033 | 81.3125 | 79.4499 | 0.017803 | 0.016552 | 0.016244 | 0.015581 | 0.015518 | 0.015622 | 0.028185 | 0.026753 | 0.03501 | 0.03887 | 0.040558 | 0.04261 | 0.046479 | 0.051963 | 0.057481 | 0.061043 | 0.063371 | 0.052903 | 0.045166 | 0.03022 | 0.023767 | 0.020871 | 0.017477 | 0.016477
Portfolio Adjusted1-in-10Size: Under 20 kWOther2024September Monthly Peak | Portfolio Adjusted | 1-in-10 | Size: Under 20 kW | Other | 2024 | September Monthly Peak | 9 | 1.0043 | 0.96928 | 0.94285 | 0.92789 | 0.92556 | 0.94705 | 0.96204 | 1.0168 | 1.3759 | 1.7341 | 1.9985 | 2.1595 | 2.2328 | 2.3021 | 2.3447 | 2.3264 | 2.2244 | 1.9043 | 1.6029 | 1.5696 | 1.4464 | 1.2764 | 1.1422 | 1.0741 | 0 | 0 | 0 | 0 | 0 | 0 | 0 | 0 | 0 | 0 | 0 | 0 | 0 | 0 | 0.046894 | 0.046528 | 0.044487 | 0.038085 | 0 | 0 | 0 | 0 | 0 | 0 | 76.7382 | 75.461 | 74.0836 | 73.1277 | 72.0398 | 70.9271 | 70.1709 | 69.9534 | 72.2053 | 77.3332 | 82.9668 | 87.921 | 91.8026 | 94.2698 | 94.9862 | 95.6731 | 95.6807 | 94.8126 | 93.1033 | 90.09 | 85.7575 | 82.6421 | 80.4656 | 78.653 | 0.0178 | 0.016549 | 0.016241 | 0.015578 | 0.015515 | 0.01562 | 0.02818 | 0.026749 | 0.035004 | 0.038863 | 0.040551 | 0.042603 | 0.046471 | 0.051954 | 0.057471 | 0.061033 | 0.06336 | 0.052894 | 0.045158 | 0.030215 | 0.023763 | 0.020868 | 0.017474 | 0.016475
Portfolio Adjusted1-in-10Size: Under 20 kWOther2024October Monthly Peak | Portfolio Adjusted | 1-in-10 | Size: Under 20 kW | Other | 2024 | October Monthly Peak | 10 | 0.90843 | 0.87825 | 0.85661 | 0.8483 | 0.84917 | 0.86935 | 0.90863 | 0.9143 | 1.1585 | 1.4245 | 1.6393 | 1.7773 | 1.8514 | 1.9271 | 1.9845 | 1.9768 | 1.8837 | 1.6132 | 1.4789 | 1.4119 | 1.2811 | 1.1408 | 1.0311 | 0.97086 | 0 | 0 | 0 | 0 | 0 | 0 | 0 | 0 | 0 | 0 | 0 | 0 | 0 | 0 | 0.039689 | 0.039536 | 0.037674 | 0.032264 | 0 | 0 | 0 | 0 | 0 | 0 | 72.3637 | 71.1507 | 69.9878 | 68.5997 | 67.5443 | 66.4783 | 66.0384 | 65.5869 | 66.3606 | 71.1468 | 76.8439 | 81.7138 | 85.1683 | 87.6451 | 88.8637 | 89.1822 | 88.5803 | 87.1197 | 84.614 | 81.4118 | 78.2058 | 75.8281 | 73.9494 | 72.4143 | 0.017652 | 0.016412 | 0.016107 | 0.015449 | 0.015386 | 0.01549 | 0.027947 | 0.026527 | 0.034714 | 0.038541 | 0.040215 | 0.04225 | 0.046086 | 0.051524 | 0.056995 | 0.060527 | 0.062835 | 0.052456 | 0.044784 | 0.029965 | 0.023566 | 0.020695 | 0.017329 | 0.016338
Portfolio Adjusted1-in-10Size: Under 20 kWOther2024November Monthly Peak | Portfolio Adjusted | 1-in-10 | Size: Under 20 kW | Other | 2024 | November Monthly Peak | 11 | 0.81386 | 0.79354 | 0.78631 | 0.78836 | 0.79734 | 0.81868 | 0.78873 | 0.81268 | 1.0115 | 1.1792 | 1.2966 | 1.3538 | 1.3692 | 1.3955 | 1.421 | 1.407 | 1.376 | 1.3944 | 1.2617 | 1.1676 | 1.0717 | 0.97216 | 0.89897 | 0.85263 | 0 | 0 | 0 | 0 | 0 | 0 | 0 | 0 | 0 | 0 | 0 | 0 | 0 | 0 | 0.02842 | 0.02814 | 0.027519 | 0.027888 | 0 | 0 | 0 | 0 | 0 | 0 | 59.2239 | 57.8365 | 56.6288 | 55.3441 | 54.5726 | 54.0671 | 53.4454 | 53.0582 | 55.3451 | 59.8676 | 65.3477 | 69.6163 | 72.4627 | 74.1863 | 75.3523 | 75.7058 | 74.8107 | 72.5425 | 69.7333 | 66.4865 | 64.1605 | 62.5892 | 61.0224 | 59.8471 | 0.017526 | 0.016295 | 0.015992 | 0.015339 | 0.015276 | 0.01538 | 0.027747 | 0.026338 | 0.034466 | 0.038265 | 0.039928 | 0.041948 | 0.045756 | 0.051156 | 0.056587 | 0.060094 | 0.062386 | 0.052081 | 0.044464 | 0.02975 | 0.023397 | 0.020547 | 0.017205 | 0.016221
Portfolio Adjusted1-in-10Size: Under 20 kWOther2024December Monthly Peak | Portfolio Adjusted | 1-in-10 | Size: Under 20 kW | Other | 2024 | December Monthly Peak | 12 | 0.89981 | 0.87889 | 0.86879 | 0.86994 | 0.88679 | 0.9224 | 0.99462 | 1.0002 | 1.2361 | 1.4073 | 1.4734 | 1.4552 | 1.387 | 1.3331 | 1.2862 | 1.2515 | 1.3016 | 1.3993 | 1.2787 | 1.2227 | 1.1447 | 1.0683 | 0.99889 | 0.95231 | 0 | 0 | 0 | 0 | 0 | 0 | 0 | 0 | 0 | 0 | 0 | 0 | 0 | 0 | 0.025723 | 0.02503 | 0.026032 | 0.027985 | 0 | 0 | 0 | 0 | 0 | 0 | 40.6954 | 40.004 | 39.7306 | 39.2448 | 38.7959 | 38.2058 | 38.0216 | 37.8153 | 38.3795 | 41.1629 | 43.9444 | 46.5426 | 48.2598 | 49.1273 | 49.5365 | 49.5188 | 48.7794 | 47.1847 | 45.4207 | 44.1458 | 43.1642 | 42.1266 | 41.7163 | 41.262 | 0.018295 | 0.017009 | 0.016693 | 0.016012 | 0.015947 | 0.016054 | 0.028964 | 0.027493 | 0.035978 | 0.039944 | 0.04168 | 0.043788 | 0.047764 | 0.0534 | 0.05907 | 0.062731 | 0.065123 | 0.054366 | 0.046415 | 0.031056 | 0.024424 | 0.021448 | 0.01796 | 0.016933
Portfolio Adjusted1-in-10Size: Under 20 kWOther2024Typical Event Day | Portfolio Adjusted | 1-in-10 | Size: Under 20 kW | Other | 2024 | Typical Event Day | 8 | 1.0155 | 0.97794 | 0.95218 | 0.9393 | 0.93403 | 0.95103 | 0.91985 | 1.0241 | 1.3786 | 1.7354 | 1.9887 | 2.146 | 2.2131 | 2.2803 | 2.32 | 2.3022 | 2.198 | 1.8883 | 1.5843 | 1.4694 | 1.4588 | 1.2976 | 1.1563 | 1.0854 | 0 | 0 | 0 | 0 | 0 | 0 | 0 | 0 | 0 | 0 | 0 | 0 | 0 | 0 | 0.0464 | 0.046044 | 0.043961 | 0.037767 | 0 | 0 | 0 | 0 | 0 | 0 | 75.6928 | 74.4456 | 73.2009 | 72.1109 | 71.1841 | 70.1083 | 69.3662 | 69.5481 | 72.6551 | 77.844 | 82.932 | 87.1258 | 90.2174 | 92.3003 | 93.3635 | 93.8763 | 93.8265 | 93.1098 | 91.6931 | 89.3191 | 85.8653 | 82.6091 | 80.3775 | 78.6007 | 0.017728 | 0.016482 | 0.016175 | 0.015515 | 0.015452 | 0.015556 | 0.028066 | 0.02664 | 0.034862 | 0.038705 | 0.040387 | 0.04243 | 0.046282 | 0.051744 | 0.057238 | 0.060785 | 0.063103 | 0.05268 | 0.044975 | 0.030092 | 0.023666 | 0.020783 | 0.017403 | 0.016408
Portfolio Adjusted1-in-10Size: Under 20 kWOther2025January Monthly Peak | Portfolio Adjusted | 1-in-10 | Size: Under 20 kW | Other | 2025 | January Monthly Peak | 1 | 0.96412 | 0.94561 | 0.93712 | 0.93739 | 0.95818 | 1.0041 | 1.1062 | 1.1184 | 1.3866 | 1.5718 | 1.6277 | 1.5896 | 1.4939 | 1.4192 | 1.3508 | 1.3027 | 1.3195 | 1.448 | 1.351 | 1.2978 | 1.2194 | 1.128 | 1.054 | 1.0147 | 0 | 0 | 0 | 0 | 0 | 0 | 0 | 0 | 0 | 0 | 0 | 0 | 0 | 0 | 0.027016 | 0.026054 | 0.02639 | 0.028961 | 0 | 0 | 0 | 0 | 0 | 0 | 37.3429 | 36.5769 | 36.0251 | 35.2082 | 34.6875 | 34.2007 | 33.7263 | 33.4329 | 33.9867 | 37.0625 | 40.4271 | 42.9367 | 44.6214 | 45.8891 | 46.8949 | 47.0705 | 46.8585 | 45.8965 | 44.0426 | 42.693 | 41.5444 | 40.8802 | 40.0709 | 39.398 | 0.019935 | 0.018534 | 0.018189 | 0.017447 | 0.017376 | 0.017493 | 0.03156 | 0.029957 | 0.039203 | 0.043524 | 0.045415 | 0.047713 | 0.052045 | 0.058186 | 0.064364 | 0.068353 | 0.07096 | 0.059239 | 0.050575 | 0.033839 | 0.026613 | 0.023371 | 0.01957 | 0.018451
Portfolio Adjusted1-in-10Size: Under 20 kWOther2025February Monthly Peak | Portfolio Adjusted | 1-in-10 | Size: Under 20 kW | Other | 2025 | February Monthly Peak | 2 | 0.86453 | 0.84841 | 0.84074 | 0.84167 | 0.85887 | 0.89065 | 0.9248 | 0.91853 | 1.136 | 1.2884 | 1.3571 | 1.3561 | 1.3175 | 1.2965 | 1.286 | 1.2689 | 1.2536 | 1.2617 | 1.2669 | 1.1896 | 1.1072 | 1.015 | 0.94004 | 0.89749 | 0 | 0 | 0 | 0 | 0 | 0 | 0 | 0 | 0 | 0 | 0 | 0 | 0 | 0 | 0.02572 | 0.025378 | 0.025072 | 0.025234 | 0 | 0 | 0 | 0 | 0 | 0 | 45.5827 | 45.2077 | 44.9865 | 44.6219 | 44.536 | 43.8174 | 43.3277 | 43.4334 | 44.6372 | 47.99 | 51.1135 | 53.5111 | 55.1597 | 56.1302 | 56.8097 | 57.1284 | 56.6956 | 55.6831 | 53.5436 | 51.3308 | 49.7105 | 48.3269 | 47.1983 | 45.993 | 0.017647 | 0.016407 | 0.016102 | 0.015444 | 0.015382 | 0.015485 | 0.027938 | 0.026519 | 0.034704 | 0.038529 | 0.040203 | 0.042237 | 0.046071 | 0.051508 | 0.056977 | 0.060508 | 0.062816 | 0.05244 | 0.04477 | 0.029955 | 0.023559 | 0.020688 | 0.017324 | 0.016333
Portfolio Adjusted1-in-10Size: Under 20 kWOther2025March Monthly Peak | Portfolio Adjusted | 1-in-10 | Size: Under 20 kW | Other | 2025 | March Monthly Peak | 3 | 0.84422 | 0.82086 | 0.80801 | 0.80449 | 0.81261 | 0.83411 | 0.86455 | 0.8486 | 1.0222 | 1.1884 | 1.3034 | 1.3512 | 1.3611 | 1.3879 | 1.4168 | 1.4158 | 1.3647 | 1.233 | 1.1549 | 1.1844 | 1.1133 | 1.01 | 0.92968 | 0.88108 | 0 | 0 | 0 | 0 | 0 | 0 | 0 | 0 | 0 | 0 | 0 | 0 | 0 | 0 | 0.028336 | 0.028317 | 0.027293 | 0.02466 | 0 | 0 | 0 | 0 | 0 | 0 | 56.1214 | 54.9102 | 54.0942 | 53.1487 | 52.406 | 51.5823 | 50.9345 | 51.4037 | 55.048 | 60.4761 | 65.7831 | 70.1055 | 72.9843 | 74.6236 | 75.4629 | 75.8731 | 75.5377 | 74.1654 | 71.5518 | 67.7143 | 64.2803 | 61.4495 | 59.2911 | 57.6425 | 0.01746 | 0.016233 | 0.015931 | 0.015281 | 0.015219 | 0.015321 | 0.027642 | 0.026238 | 0.034336 | 0.038121 | 0.039777 | 0.041789 | 0.045583 | 0.050962 | 0.056374 | 0.059867 | 0.062151 | 0.051884 | 0.044296 | 0.029638 | 0.023309 | 0.020469 | 0.01714 | 0.01616
Portfolio Adjusted1-in-10Size: Under 20 kWOther2025April Monthly Peak | Portfolio Adjusted | 1-in-10 | Size: Under 20 kW | Other | 2025 | April Monthly Peak | 4 | 0.88037 | 0.85492 | 0.83606 | 0.83065 | 0.8332 | 0.85296 | 0.8172 | 0.84248 | 1.0804 | 1.3162 | 1.4864 | 1.5832 | 1.6321 | 1.6973 | 1.7499 | 1.7515 | 1.679 | 1.4617 | 1.2646 | 1.2547 | 1.2296 | 1.0981 | 0.99381 | 0.93363 | 0 | 0 | 0 | 0 | 0 | 0 | 0 | 0 | 0 | 0 | 0 | 0 | 0 | 0 | 0.034998 | 0.035029 | 0.03358 | 0.029233 | 0 | 0 | 0 | 0 | 0 | 0 | 66.8951 | 65.4447 | 63.746 | 62.5335 | 61.3683 | 60.2404 | 59.6085 | 59.5755 | 63.0222 | 69.3523 | 75.6629 | 80.9397 | 84.1354 | 86.2093 | 87.464 | 88.1534 | 88.0202 | 87.3475 | 85.324 | 82.2342 | 78.0977 | 74.3614 | 71.5836 | 69.8897 | 0.017597 | 0.01636 | 0.016056 | 0.015401 | 0.015338 | 0.015442 | 0.027859 | 0.026444 | 0.034605 | 0.03842 | 0.040089 | 0.042117 | 0.045941 | 0.051362 | 0.056816 | 0.060337 | 0.062638 | 0.052291 | 0.044643 | 0.02987 | 0.023492 | 0.02063 | 0.017275 | 0.016287
Portfolio Adjusted1-in-10Size: Under 20 kWOther2025May Monthly Peak | Portfolio Adjusted | 1-in-10 | Size: Under 20 kW | Other | 2025 | May Monthly Peak | 5 | 0.92306 | 0.89427 | 0.87198 | 0.86328 | 0.86204 | 0.8588 | 0.77602 | 0.88308 | 1.1697 | 1.4537 | 1.6597 | 1.7817 | 1.8396 | 1.9031 | 1.9565 | 1.9563 | 1.8775 | 1.6357 | 1.3923 | 1.2917 | 1.3156 | 1.1731 | 1.0516 | 0.98383 | 0 | 0 | 0 | 0 | 0 | 0 | 0 | 0 | 0 | 0 | 0 | 0 | 0 | 0 | 0.03913 | 0.039125 | 0.037551 | 0.032715 | 0 | 0 | 0 | 0 | 0 | 0 | 71.3128 | 69.62 | 68.2721 | 66.9103 | 65.5692 | 64.6233 | 64.0587 | 64.4976 | 67.9306 | 73.4811 | 79.4138 | 83.6501 | 87.1221 | 89.4595 | 90.8897 | 91.4765 | 91.1854 | 90.5257 | 88.8331 | 86.3691 | 82.6063 | 78.513 | 75.5485 | 72.704 | 0.017627 | 0.016388 | 0.016084 | 0.015427 | 0.015364 | 0.015468 | 0.027907 | 0.026489 | 0.034665 | 0.038486 | 0.040158 | 0.04219 | 0.04602 | 0.05145 | 0.056913 | 0.06044 | 0.062746 | 0.052381 | 0.04472 | 0.029922 | 0.023532 | 0.020665 | 0.017304 | 0.016315
Portfolio Adjusted1-in-10Size: Under 20 kWOther2025June Monthly Peak | Portfolio Adjusted | 1-in-10 | Size: Under 20 kW | Other | 2025 | June Monthly Peak | 6 | 0.98622 | 0.95053 | 0.92614 | 0.91452 | 0.90847 | 0.8896 | 0.83155 | 0.9786 | 1.3105 | 1.629 | 1.8701 | 2.0142 | 2.0854 | 2.1573 | 2.2095 | 2.1977 | 2.1069 | 1.8236 | 1.5358 | 1.3831 | 1.3881 | 1.2641 | 1.1304 | 1.0565 | 0 | 0 | 0 | 0 | 0 | 0 | 0 | 0 | 0 | 0 | 0 | 0 | 0 | 0 | 0.044191 | 0.043954 | 0.042137 | 0.036473 | 0 | 0 | 0 | 0 | 0 | 0 | 73.9441 | 72.4118 | 71.2947 | 69.8991 | 69.057 | 67.546 | 66.6812 | 67.4821 | 71.5996 | 77.0266 | 82.1099 | 85.7443 | 88.3215 | 90.1972 | 91.5478 | 92.3023 | 92.7003 | 92.1714 | 90.9034 | 88.8524 | 85.7209 | 81.8829 | 79.2611 | 77.3408 | 0.01778 | 0.01653 | 0.016223 | 0.015561 | 0.015497 | 0.015602 | 0.028149 | 0.026719 | 0.034965 | 0.038819 | 0.040506 | 0.042555 | 0.046418 | 0.051896 | 0.057406 | 0.060964 | 0.063289 | 0.052835 | 0.045107 | 0.030181 | 0.023736 | 0.020844 | 0.017454 | 0.016456
Portfolio Adjusted1-in-10Size: Under 20 kWOther2025July Monthly Peak | Portfolio Adjusted | 1-in-10 | Size: Under 20 kW | Other | 2025 | July Monthly Peak | 7 | 1.0258 | 0.98539 | 0.95742 | 0.94549 | 0.93923 | 0.94667 | 0.90106 | 1.0486 | 1.4144 | 1.7598 | 2.0113 | 2.1493 | 2.2089 | 2.2674 | 2.3088 | 2.2911 | 2.1927 | 1.8897 | 1.5971 | 1.4383 | 1.4397 | 1.3085 | 1.1702 | 1.0927 | 0 | 0 | 0 | 0 | 0 | 0 | 0 | 0 | 0 | 0 | 0 | 0 | 0 | 0 | 0.046176 | 0.045822 | 0.043854 | 0.037793 | 0 | 0 | 0 | 0 | 0 | 0 | 75.7283 | 74.6282 | 73.4926 | 72.4736 | 71.6344 | 70.7026 | 70.037 | 70.3366 | 73.6752 | 78.7376 | 83.6802 | 87.5597 | 90.2136 | 92.0326 | 92.9063 | 93.1559 | 92.9752 | 92.3648 | 90.8593 | 88.616 | 85.8083 | 82.7081 | 80.4709 | 78.9589 | 0.017562 | 0.016328 | 0.016024 | 0.01537 | 0.015308 | 0.015411 | 0.027804 | 0.026392 | 0.034537 | 0.038344 | 0.040009 | 0.042034 | 0.04585 | 0.05126 | 0.056703 | 0.060217 | 0.062514 | 0.052187 | 0.044555 | 0.029811 | 0.023445 | 0.020589 | 0.01724 | 0.016254
Portfolio Adjusted1-in-10Size: Under 20 kWOther2025August Monthly Peak | Portfolio Adjusted | 1-in-10 | Size: Under 20 kW | Other | 2025 | August Monthly Peak | 8 | 1.0219 | 0.98381 | 0.95769 | 0.94459 | 0.93907 | 0.95642 | 0.9258 | 1.0333 | 1.3944 | 1.7579 | 2.0161 | 2.1761 | 2.2438 | 2.3112 | 2.3505 | 2.3315 | 2.2261 | 1.9127 | 1.6024 | 1.4853 | 1.4724 | 1.3085 | 1.1655 | 1.0938 | 0 | 0 | 0 | 0 | 0 | 0 | 0 | 0 | 0 | 0 | 0 | 0 | 0 | 0 | 0.047009 | 0.04663 | 0.044522 | 0.038255 | 0 | 0 | 0 | 0 | 0 | 0 | 76.3604 | 75.2812 | 73.9326 | 72.9433 | 72.0052 | 71.2576 | 70.5757 | 70.4203 | 73.1401 | 78.2785 | 82.9711 | 87.2783 | 90.5318 | 92.7017 | 94.0135 | 94.3737 | 93.9496 | 93.0904 | 91.9065 | 89.718 | 86.1745 | 83.2033 | 81.3125 | 79.4499 | 0.017803 | 0.016552 | 0.016244 | 0.015581 | 0.015518 | 0.015622 | 0.028185 | 0.026753 | 0.03501 | 0.03887 | 0.040558 | 0.04261 | 0.046479 | 0.051963 | 0.057481 | 0.061043 | 0.063371 | 0.052903 | 0.045166 | 0.03022 | 0.023767 | 0.020871 | 0.017477 | 0.016477
Portfolio Adjusted1-in-10Size: Under 20 kWOther2025September Monthly Peak | Portfolio Adjusted | 1-in-10 | Size: Under 20 kW | Other | 2025 | September Monthly Peak | 9 | 1.0043 | 0.96928 | 0.94285 | 0.92789 | 0.92556 | 0.94705 | 0.96204 | 1.0168 | 1.3759 | 1.7341 | 1.9985 | 2.1595 | 2.2328 | 2.3021 | 2.3447 | 2.3264 | 2.2244 | 1.9043 | 1.6029 | 1.5696 | 1.4464 | 1.2764 | 1.1422 | 1.0741 | 0 | 0 | 0 | 0 | 0 | 0 | 0 | 0 | 0 | 0 | 0 | 0 | 0 | 0 | 0.046894 | 0.046528 | 0.044487 | 0.038085 | 0 | 0 | 0 | 0 | 0 | 0 | 76.7382 | 75.461 | 74.0836 | 73.1277 | 72.0398 | 70.9271 | 70.1709 | 69.9534 | 72.2053 | 77.3332 | 82.9668 | 87.921 | 91.8026 | 94.2698 | 94.9862 | 95.6731 | 95.6807 | 94.8126 | 93.1033 | 90.09 | 85.7576 | 82.6421 | 80.4656 | 78.653 | 0.0178 | 0.016549 | 0.016241 | 0.015578 | 0.015515 | 0.01562 | 0.02818 | 0.026749 | 0.035004 | 0.038863 | 0.040551 | 0.042603 | 0.046471 | 0.051954 | 0.057471 | 0.061033 | 0.06336 | 0.052894 | 0.045158 | 0.030215 | 0.023763 | 0.020868 | 0.017474 | 0.016475
Portfolio Adjusted1-in-10Size: Under 20 kWOther2025October Monthly Peak | Portfolio Adjusted | 1-in-10 | Size: Under 20 kW | Other | 2025 | October Monthly Peak | 10 | 0.90843 | 0.87825 | 0.85661 | 0.8483 | 0.84917 | 0.86935 | 0.90863 | 0.9143 | 1.1585 | 1.4245 | 1.6393 | 1.7773 | 1.8514 | 1.9271 | 1.9845 | 1.9768 | 1.8837 | 1.6132 | 1.4789 | 1.4119 | 1.2811 | 1.1408 | 1.0311 | 0.97086 | 0 | 0 | 0 | 0 | 0 | 0 | 0 | 0 | 0 | 0 | 0 | 0 | 0 | 0 | 0.039689 | 0.039536 | 0.037674 | 0.032264 | 0 | 0 | 0 | 0 | 0 | 0 | 72.3637 | 71.1507 | 69.9878 | 68.5997 | 67.5443 | 66.4783 | 66.0384 | 65.5869 | 66.3606 | 71.1468 | 76.8439 | 81.7138 | 85.1683 | 87.6451 | 88.8637 | 89.1822 | 88.5803 | 87.1197 | 84.614 | 81.4118 | 78.2058 | 75.8281 | 73.9494 | 72.4143 | 0.017652 | 0.016412 | 0.016107 | 0.015449 | 0.015386 | 0.01549 | 0.027947 | 0.026527 | 0.034714 | 0.038541 | 0.040215 | 0.04225 | 0.046086 | 0.051524 | 0.056995 | 0.060527 | 0.062835 | 0.052456 | 0.044784 | 0.029965 | 0.023566 | 0.020695 | 0.017329 | 0.016338
Portfolio Adjusted1-in-10Size: Under 20 kWOther2025November Monthly Peak | Portfolio Adjusted | 1-in-10 | Size: Under 20 kW | Other | 2025 | November Monthly Peak | 11 | 0.81386 | 0.79354 | 0.78631 | 0.78836 | 0.79734 | 0.81868 | 0.78873 | 0.81268 | 1.0115 | 1.1792 | 1.2966 | 1.3538 | 1.3692 | 1.3955 | 1.421 | 1.407 | 1.376 | 1.3944 | 1.2617 | 1.1676 | 1.0717 | 0.97216 | 0.89897 | 0.85263 | 0 | 0 | 0 | 0 | 0 | 0 | 0 | 0 | 0 | 0 | 0 | 0 | 0 | 0 | 0.02842 | 0.02814 | 0.027519 | 0.027888 | 0 | 0 | 0 | 0 | 0 | 0 | 59.2239 | 57.8365 | 56.6288 | 55.3441 | 54.5726 | 54.0671 | 53.4454 | 53.0582 | 55.3451 | 59.8677 | 65.3477 | 69.6163 | 72.4627 | 74.1863 | 75.3523 | 75.7058 | 74.8107 | 72.5425 | 69.7333 | 66.4865 | 64.1605 | 62.5892 | 61.0224 | 59.8471 | 0.017526 | 0.016295 | 0.015992 | 0.015339 | 0.015276 | 0.01538 | 0.027747 | 0.026338 | 0.034466 | 0.038265 | 0.039928 | 0.041948 | 0.045756 | 0.051156 | 0.056587 | 0.060094 | 0.062386 | 0.052081 | 0.044464 | 0.02975 | 0.023397 | 0.020547 | 0.017205 | 0.016221
Portfolio Adjusted1-in-10Size: Under 20 kWOther2025December Monthly Peak | Portfolio Adjusted | 1-in-10 | Size: Under 20 kW | Other | 2025 | December Monthly Peak | 12 | 0.89981 | 0.87889 | 0.86879 | 0.86994 | 0.88679 | 0.9224 | 0.99462 | 1.0002 | 1.2361 | 1.4073 | 1.4734 | 1.4552 | 1.387 | 1.3331 | 1.2862 | 1.2515 | 1.3016 | 1.3993 | 1.2787 | 1.2227 | 1.1447 | 1.0683 | 0.99889 | 0.95231 | 0 | 0 | 0 | 0 | 0 | 0 | 0 | 0 | 0 | 0 | 0 | 0 | 0 | 0 | 0.025723 | 0.02503 | 0.026032 | 0.027985 | 0 | 0 | 0 | 0 | 0 | 0 | 40.6954 | 40.004 | 39.7306 | 39.2448 | 38.7959 | 38.2058 | 38.0216 | 37.8153 | 38.3795 | 41.1629 | 43.9444 | 46.5426 | 48.2598 | 49.1273 | 49.5365 | 49.5188 | 48.7794 | 47.1847 | 45.4207 | 44.1458 | 43.1642 | 42.1266 | 41.7163 | 41.262 | 0.018295 | 0.017009 | 0.016693 | 0.016012 | 0.015947 | 0.016054 | 0.028964 | 0.027493 | 0.035978 | 0.039944 | 0.04168 | 0.043788 | 0.047764 | 0.0534 | 0.05907 | 0.062731 | 0.065123 | 0.054366 | 0.046415 | 0.031056 | 0.024424 | 0.021448 | 0.01796 | 0.016933
Portfolio Adjusted1-in-10Size: Under 20 kWOther2025Typical Event Day | Portfolio Adjusted | 1-in-10 | Size: Under 20 kW | Other | 2025 | Typical Event Day | 8 | 1.0155 | 0.97794 | 0.95218 | 0.9393 | 0.93403 | 0.95103 | 0.91985 | 1.0241 | 1.3786 | 1.7354 | 1.9887 | 2.146 | 2.2131 | 2.2803 | 2.32 | 2.3022 | 2.198 | 1.8883 | 1.5843 | 1.4694 | 1.4588 | 1.2976 | 1.1563 | 1.0854 | 0 | 0 | 0 | 0 | 0 | 0 | 0 | 0 | 0 | 0 | 0 | 0 | 0 | 0 | 0.0464 | 0.046044 | 0.043961 | 0.037767 | 0 | 0 | 0 | 0 | 0 | 0 | 75.6928 | 74.4456 | 73.2009 | 72.1109 | 71.1841 | 70.1083 | 69.3662 | 69.5481 | 72.6551 | 77.844 | 82.932 | 87.1258 | 90.2174 | 92.3003 | 93.3635 | 93.8763 | 93.8265 | 93.1098 | 91.6931 | 89.3191 | 85.8653 | 82.6091 | 80.3775 | 78.6007 | 0.017728 | 0.016482 | 0.016175 | 0.015515 | 0.015452 | 0.015556 | 0.028066 | 0.02664 | 0.034862 | 0.038705 | 0.040387 | 0.04243 | 0.046282 | 0.051744 | 0.057238 | 0.060785 | 0.063103 | 0.05268 | 0.044975 | 0.030092 | 0.023666 | 0.020783 | 0.017403 | 0.016408
Portfolio Adjusted1-in-2Size: Under 20 kWOther2015January Monthly Peak | Portfolio Adjusted | 1-in-2 | Size: Under 20 kW | Other | 2015 | January Monthly Peak | 1
Portfolio Adjusted1-in-2Size: Under 20 kWOther2015February Monthly Peak | Portfolio Adjusted | 1-in-2 | Size: Under 20 kW | Other | 2015 | February Monthly Peak | 2
Portfolio Adjusted1-in-2Size: Under 20 kWOther2015March Monthly Peak | Portfolio Adjusted | 1-in-2 | Size: Under 20 kW | Other | 2015 | March Monthly Peak | 3
Portfolio Adjusted1-in-2Size: Under 20 kWOther2015April Monthly Peak | Portfolio Adjusted | 1-in-2 | Size: Under 20 kW | Other | 2015 | April Monthly Peak | 4
Portfolio Adjusted1-in-2Size: Under 20 kWOther2015May Monthly Peak | Portfolio Adjusted | 1-in-2 | Size: Under 20 kW | Other | 2015 | May Monthly Peak | 5
Portfolio Adjusted1-in-2Size: Under 20 kWOther2015June Monthly Peak | Portfolio Adjusted | 1-in-2 | Size: Under 20 kW | Other | 2015 | June Monthly Peak | 6
Portfolio Adjusted1-in-2Size: Under 20 kWOther2015July Monthly Peak | Portfolio Adjusted | 1-in-2 | Size: Under 20 kW | Other | 2015 | July Monthly Peak | 7
Portfolio Adjusted1-in-2Size: Under 20 kWOther2015August Monthly Peak | Portfolio Adjusted | 1-in-2 | Size: Under 20 kW | Other | 2015 | August Monthly Peak | 8
Portfolio Adjusted1-in-2Size: Under 20 kWOther2015September Monthly Peak | Portfolio Adjusted | 1-in-2 | Size: Under 20 kW | Other | 2015 | September Monthly Peak | 9
Portfolio Adjusted1-in-2Size: Under 20 kWOther2015October Monthly Peak | Portfolio Adjusted | 1-in-2 | Size: Under 20 kW | Other | 2015 | October Monthly Peak | 10
Portfolio Adjusted1-in-2Size: Under 20 kWOther2015November Monthly Peak | Portfolio Adjusted | 1-in-2 | Size: Under 20 kW | Other | 2015 | November Monthly Peak | 11
Portfolio Adjusted1-in-2Size: Under 20 kWOther2015December Monthly Peak | Portfolio Adjusted | 1-in-2 | Size: Under 20 kW | Other | 2015 | December Monthly Peak | 12
Portfolio Adjusted1-in-2Size: Under 20 kWOther2015Typical Event Day | Portfolio Adjusted | 1-in-2 | Size: Under 20 kW | Other | 2015 | Typical Event Day | 8
Portfolio Adjusted1-in-2Size: Under 20 kWOther2016January Monthly Peak | Portfolio Adjusted | 1-in-2 | Size: Under 20 kW | Other | 2016 | January Monthly Peak | 1
Portfolio Adjusted1-in-2Size: Under 20 kWOther2016February Monthly Peak | Portfolio Adjusted | 1-in-2 | Size: Under 20 kW | Other | 2016 | February Monthly Peak | 2
Portfolio Adjusted1-in-2Size: Under 20 kWOther2016March Monthly Peak | Portfolio Adjusted | 1-in-2 | Size: Under 20 kW | Other | 2016 | March Monthly Peak | 3
Portfolio Adjusted1-in-2Size: Under 20 kWOther2016April Monthly Peak | Portfolio Adjusted | 1-in-2 | Size: Under 20 kW | Other | 2016 | April Monthly Peak | 4
Portfolio Adjusted1-in-2Size: Under 20 kWOther2016May Monthly Peak | Portfolio Adjusted | 1-in-2 | Size: Under 20 kW | Other | 2016 | May Monthly Peak | 5
Portfolio Adjusted1-in-2Size: Under 20 kWOther2016June Monthly Peak | Portfolio Adjusted | 1-in-2 | Size: Under 20 kW | Other | 2016 | June Monthly Peak | 6
Portfolio Adjusted1-in-2Size: Under 20 kWOther2016July Monthly Peak | Portfolio Adjusted | 1-in-2 | Size: Under 20 kW | Other | 2016 | July Monthly Peak | 7
Portfolio Adjusted1-in-2Size: Under 20 kWOther2016August Monthly Peak | Portfolio Adjusted | 1-in-2 | Size: Under 20 kW | Other | 2016 | August Monthly Peak | 8
Portfolio Adjusted1-in-2Size: Under 20 kWOther2016September Monthly Peak | Portfolio Adjusted | 1-in-2 | Size: Under 20 kW | Other | 2016 | September Monthly Peak | 9
Portfolio Adjusted1-in-2Size: Under 20 kWOther2016October Monthly Peak | Portfolio Adjusted | 1-in-2 | Size: Under 20 kW | Other | 2016 | October Monthly Peak | 10
Portfolio Adjusted1-in-2Size: Under 20 kWOther2016November Monthly Peak | Portfolio Adjusted | 1-in-2 | Size: Under 20 kW | Other | 2016 | November Monthly Peak | 11
Portfolio Adjusted1-in-2Size: Under 20 kWOther2016December Monthly Peak | Portfolio Adjusted | 1-in-2 | Size: Under 20 kW | Other | 2016 | December Monthly Peak | 12
Portfolio Adjusted1-in-2Size: Under 20 kWOther2016Typical Event Day | Portfolio Adjusted | 1-in-2 | Size: Under 20 kW | Other | 2016 | Typical Event Day | 8
Portfolio Adjusted1-in-2Size: Under 20 kWOther2017January Monthly Peak | Portfolio Adjusted | 1-in-2 | Size: Under 20 kW | Other | 2017 | January Monthly Peak | 1
Portfolio Adjusted1-in-2Size: Under 20 kWOther2017February Monthly Peak | Portfolio Adjusted | 1-in-2 | Size: Under 20 kW | Other | 2017 | February Monthly Peak | 2
Portfolio Adjusted1-in-2Size: Under 20 kWOther2017March Monthly Peak | Portfolio Adjusted | 1-in-2 | Size: Under 20 kW | Other | 2017 | March Monthly Peak | 3
Portfolio Adjusted1-in-2Size: Under 20 kWOther2017April Monthly Peak | Portfolio Adjusted | 1-in-2 | Size: Under 20 kW | Other | 2017 | April Monthly Peak | 4 | 0.85366 | 0.83066 | 0.81399 | 0.80999 | 0.81483 | 0.83432 | 0.80154 | 0.80986 | 1.0145 | 1.2109 | 1.3473 | 1.4196 | 1.4546 | 1.5094 | 1.5568 | 1.5613 | 1.501 | 1.3163 | 1.159 | 1.1679 | 1.1582 | 1.0436 | 0.95096 | 0.89582 | 0 | 0 | 0 | 0 | 0 | 0 | 0 | 0 | 0 | 0 | 0 | 0 | 0 | 0 | 0.031136 | 0.031227 | 0.03002 | 0.026325 | 0 | 0 | 0 | 0 | 0 | 0 | 61.9906 | 60.7462 | 59.2839 | 58.0437 | 57.1334 | 56.4716 | 55.8909 | 55.9512 | 58.5848 | 62.6452 | 67.9297 | 72.3747 | 75.7647 | 78.2038 | 79.3688 | 80.0141 | 80.0434 | 79.6939 | 78.4113 | 76.0113 | 72.226 | 69.0879 | 66.8878 | 64.6313 | 0.017432 | 0.016207 | 0.015905 | 0.015256 | 0.015194 | 0.015297 | 0.027597 | 0.026196 | 0.03428 | 0.038059 | 0.039713 | 0.041722 | 0.04551 | 0.05088 | 0.056282 | 0.05977 | 0.06205 | 0.0518 | 0.044224 | 0.02959 | 0.023271 | 0.020436 | 0.017112 | 0.016134
Portfolio Adjusted1-in-2Size: Under 20 kWOther2017May Monthly Peak | Portfolio Adjusted | 1-in-2 | Size: Under 20 kW | Other | 2017 | May Monthly Peak | 5 | 0.88255 | 0.85709 | 0.83758 | 0.83061 | 0.83181 | 0.82719 | 0.74451 | 0.82881 | 1.0695 | 1.3026 | 1.4685 | 1.5642 | 1.6103 | 1.6659 | 1.7174 | 1.7232 | 1.6573 | 1.4507 | 1.2567 | 1.1767 | 1.2194 | 1.0975 | 0.99027 | 0.9286 | 0 | 0 | 0 | 0 | 0 | 0 | 0 | 0 | 0 | 0 | 0 | 0 | 0 | 0 | 0.034348 | 0.034464 | 0.033146 | 0.029013 | 0 | 0 | 0 | 0 | 0 | 0 | 65.9108 | 64.7654 | 63.8863 | 62.9198 | 62.0688 | 61.2989 | 60.5151 | 60.921 | 63.4498 | 67.2762 | 71.0817 | 74.828 | 78.0108 | 80.6747 | 81.801 | 82.2581 | 82.0708 | 81.5041 | 80.1952 | 77.8628 | 74.4807 | 71.6365 | 69.1592 | 67.4779 | 0.017428 | 0.016203 | 0.015902 | 0.015253 | 0.015191 | 0.015294 | 0.027592 | 0.02619 | 0.034274 | 0.038051 | 0.039704 | 0.041713 | 0.0455 | 0.05087 | 0.056271 | 0.059758 | 0.062037 | 0.05179 | 0.044215 | 0.029584 | 0.023267 | 0.020432 | 0.017109 | 0.016131
Portfolio Adjusted1-in-2Size: Under 20 kWOther2017June Monthly Peak | Portfolio Adjusted | 1-in-2 | Size: Under 20 kW | Other | 2017 | June Monthly Peak | 6 | 0.95266 | 0.91957 | 0.89727 | 0.88691 | 0.88248 | 0.86207 | 0.80234 | 0.93171 | 1.2272 | 1.5073 | 1.7196 | 1.8464 | 1.9114 | 1.9797 | 2.033 | 2.0267 | 1.9443 | 1.6845 | 1.4332 | 1.2945 | 1.3132 | 1.2042 | 1.081 | 1.0116 | 0 | 0 | 0 | 0 | 0 | 0 | 0 | 0 | 0 | 0 | 0 | 0 | 0 | 0 | 0.040659 | 0.040535 | 0.038885 | 0.033689 | 0 | 0 | 0 | 0 | 0 | 0 | 69.8819 | 68.4473 | 67.293 | 66.2434 | 65.1015 | 64.0492 | 63.1318 | 63.9894 | 67.6938 | 72.5102 | 77.2635 | 81.6909 | 84.834 | 86.534 | 87.4264 | 87.7991 | 87.9069 | 87.524 | 86.5044 | 84.5566 | 81.5097 | 77.3744 | 74.6817 | 72.6539 | 0.017483 | 0.016254 | 0.015952 | 0.015301 | 0.015238 | 0.015341 | 0.027678 | 0.026272 | 0.03438 | 0.03817 | 0.039828 | 0.041843 | 0.045642 | 0.051028 | 0.056446 | 0.059945 | 0.062231 | 0.051951 | 0.044353 | 0.029676 | 0.023339 | 0.020496 | 0.017162 | 0.016181
Portfolio Adjusted1-in-2Size: Under 20 kWOther2017July Monthly Peak | Portfolio Adjusted | 1-in-2 | Size: Under 20 kW | Other | 2017 | July Monthly Peak | 7 | 1.0192 | 0.97923 | 0.95165 | 0.93995 | 0.93395 | 0.94103 | 0.89486 | 1.039 | 1.3978 | 1.7361 | 1.9826 | 2.1176 | 2.1765 | 2.2347 | 2.2766 | 2.2601 | 2.1631 | 1.8639 | 1.5781 | 1.4216 | 1.4255 | 1.297 | 1.1606 | 1.0839 | 0 | 0 | 0 | 0 | 0 | 0 | 0 | 0 | 0 | 0 | 0 | 0 | 0 | 0 | 0.045532 | 0.045202 | 0.043261 | 0.037279 | 0 | 0 | 0 | 0 | 0 | 0 | 75.8635 | 74.4667 | 73.501 | 72.5552 | 71.5119 | 70.5331 | 69.7392 | 70.2085 | 73.5035 | 77.9332 | 82.4022 | 85.8381 | 88.8856 | 90.5909 | 91.5649 | 92.024 | 91.927 | 90.851 | 89.6924 | 88.3624 | 85.7674 | 82.1718 | 79.6874 | 77.8564 | 0.017512 | 0.016281 | 0.015978 | 0.015326 | 0.015264 | 0.015367 | 0.027724 | 0.026316 | 0.034438 | 0.038234 | 0.039895 | 0.041913 | 0.045718 | 0.051113 | 0.05654 | 0.060044 | 0.062334 | 0.052038 | 0.044427 | 0.029726 | 0.023378 | 0.02053 | 0.017191 | 0.016208
Portfolio Adjusted1-in-2Size: Under 20 kWOther2017August Monthly Peak | Portfolio Adjusted | 1-in-2 | Size: Under 20 kW | Other | 2017 | August Monthly Peak | 8 | 0.99492 | 0.95886 | 0.93432 | 0.92217 | 0.91776 | 0.93369 | 0.90092 | 0.99471 | 1.3274 | 1.6617 | 1.8988 | 2.0468 | 2.1112 | 2.1772 | 2.2183 | 2.2042 | 2.1044 | 1.8073 | 1.5244 | 1.4171 | 1.4143 | 1.2617 | 1.1265 | 1.0581 | 0 | 0 | 0 | 0 | 0 | 0 | 0 | 0 | 0 | 0 | 0 | 0 | 0 | 0 | 0.044366 | 0.044083 | 0.042089 | 0.036146 | 0 | 0 | 0 | 0 | 0 | 0 | 74.144 | 72.9803 | 71.4595 | 70.2053 | 69.1879 | 68.2336 | 67.6168 | 66.988 | 69.3001 | 74.5195 | 80.1605 | 84.7324 | 88.2466 | 90.3376 | 91.638 | 92.2725 | 92.1446 | 91.5177 | 90.0355 | 87.4219 | 83.6151 | 80.3653 | 78.0469 | 76.3055 | 0.017537 | 0.016305 | 0.016002 | 0.015349 | 0.015286 | 0.015389 | 0.027765 | 0.026354 | 0.034488 | 0.03829 | 0.039953 | 0.041975 | 0.045785 | 0.051188 | 0.056623 | 0.060133 | 0.062426 | 0.052114 | 0.044492 | 0.029769 | 0.023412 | 0.02056 | 0.017216 | 0.016232
Portfolio Adjusted1-in-2Size: Under 20 kWOther2017September Monthly Peak | Portfolio Adjusted | 1-in-2 | Size: Under 20 kW | Other | 2017 | September Monthly Peak | 9 | 0.96299 | 0.93112 | 0.90712 | 0.89363 | 0.89303 | 0.9124 | 0.92425 | 0.95804 | 1.2734 | 1.5865 | 1.8183 | 1.9605 | 2.0284 | 2.0953 | 2.1406 | 2.1295 | 2.0364 | 1.7417 | 1.4827 | 1.4647 | 1.3572 | 1.2045 | 1.0824 | 1.0194 | 0 | 0 | 0 | 0 | 0 | 0 | 0 | 0 | 0 | 0 | 0 | 0 | 0 | 0 | 0.042811 | 0.042591 | 0.040729 | 0.034834 | 0 | 0 | 0 | 0 | 0 | 0 | 72.4672 | 71.2254 | 69.8547 | 68.5436 | 67.4077 | 66.4633 | 65.9067 | 65.5944 | 67.9992 | 73.2554 | 78.8016 | 83.6373 | 87.6272 | 89.9777 | 91.2977 | 91.7428 | 91.6352 | 90.8214 | 89.4166 | 86.6017 | 82.489 | 79.4475 | 77.1198 | 75.5215 | 0.017456 | 0.016229 | 0.015927 | 0.015277 | 0.015215 | 0.015318 | 0.027635 | 0.026232 | 0.034328 | 0.038112 | 0.039767 | 0.041779 | 0.045572 | 0.05095 | 0.05636 | 0.059853 | 0.062135 | 0.051872 | 0.044285 | 0.029631 | 0.023303 | 0.020464 | 0.017136 | 0.016156
Portfolio Adjusted1-in-2Size: Under 20 kWOther2017October Monthly Peak | Portfolio Adjusted | 1-in-2 | Size: Under 20 kW | Other | 2017 | October Monthly Peak | 10 | 0.86768 | 0.84088 | 0.82209 | 0.81556 | 0.819 | 0.83787 | 0.8777 | 0.86018 | 1.0577 | 1.2716 | 1.4449 | 1.5555 | 1.6168 | 1.6836 | 1.7386 | 1.7369 | 1.6572 | 1.4235 | 1.3399 | 1.2946 | 1.1831 | 1.064 | 0.96906 | 0.91508 | 0 | 0 | 0 | 0 | 0 | 0 | 0 | 0 | 0 | 0 | 0 | 0 | 0 | 0 | 0.034772 | 0.034737 | 0.033144 | 0.02847 | 0 | 0 | 0 | 0 | 0 | 0 | 63.899 | 62.9179 | 61.953 | 60.9234 | 59.9663 | 59.2023 | 58.3418 | 57.7372 | 58.6019 | 63.0416 | 69.2255 | 75.5934 | 80.5922 | 83.6146 | 84.8495 | 85.7477 | 85.8386 | 85.0184 | 82.8032 | 78.2314 | 74.1271 | 70.9254 | 68.3714 | 66.2958 | 0.017388 | 0.016166 | 0.015866 | 0.015218 | 0.015156 | 0.015259 | 0.027529 | 0.026131 | 0.034195 | 0.037965 | 0.039614 | 0.041618 | 0.045397 | 0.050754 | 0.056143 | 0.059622 | 0.061896 | 0.051672 | 0.044114 | 0.029517 | 0.023214 | 0.020385 | 0.01707 | 0.016094
Portfolio Adjusted1-in-2Size: Under 20 kWOther2017November Monthly Peak | Portfolio Adjusted | 1-in-2 | Size: Under 20 kW | Other | 2017 | November Monthly Peak | 11 | 0.81273 | 0.79284 | 0.78618 | 0.78864 | 0.79862 | 0.8208 | 0.79484 | 0.81547 | 1.0091 | 1.1672 | 1.2733 | 1.3199 | 1.3268 | 1.3458 | 1.3658 | 1.3506 | 1.3249 | 1.3573 | 1.2358 | 1.1493 | 1.0582 | 0.96378 | 0.89397 | 0.84917 | 0 | 0 | 0 | 0 | 0 | 0 | 0 | 0 | 0 | 0 | 0 | 0 | 0 | 0 | 0.027316 | 0.027011 | 0.026498 | 0.027145 | 0 | 0 | 0 | 0 | 0 | 0 | 55.4647 | 54.5298 | 53.6972 | 52.7677 | 51.7256 | 51.1068 | 50.8434 | 50.7944 | 53.0745 | 58.0932 | 63.0161 | 67.3937 | 70.2229 | 71.7041 | 72.3198 | 72.2277 | 70.8621 | 67.9735 | 64.4732 | 62.2674 | 60.5478 | 59.1664 | 58.0377 | 56.9224 | 0.017508 | 0.016278 | 0.015975 | 0.015323 | 0.015261 | 0.015364 | 0.027719 | 0.026311 | 0.034431 | 0.038226 | 0.039887 | 0.041905 | 0.04571 | 0.051103 | 0.05653 | 0.060033 | 0.062322 | 0.052028 | 0.044418 | 0.02972 | 0.023374 | 0.020526 | 0.017188 | 0.016205
Portfolio Adjusted1-in-2Size: Under 20 kWOther2017December Monthly Peak | Portfolio Adjusted | 1-in-2 | Size: Under 20 kW | Other | 2017 | December Monthly Peak | 12 | 0.84813 | 0.8295 | 0.82019 | 0.82146 | 0.83619 | 0.86513 | 0.91502 | 0.90662 | 1.1062 | 1.2584 | 1.3305 | 1.3339 | 1.297 | 1.2726 | 1.2542 | 1.2351 | 1.2731 | 1.3431 | 1.2303 | 1.1607 | 1.0831 | 1.007 | 0.9391 | 0.89258 | 0 | 0 | 0 | 0 | 0 | 0 | 0 | 0 | 0 | 0 | 0 | 0 | 0 | 0 | 0.025085 | 0.024703 | 0.025463 | 0.026861 | 0 | 0 | 0 | 0 | 0 | 0 | 46.4182 | 45.7834 | 45.3937 | 44.8105 | 44.287 | 43.8398 | 43.5407 | 43.4531 | 44.1237 | 47.3689 | 51.0095 | 54.1926 | 56.2268 | 57.1436 | 57.8419 | 58.0916 | 57.3941 | 54.996 | 52.0179 | 49.9826 | 48.5117 | 46.6373 | 44.8999 | 43.6501 | 0.017478 | 0.01625 | 0.015947 | 0.015297 | 0.015234 | 0.015337 | 0.02767 | 0.026265 | 0.034371 | 0.03816 | 0.039818 | 0.041832 | 0.04563 | 0.051015 | 0.056431 | 0.059929 | 0.062214 | 0.051937 | 0.044341 | 0.029668 | 0.023333 | 0.02049 | 0.017158 | 0.016177
Portfolio Adjusted1-in-2Size: Under 20 kWOther2017Typical Event Day | Portfolio Adjusted | 1-in-2 | Size: Under 20 kW | Other | 2017 | Typical Event Day | 8 | 0.98769 | 0.95219 | 0.92808 | 0.9162 | 0.91211 | 0.92769 | 0.89446 | 0.9845 | 1.3095 | 1.6357 | 1.8669 | 2.0113 | 2.0747 | 2.1401 | 2.1815 | 2.1686 | 2.0705 | 1.7782 | 1.5029 | 1.3984 | 1.3985 | 1.2489 | 1.1159 | 1.0485 | 0 | 0 | 0 | 0 | 0 | 0 | 0 | 0 | 0 | 0 | 0 | 0 | 0 | 0 | 0.04363 | 0.043372 | 0.041411 | 0.035563 | 0 | 0 | 0 | 0 | 0 | 0 | 73.0891 | 71.7799 | 70.527 | 69.3869 | 68.3023 | 67.3198 | 66.5986 | 66.695 | 69.6242 | 74.5546 | 79.657 | 83.9747 | 87.3983 | 89.36 | 90.4818 | 90.9596 | 90.9034 | 90.1786 | 88.9122 | 86.7357 | 83.3453 | 79.8397 | 77.3839 | 75.5843 | 0.017491 | 0.016262 | 0.015959 | 0.015308 | 0.015246 | 0.015348 | 0.027691 | 0.026285 | 0.034397 | 0.038188 | 0.039847 | 0.041863 | 0.045664 | 0.051052 | 0.056473 | 0.059973 | 0.06226 | 0.051976 | 0.044374 | 0.02969 | 0.02335 | 0.020505 | 0.01717 | 0.016189
Portfolio Adjusted1-in-2Size: Under 20 kWOther2018January Monthly Peak | Portfolio Adjusted | 1-in-2 | Size: Under 20 kW | Other | 2018 | January Monthly Peak | 1 | 0.9111 | 0.89515 | 0.88776 | 0.88839 | 0.90756 | 0.94716 | 1.0287 | 1.0249 | 1.2535 | 1.4144 | 1.4703 | 1.4486 | 1.38 | 1.3313 | 1.2889 | 1.2559 | 1.2634 | 1.3712 | 1.288 | 1.2251 | 1.1497 | 1.0614 | 0.99074 | 0.95226 | 0 | 0 | 0 | 0 | 0 | 0 | 0 | 0 | 0 | 0 | 0 | 0 | 0 | 0 | 0.025778 | 0.025119 | 0.025268 | 0.027424 | 0 | 0 | 0 | 0 | 0 | 0 | 42.2612 | 41.8391 | 41.2194 | 40.5714 | 39.9155 | 39.4645 | 39.3597 | 39.118 | 39.3927 | 41.7726 | 45.3155 | 48.0108 | 49.9948 | 51.3104 | 52.1666 | 52.578 | 52.2875 | 50.9645 | 49.0243 | 47.6786 | 46.4735 | 45.57 | 44.7219 | 44.118 | 0.018338 | 0.01705 | 0.016733 | 0.01605 | 0.015984 | 0.016092 | 0.029033 | 0.027558 | 0.036064 | 0.040039 | 0.041778 | 0.043892 | 0.047877 | 0.053527 | 0.05921 | 0.062879 | 0.065278 | 0.054495 | 0.046524 | 0.031129 | 0.024482 | 0.021499 | 0.018003 | 0.016973
Portfolio Adjusted1-in-2Size: Under 20 kWOther2018February Monthly Peak | Portfolio Adjusted | 1-in-2 | Size: Under 20 kW | Other | 2018 | February Monthly Peak | 2 | 0.86839 | 0.85212 | 0.84442 | 0.84535 | 0.86275 | 0.89507 | 0.93106 | 0.92572 | 1.1457 | 1.2992 | 1.3671 | 1.364 | 1.3227 | 1.2992 | 1.2863 | 1.268 | 1.2538 | 1.2645 | 1.2696 | 1.1936 | 1.1113 | 1.0193 | 0.94438 | 0.90187 | 0 | 0 | 0 | 0 | 0 | 0 | 0 | 0 | 0 | 0 | 0 | 0 | 0 | 0 | 0.025726 | 0.02536 | 0.025075 | 0.02529 | 0 | 0 | 0 | 0 | 0 | 0 | 47.0642 | 46.598 | 46.2554 | 45.871 | 45.6641 | 45.646 | 45.6521 | 45.6074 | 45.8322 | 47.6277 | 49.7451 | 51.6688 | 52.511 | 52.4582 | 52.4865 | 52.1468 | 51.4835 | 50.3413 | 48.8253 | 47.3914 | 46.0467 | 45.0416 | 43.8237 | 42.8812 | 0.017698 | 0.016454 | 0.016148 | 0.015489 | 0.015426 | 0.01553 | 0.028019 | 0.026596 | 0.034804 | 0.03864 | 0.040319 | 0.042359 | 0.046205 | 0.051657 | 0.057142 | 0.060683 | 0.062997 | 0.052591 | 0.044899 | 0.030042 | 0.023627 | 0.020748 | 0.017374 | 0.01638
Portfolio Adjusted1-in-2Size: Under 20 kWOther2018March Monthly Peak | Portfolio Adjusted | 1-in-2 | Size: Under 20 kW | Other | 2018 | March Monthly Peak | 3 | 0.87959 | 0.85574 | 0.84391 | 0.84147 | 0.85398 | 0.88279 | 0.9411 | 0.9263 | 1.1122 | 1.2658 | 1.3447 | 1.3467 | 1.3092 | 1.2936 | 1.2857 | 1.2697 | 1.2426 | 1.1706 | 1.1183 | 1.1794 | 1.1211 | 1.0323 | 0.96024 | 0.91594 | 0 | 0 | 0 | 0 | 0 | 0 | 0 | 0 | 0 | 0 | 0 | 0 | 0 | 0 | 0.025713 | 0.025393 | 0.024853 | 0.023413 | 0 | 0 | 0 | 0 | 0 | 0 | 46.6138 | 46.1485 | 45.7331 | 45.4056 | 45.0077 | 44.5573 | 44.144 | 43.9087 | 45.6646 | 48.0061 | 50.2836 | 52.3573 | 53.9459 | 55.0246 | 55.5178 | 55.9653 | 55.8143 | 55.1595 | 53.5331 | 51.2395 | 49.6656 | 48.4549 | 47.5922 | 46.6883 | 0.017829 | 0.016576 | 0.016268 | 0.015604 | 0.015541 | 0.015645 | 0.028227 | 0.026793 | 0.035062 | 0.038927 | 0.040618 | 0.042673 | 0.046547 | 0.05204 | 0.057566 | 0.061133 | 0.063465 | 0.052981 | 0.045233 | 0.030265 | 0.023802 | 0.020902 | 0.017503 | 0.016502
Portfolio Adjusted1-in-2Size: Under 20 kWOther2018April Monthly Peak | Portfolio Adjusted | 1-in-2 | Size: Under 20 kW | Other | 2018 | April Monthly Peak | 4 | 0.85366 | 0.83066 | 0.81399 | 0.80999 | 0.81483 | 0.83432 | 0.80154 | 0.80986 | 1.0145 | 1.2109 | 1.3473 | 1.4196 | 1.4546 | 1.5094 | 1.5568 | 1.5613 | 1.501 | 1.3163 | 1.159 | 1.1679 | 1.1582 | 1.0436 | 0.95096 | 0.89582 | 0 | 0 | 0 | 0 | 0 | 0 | 0 | 0 | 0 | 0 | 0 | 0 | 0 | 0 | 0.031136 | 0.031227 | 0.03002 | 0.026325 | 0 | 0 | 0 | 0 | 0 | 0 | 61.9906 | 60.7462 | 59.2839 | 58.0437 | 57.1334 | 56.4716 | 55.8909 | 55.9512 | 58.5848 | 62.6452 | 67.9297 | 72.3747 | 75.7647 | 78.2038 | 79.3688 | 80.0141 | 80.0434 | 79.6939 | 78.4113 | 76.0113 | 72.226 | 69.0879 | 66.8878 | 64.6313 | 0.017432 | 0.016207 | 0.015905 | 0.015256 | 0.015194 | 0.015297 | 0.027597 | 0.026196 | 0.03428 | 0.038059 | 0.039713 | 0.041722 | 0.04551 | 0.05088 | 0.056282 | 0.05977 | 0.06205 | 0.0518 | 0.044224 | 0.02959 | 0.023271 | 0.020436 | 0.017112 | 0.016134
Portfolio Adjusted1-in-2Size: Under 20 kWOther2018May Monthly Peak | Portfolio Adjusted | 1-in-2 | Size: Under 20 kW | Other | 2018 | May Monthly Peak | 5 | 0.88255 | 0.85709 | 0.83758 | 0.83061 | 0.83181 | 0.82719 | 0.74451 | 0.82881 | 1.0695 | 1.3026 | 1.4685 | 1.5642 | 1.6103 | 1.6659 | 1.7174 | 1.7232 | 1.6573 | 1.4507 | 1.2567 | 1.1767 | 1.2194 | 1.0975 | 0.99027 | 0.9286 | 0 | 0 | 0 | 0 | 0 | 0 | 0 | 0 | 0 | 0 | 0 | 0 | 0 | 0 | 0.034348 | 0.034464 | 0.033146 | 0.029013 | 0 | 0 | 0 | 0 | 0 | 0 | 65.9108 | 64.7654 | 63.8863 | 62.9198 | 62.0688 | 61.2989 | 60.5151 | 60.921 | 63.4498 | 67.2762 | 71.0817 | 74.828 | 78.0108 | 80.6747 | 81.801 | 82.2581 | 82.0708 | 81.5041 | 80.1952 | 77.8628 | 74.4807 | 71.6365 | 69.1592 | 67.4779 | 0.017428 | 0.016203 | 0.015902 | 0.015253 | 0.015191 | 0.015294 | 0.027592 | 0.02619 | 0.034274 | 0.038051 | 0.039704 | 0.041713 | 0.0455 | 0.05087 | 0.056271 | 0.059758 | 0.062037 | 0.05179 | 0.044215 | 0.029584 | 0.023267 | 0.020432 | 0.017109 | 0.016131
Portfolio Adjusted1-in-2Size: Under 20 kWOther2018June Monthly Peak | Portfolio Adjusted | 1-in-2 | Size: Under 20 kW | Other | 2018 | June Monthly Peak | 6 | 0.95266 | 0.91957 | 0.89727 | 0.88691 | 0.88248 | 0.86207 | 0.80234 | 0.93171 | 1.2272 | 1.5073 | 1.7196 | 1.8464 | 1.9114 | 1.9797 | 2.033 | 2.0267 | 1.9443 | 1.6845 | 1.4332 | 1.2945 | 1.3132 | 1.2042 | 1.081 | 1.0116 | 0 | 0 | 0 | 0 | 0 | 0 | 0 | 0 | 0 | 0 | 0 | 0 | 0 | 0 | 0.040659 | 0.040535 | 0.038885 | 0.033689 | 0 | 0 | 0 | 0 | 0 | 0 | 69.8819 | 68.4473 | 67.293 | 66.2435 | 65.1015 | 64.0492 | 63.1318 | 63.9894 | 67.6938 | 72.5102 | 77.2635 | 81.6909 | 84.834 | 86.534 | 87.4264 | 87.7991 | 87.9069 | 87.524 | 86.5044 | 84.5566 | 81.5097 | 77.3744 | 74.6817 | 72.6539 | 0.017483 | 0.016254 | 0.015952 | 0.015301 | 0.015238 | 0.015341 | 0.027678 | 0.026272 | 0.03438 | 0.03817 | 0.039828 | 0.041843 | 0.045642 | 0.051028 | 0.056446 | 0.059945 | 0.062231 | 0.051951 | 0.044353 | 0.029676 | 0.023339 | 0.020496 | 0.017162 | 0.016181
Portfolio Adjusted1-in-2Size: Under 20 kWOther2018July Monthly Peak | Portfolio Adjusted | 1-in-2 | Size: Under 20 kW | Other | 2018 | July Monthly Peak | 7 | 1.0192 | 0.97923 | 0.95165 | 0.93995 | 0.93395 | 0.94103 | 0.89486 | 1.039 | 1.3978 | 1.7361 | 1.9826 | 2.1176 | 2.1765 | 2.2347 | 2.2766 | 2.2601 | 2.1631 | 1.8639 | 1.5781 | 1.4216 | 1.4255 | 1.297 | 1.1606 | 1.0839 | 0 | 0 | 0 | 0 | 0 | 0 | 0 | 0 | 0 | 0 | 0 | 0 | 0 | 0 | 0.045532 | 0.045202 | 0.043261 | 0.037279 | 0 | 0 | 0 | 0 | 0 | 0 | 75.8635 | 74.4667 | 73.501 | 72.5552 | 71.5119 | 70.5331 | 69.7392 | 70.2085 | 73.5035 | 77.9332 | 82.4022 | 85.8381 | 88.8856 | 90.5909 | 91.5649 | 92.024 | 91.927 | 90.851 | 89.6924 | 88.3624 | 85.7674 | 82.1718 | 79.6874 | 77.8564 | 0.017512 | 0.016281 | 0.015978 | 0.015326 | 0.015264 | 0.015367 | 0.027724 | 0.026316 | 0.034438 | 0.038234 | 0.039895 | 0.041913 | 0.045718 | 0.051113 | 0.05654 | 0.060044 | 0.062334 | 0.052038 | 0.044427 | 0.029726 | 0.023378 | 0.02053 | 0.017191 | 0.016208
Portfolio Adjusted1-in-2Size: Under 20 kWOther2018August Monthly Peak | Portfolio Adjusted | 1-in-2 | Size: Under 20 kW | Other | 2018 | August Monthly Peak | 8 | 0.99492 | 0.95886 | 0.93432 | 0.92217 | 0.91776 | 0.93369 | 0.90092 | 0.99471 | 1.3274 | 1.6617 | 1.8988 | 2.0468 | 2.1112 | 2.1772 | 2.2183 | 2.2042 | 2.1044 | 1.8073 | 1.5244 | 1.4171 | 1.4143 | 1.2617 | 1.1265 | 1.0581 | 0 | 0 | 0 | 0 | 0 | 0 | 0 | 0 | 0 | 0 | 0 | 0 | 0 | 0 | 0.044366 | 0.044083 | 0.042089 | 0.036146 | 0 | 0 | 0 | 0 | 0 | 0 | 74.144 | 72.9803 | 71.4595 | 70.2053 | 69.1879 | 68.2336 | 67.6168 | 66.988 | 69.3001 | 74.5195 | 80.1605 | 84.7324 | 88.2466 | 90.3376 | 91.638 | 92.2725 | 92.1446 | 91.5177 | 90.0355 | 87.4219 | 83.6151 | 80.3653 | 78.0469 | 76.3055 | 0.017537 | 0.016305 | 0.016002 | 0.015349 | 0.015286 | 0.015389 | 0.027765 | 0.026354 | 0.034488 | 0.03829 | 0.039953 | 0.041975 | 0.045785 | 0.051188 | 0.056623 | 0.060133 | 0.062426 | 0.052114 | 0.044492 | 0.029769 | 0.023412 | 0.02056 | 0.017216 | 0.016232
Portfolio Adjusted1-in-2Size: Under 20 kWOther2018September Monthly Peak | Portfolio Adjusted | 1-in-2 | Size: Under 20 kW | Other | 2018 | September Monthly Peak | 9 | 0.96299 | 0.93112 | 0.90712 | 0.89363 | 0.89303 | 0.9124 | 0.92425 | 0.95804 | 1.2734 | 1.5865 | 1.8183 | 1.9605 | 2.0284 | 2.0953 | 2.1406 | 2.1295 | 2.0364 | 1.7417 | 1.4827 | 1.4647 | 1.3572 | 1.2045 | 1.0824 | 1.0194 | 0 | 0 | 0 | 0 | 0 | 0 | 0 | 0 | 0 | 0 | 0 | 0 | 0 | 0 | 0.042811 | 0.042591 | 0.040729 | 0.034834 | 0 | 0 | 0 | 0 | 0 | 0 | 72.4672 | 71.2254 | 69.8547 | 68.5436 | 67.4077 | 66.4633 | 65.9067 | 65.5944 | 67.9992 | 73.2554 | 78.8016 | 83.6373 | 87.6272 | 89.9777 | 91.2977 | 91.7428 | 91.6352 | 90.8214 | 89.4166 | 86.6017 | 82.489 | 79.4475 | 77.1198 | 75.5215 | 0.017456 | 0.016229 | 0.015927 | 0.015277 | 0.015215 | 0.015318 | 0.027635 | 0.026232 | 0.034328 | 0.038112 | 0.039767 | 0.041779 | 0.045572 | 0.05095 | 0.05636 | 0.059853 | 0.062135 | 0.051872 | 0.044285 | 0.029631 | 0.023303 | 0.020464 | 0.017136 | 0.016156
Portfolio Adjusted1-in-2Size: Under 20 kWOther2018October Monthly Peak | Portfolio Adjusted | 1-in-2 | Size: Under 20 kW | Other | 2018 | October Monthly Peak | 10 | 0.86768 | 0.84088 | 0.82209 | 0.81556 | 0.819 | 0.83787 | 0.8777 | 0.86018 | 1.0577 | 1.2716 | 1.4449 | 1.5555 | 1.6168 | 1.6836 | 1.7386 | 1.7369 | 1.6572 | 1.4235 | 1.3399 | 1.2946 | 1.1831 | 1.064 | 0.96906 | 0.91508 | 0 | 0 | 0 | 0 | 0 | 0 | 0 | 0 | 0 | 0 | 0 | 0 | 0 | 0 | 0.034772 | 0.034737 | 0.033144 | 0.02847 | 0 | 0 | 0 | 0 | 0 | 0 | 63.899 | 62.9179 | 61.953 | 60.9234 | 59.9663 | 59.2023 | 58.3418 | 57.7372 | 58.6019 | 63.0416 | 69.2255 | 75.5934 | 80.5922 | 83.6146 | 84.8495 | 85.7477 | 85.8386 | 85.0184 | 82.8032 | 78.2314 | 74.1271 | 70.9254 | 68.3714 | 66.2958 | 0.017388 | 0.016166 | 0.015866 | 0.015218 | 0.015156 | 0.015259 | 0.027529 | 0.026131 | 0.034195 | 0.037965 | 0.039614 | 0.041618 | 0.045397 | 0.050754 | 0.056143 | 0.059622 | 0.061896 | 0.051672 | 0.044114 | 0.029517 | 0.023214 | 0.020385 | 0.01707 | 0.016094
Portfolio Adjusted1-in-2Size: Under 20 kWOther2018November Monthly Peak | Portfolio Adjusted | 1-in-2 | Size: Under 20 kW | Other | 2018 | November Monthly Peak | 11 | 0.81273 | 0.79284 | 0.78618 | 0.78864 | 0.79862 | 0.8208 | 0.79484 | 0.81547 | 1.0091 | 1.1672 | 1.2733 | 1.3199 | 1.3268 | 1.3458 | 1.3658 | 1.3506 | 1.3249 | 1.3573 | 1.2358 | 1.1493 | 1.0582 | 0.96378 | 0.89397 | 0.84917 | 0 | 0 | 0 | 0 | 0 | 0 | 0 | 0 | 0 | 0 | 0 | 0 | 0 | 0 | 0.027316 | 0.027011 | 0.026498 | 0.027145 | 0 | 0 | 0 | 0 | 0 | 0 | 55.4647 | 54.5298 | 53.6972 | 52.7677 | 51.7256 | 51.1068 | 50.8434 | 50.7944 | 53.0745 | 58.0932 | 63.0161 | 67.3937 | 70.2229 | 71.7041 | 72.3198 | 72.2277 | 70.8621 | 67.9735 | 64.4732 | 62.2674 | 60.5478 | 59.1664 | 58.0377 | 56.9224 | 0.017508 | 0.016278 | 0.015975 | 0.015323 | 0.015261 | 0.015364 | 0.027719 | 0.026311 | 0.034431 | 0.038226 | 0.039887 | 0.041905 | 0.04571 | 0.051103 | 0.05653 | 0.060033 | 0.062322 | 0.052028 | 0.044418 | 0.02972 | 0.023374 | 0.020526 | 0.017188 | 0.016205
Portfolio Adjusted1-in-2Size: Under 20 kWOther2018December Monthly Peak | Portfolio Adjusted | 1-in-2 | Size: Under 20 kW | Other | 2018 | December Monthly Peak | 12 | 0.84813 | 0.8295 | 0.82019 | 0.82146 | 0.83619 | 0.86513 | 0.91502 | 0.90662 | 1.1062 | 1.2584 | 1.3305 | 1.3339 | 1.297 | 1.2726 | 1.2542 | 1.2351 | 1.2731 | 1.3431 | 1.2303 | 1.1607 | 1.0831 | 1.007 | 0.9391 | 0.89258 | 0 | 0 | 0 | 0 | 0 | 0 | 0 | 0 | 0 | 0 | 0 | 0 | 0 | 0 | 0.025085 | 0.024703 | 0.025463 | 0.026861 | 0 | 0 | 0 | 0 | 0 | 0 | 46.4182 | 45.7834 | 45.3937 | 44.8105 | 44.287 | 43.8398 | 43.5407 | 43.4531 | 44.1237 | 47.3689 | 51.0095 | 54.1926 | 56.2268 | 57.1437 | 57.8419 | 58.0916 | 57.3941 | 54.996 | 52.0179 | 49.9826 | 48.5117 | 46.6373 | 44.8999 | 43.6501 | 0.017478 | 0.01625 | 0.015947 | 0.015297 | 0.015234 | 0.015337 | 0.02767 | 0.026265 | 0.034371 | 0.03816 | 0.039818 | 0.041832 | 0.04563 | 0.051015 | 0.056431 | 0.059929 | 0.062214 | 0.051937 | 0.044341 | 0.029668 | 0.023333 | 0.02049 | 0.017158 | 0.016177
Portfolio Adjusted1-in-2Size: Under 20 kWOther2018Typical Event Day | Portfolio Adjusted | 1-in-2 | Size: Under 20 kW | Other | 2018 | Typical Event Day | 8 | 0.98769 | 0.95219 | 0.92808 | 0.9162 | 0.91211 | 0.92769 | 0.89446 | 0.9845 | 1.3095 | 1.6357 | 1.8669 | 2.0113 | 2.0747 | 2.1401 | 2.1815 | 2.1686 | 2.0705 | 1.7782 | 1.5029 | 1.3984 | 1.3985 | 1.2489 | 1.1159 | 1.0485 | 0 | 0 | 0 | 0 | 0 | 0 | 0 | 0 | 0 | 0 | 0 | 0 | 0 | 0 | 0.04363 | 0.043372 | 0.041411 | 0.035563 | 0 | 0 | 0 | 0 | 0 | 0 | 73.0891 | 71.7799 | 70.527 | 69.3869 | 68.3023 | 67.3198 | 66.5986 | 66.695 | 69.6242 | 74.5546 | 79.657 | 83.9747 | 87.3983 | 89.36 | 90.4818 | 90.9596 | 90.9034 | 90.1786 | 88.9122 | 86.7357 | 83.3453 | 79.8397 | 77.3839 | 75.5843 | 0.017491 | 0.016262 | 0.015959 | 0.015308 | 0.015246 | 0.015348 | 0.027691 | 0.026285 | 0.034397 | 0.038188 | 0.039847 | 0.041863 | 0.045664 | 0.051052 | 0.056473 | 0.059973 | 0.06226 | 0.051976 | 0.044374 | 0.02969 | 0.02335 | 0.020505 | 0.01717 | 0.016189
Portfolio Adjusted1-in-2Size: Under 20 kWOther2019January Monthly Peak | Portfolio Adjusted | 1-in-2 | Size: Under 20 kW | Other | 2019 | January Monthly Peak | 1 | 0.9111 | 0.89515 | 0.88776 | 0.88839 | 0.90756 | 0.94716 | 1.0287 | 1.0249 | 1.2535 | 1.4144 | 1.4703 | 1.4486 | 1.38 | 1.3313 | 1.2889 | 1.2559 | 1.2634 | 1.3712 | 1.288 | 1.2251 | 1.1497 | 1.0614 | 0.99074 | 0.95226 | 0 | 0 | 0 | 0 | 0 | 0 | 0 | 0 | 0 | 0 | 0 | 0 | 0 | 0 | 0.025778 | 0.025119 | 0.025268 | 0.027424 | 0 | 0 | 0 | 0 | 0 | 0 | 42.2612 | 41.8391 | 41.2194 | 40.5714 | 39.9155 | 39.4645 | 39.3597 | 39.118 | 39.3927 | 41.7726 | 45.3155 | 48.0108 | 49.9948 | 51.3104 | 52.1666 | 52.578 | 52.2875 | 50.9645 | 49.0243 | 47.6786 | 46.4735 | 45.57 | 44.7219 | 44.118 | 0.018338 | 0.01705 | 0.016733 | 0.01605 | 0.015984 | 0.016092 | 0.029033 | 0.027558 | 0.036064 | 0.040039 | 0.041778 | 0.043892 | 0.047877 | 0.053527 | 0.05921 | 0.062879 | 0.065278 | 0.054495 | 0.046524 | 0.031129 | 0.024482 | 0.021499 | 0.018003 | 0.016973
Portfolio Adjusted1-in-2Size: Under 20 kWOther2019February Monthly Peak | Portfolio Adjusted | 1-in-2 | Size: Under 20 kW | Other | 2019 | February Monthly Peak | 2 | 0.86839 | 0.85212 | 0.84442 | 0.84535 | 0.86275 | 0.89507 | 0.93106 | 0.92572 | 1.1457 | 1.2992 | 1.3671 | 1.364 | 1.3227 | 1.2992 | 1.2863 | 1.268 | 1.2538 | 1.2645 | 1.2696 | 1.1936 | 1.1113 | 1.0193 | 0.94438 | 0.90187 | 0 | 0 | 0 | 0 | 0 | 0 | 0 | 0 | 0 | 0 | 0 | 0 | 0 | 0 | 0.025726 | 0.02536 | 0.025075 | 0.02529 | 0 | 0 | 0 | 0 | 0 | 0 | 47.0642 | 46.598 | 46.2554 | 45.871 | 45.6641 | 45.646 | 45.6521 | 45.6074 | 45.8322 | 47.6277 | 49.7451 | 51.6688 | 52.511 | 52.4582 | 52.4865 | 52.1468 | 51.4835 | 50.3413 | 48.8253 | 47.3914 | 46.0467 | 45.0416 | 43.8237 | 42.8812 | 0.017698 | 0.016454 | 0.016148 | 0.015489 | 0.015426 | 0.01553 | 0.028019 | 0.026596 | 0.034804 | 0.03864 | 0.040319 | 0.042359 | 0.046205 | 0.051657 | 0.057142 | 0.060683 | 0.062997 | 0.052591 | 0.044899 | 0.030042 | 0.023627 | 0.020748 | 0.017374 | 0.01638
Portfolio Adjusted1-in-2Size: Under 20 kWOther2019March Monthly Peak | Portfolio Adjusted | 1-in-2 | Size: Under 20 kW | Other | 2019 | March Monthly Peak | 3 | 0.87959 | 0.85574 | 0.84391 | 0.84147 | 0.85398 | 0.88279 | 0.9411 | 0.9263 | 1.1122 | 1.2658 | 1.3447 | 1.3467 | 1.3092 | 1.2936 | 1.2857 | 1.2697 | 1.2426 | 1.1706 | 1.1183 | 1.1794 | 1.1211 | 1.0323 | 0.96024 | 0.91594 | 0 | 0 | 0 | 0 | 0 | 0 | 0 | 0 | 0 | 0 | 0 | 0 | 0 | 0 | 0.025713 | 0.025393 | 0.024853 | 0.023413 | 0 | 0 | 0 | 0 | 0 | 0 | 46.6138 | 46.1485 | 45.7331 | 45.4056 | 45.0077 | 44.5573 | 44.144 | 43.9087 | 45.6646 | 48.0061 | 50.2836 | 52.3573 | 53.9459 | 55.0246 | 55.5178 | 55.9653 | 55.8143 | 55.1595 | 53.5331 | 51.2395 | 49.6656 | 48.4549 | 47.5922 | 46.6883 | 0.017829 | 0.016576 | 0.016268 | 0.015604 | 0.015541 | 0.015645 | 0.028227 | 0.026793 | 0.035062 | 0.038927 | 0.040618 | 0.042673 | 0.046547 | 0.05204 | 0.057566 | 0.061133 | 0.063465 | 0.052981 | 0.045233 | 0.030265 | 0.023802 | 0.020902 | 0.017503 | 0.016502
Portfolio Adjusted1-in-2Size: Under 20 kWOther2019April Monthly Peak | Portfolio Adjusted | 1-in-2 | Size: Under 20 kW | Other | 2019 | April Monthly Peak | 4 | 0.85366 | 0.83066 | 0.81399 | 0.80999 | 0.81483 | 0.83432 | 0.80154 | 0.80986 | 1.0145 | 1.2109 | 1.3473 | 1.4196 | 1.4546 | 1.5094 | 1.5568 | 1.5613 | 1.501 | 1.3163 | 1.159 | 1.1679 | 1.1582 | 1.0436 | 0.95096 | 0.89582 | 0 | 0 | 0 | 0 | 0 | 0 | 0 | 0 | 0 | 0 | 0 | 0 | 0 | 0 | 0.031136 | 0.031227 | 0.03002 | 0.026325 | 0 | 0 | 0 | 0 | 0 | 0 | 61.9906 | 60.7462 | 59.2839 | 58.0437 | 57.1334 | 56.4716 | 55.8909 | 55.9512 | 58.5848 | 62.6452 | 67.9297 | 72.3747 | 75.7647 | 78.2038 | 79.3688 | 80.0141 | 80.0434 | 79.6939 | 78.4113 | 76.0113 | 72.226 | 69.0879 | 66.8878 | 64.6313 | 0.017432 | 0.016207 | 0.015905 | 0.015256 | 0.015194 | 0.015297 | 0.027597 | 0.026196 | 0.03428 | 0.038059 | 0.039713 | 0.041722 | 0.04551 | 0.05088 | 0.056282 | 0.05977 | 0.06205 | 0.0518 | 0.044224 | 0.02959 | 0.023271 | 0.020436 | 0.017112 | 0.016134
Portfolio Adjusted1-in-2Size: Under 20 kWOther2019May Monthly Peak | Portfolio Adjusted | 1-in-2 | Size: Under 20 kW | Other | 2019 | May Monthly Peak | 5 | 0.88255 | 0.85709 | 0.83758 | 0.83061 | 0.83181 | 0.82719 | 0.74451 | 0.82881 | 1.0695 | 1.3026 | 1.4685 | 1.5642 | 1.6103 | 1.6659 | 1.7174 | 1.7232 | 1.6573 | 1.4507 | 1.2567 | 1.1767 | 1.2194 | 1.0975 | 0.99027 | 0.9286 | 0 | 0 | 0 | 0 | 0 | 0 | 0 | 0 | 0 | 0 | 0 | 0 | 0 | 0 | 0.034348 | 0.034464 | 0.033146 | 0.029013 | 0 | 0 | 0 | 0 | 0 | 0 | 65.9108 | 64.7654 | 63.8863 | 62.9198 | 62.0688 | 61.2989 | 60.5151 | 60.921 | 63.4498 | 67.2762 | 71.0817 | 74.828 | 78.0108 | 80.6747 | 81.801 | 82.2581 | 82.0708 | 81.5041 | 80.1952 | 77.8628 | 74.4807 | 71.6365 | 69.1592 | 67.4779 | 0.017428 | 0.016203 | 0.015902 | 0.015253 | 0.015191 | 0.015294 | 0.027592 | 0.02619 | 0.034274 | 0.038051 | 0.039704 | 0.041713 | 0.0455 | 0.05087 | 0.056271 | 0.059758 | 0.062037 | 0.05179 | 0.044215 | 0.029584 | 0.023267 | 0.020432 | 0.017109 | 0.016131
Portfolio Adjusted1-in-2Size: Under 20 kWOther2019June Monthly Peak | Portfolio Adjusted | 1-in-2 | Size: Under 20 kW | Other | 2019 | June Monthly Peak | 6 | 0.95266 | 0.91957 | 0.89727 | 0.88691 | 0.88248 | 0.86207 | 0.80234 | 0.93171 | 1.2272 | 1.5073 | 1.7196 | 1.8464 | 1.9114 | 1.9797 | 2.033 | 2.0267 | 1.9443 | 1.6845 | 1.4332 | 1.2945 | 1.3132 | 1.2042 | 1.081 | 1.0116 | 0 | 0 | 0 | 0 | 0 | 0 | 0 | 0 | 0 | 0 | 0 | 0 | 0 | 0 | 0.040659 | 0.040535 | 0.038885 | 0.033689 | 0 | 0 | 0 | 0 | 0 | 0 | 69.8819 | 68.4473 | 67.293 | 66.2434 | 65.1015 | 64.0492 | 63.1318 | 63.9894 | 67.6938 | 72.5102 | 77.2635 | 81.6909 | 84.834 | 86.534 | 87.4264 | 87.7991 | 87.9069 | 87.524 | 86.5044 | 84.5566 | 81.5097 | 77.3744 | 74.6817 | 72.6539 | 0.017483 | 0.016254 | 0.015952 | 0.015301 | 0.015238 | 0.015341 | 0.027678 | 0.026272 | 0.03438 | 0.03817 | 0.039828 | 0.041843 | 0.045642 | 0.051028 | 0.056446 | 0.059945 | 0.062231 | 0.051951 | 0.044353 | 0.029676 | 0.023339 | 0.020496 | 0.017162 | 0.016181
Portfolio Adjusted1-in-2Size: Under 20 kWOther2019July Monthly Peak | Portfolio Adjusted | 1-in-2 | Size: Under 20 kW | Other | 2019 | July Monthly Peak | 7 | 1.0192 | 0.97923 | 0.95165 | 0.93995 | 0.93395 | 0.94103 | 0.89486 | 1.039 | 1.3978 | 1.7361 | 1.9826 | 2.1176 | 2.1765 | 2.2347 | 2.2766 | 2.2601 | 2.1631 | 1.8639 | 1.5781 | 1.4216 | 1.4255 | 1.297 | 1.1606 | 1.0839 | 0 | 0 | 0 | 0 | 0 | 0 | 0 | 0 | 0 | 0 | 0 | 0 | 0 | 0 | 0.045532 | 0.045202 | 0.043261 | 0.037279 | 0 | 0 | 0 | 0 | 0 | 0 | 75.8635 | 74.4667 | 73.501 | 72.5552 | 71.5119 | 70.5331 | 69.7392 | 70.2085 | 73.5035 | 77.9332 | 82.4022 | 85.8381 | 88.8856 | 90.5909 | 91.5649 | 92.024 | 91.927 | 90.851 | 89.6924 | 88.3624 | 85.7674 | 82.1718 | 79.6874 | 77.8564 | 0.017512 | 0.016281 | 0.015978 | 0.015326 | 0.015264 | 0.015367 | 0.027724 | 0.026316 | 0.034438 | 0.038234 | 0.039895 | 0.041913 | 0.045718 | 0.051113 | 0.05654 | 0.060044 | 0.062334 | 0.052038 | 0.044427 | 0.029726 | 0.023378 | 0.02053 | 0.017191 | 0.016208
Portfolio Adjusted1-in-2Size: Under 20 kWOther2019August Monthly Peak | Portfolio Adjusted | 1-in-2 | Size: Under 20 kW | Other | 2019 | August Monthly Peak | 8 | 0.99492 | 0.95886 | 0.93432 | 0.92217 | 0.91776 | 0.93369 | 0.90092 | 0.99471 | 1.3274 | 1.6617 | 1.8988 | 2.0468 | 2.1112 | 2.1772 | 2.2183 | 2.2042 | 2.1044 | 1.8073 | 1.5244 | 1.4171 | 1.4143 | 1.2617 | 1.1265 | 1.0581 | 0 | 0 | 0 | 0 | 0 | 0 | 0 | 0 | 0 | 0 | 0 | 0 | 0 | 0 | 0.044366 | 0.044083 | 0.042089 | 0.036146 | 0 | 0 | 0 | 0 | 0 | 0 | 74.1439 | 72.9803 | 71.4594 | 70.2053 | 69.1879 | 68.2336 | 67.6168 | 66.988 | 69.3001 | 74.5195 | 80.1605 | 84.7324 | 88.2466 | 90.3376 | 91.638 | 92.2725 | 92.1446 | 91.5177 | 90.0355 | 87.4219 | 83.6151 | 80.3653 | 78.0469 | 76.3055 | 0.017537 | 0.016305 | 0.016002 | 0.015349 | 0.015286 | 0.015389 | 0.027765 | 0.026354 | 0.034488 | 0.03829 | 0.039953 | 0.041975 | 0.045785 | 0.051188 | 0.056623 | 0.060133 | 0.062426 | 0.052114 | 0.044492 | 0.029769 | 0.023412 | 0.02056 | 0.017216 | 0.016232
Portfolio Adjusted1-in-2Size: Under 20 kWOther2019September Monthly Peak | Portfolio Adjusted | 1-in-2 | Size: Under 20 kW | Other | 2019 | September Monthly Peak | 9 | 0.96299 | 0.93112 | 0.90712 | 0.89363 | 0.89303 | 0.9124 | 0.92425 | 0.95804 | 1.2734 | 1.5865 | 1.8183 | 1.9605 | 2.0284 | 2.0953 | 2.1406 | 2.1295 | 2.0364 | 1.7417 | 1.4827 | 1.4647 | 1.3572 | 1.2045 | 1.0824 | 1.0194 | 0 | 0 | 0 | 0 | 0 | 0 | 0 | 0 | 0 | 0 | 0 | 0 | 0 | 0 | 0.042811 | 0.042591 | 0.040729 | 0.034834 | 0 | 0 | 0 | 0 | 0 | 0 | 72.4672 | 71.2254 | 69.8547 | 68.5436 | 67.4077 | 66.4633 | 65.9067 | 65.5944 | 67.9992 | 73.2554 | 78.8016 | 83.6373 | 87.6272 | 89.9777 | 91.2977 | 91.7428 | 91.6352 | 90.8214 | 89.4166 | 86.6017 | 82.489 | 79.4475 | 77.1198 | 75.5215 | 0.017456 | 0.016229 | 0.015927 | 0.015277 | 0.015215 | 0.015318 | 0.027635 | 0.026232 | 0.034328 | 0.038112 | 0.039767 | 0.041779 | 0.045572 | 0.05095 | 0.05636 | 0.059853 | 0.062135 | 0.051872 | 0.044285 | 0.029631 | 0.023303 | 0.020464 | 0.017136 | 0.016156
Portfolio Adjusted1-in-2Size: Under 20 kWOther2019October Monthly Peak | Portfolio Adjusted | 1-in-2 | Size: Under 20 kW | Other | 2019 | October Monthly Peak | 10 | 0.86768 | 0.84088 | 0.82209 | 0.81556 | 0.819 | 0.83787 | 0.8777 | 0.86018 | 1.0577 | 1.2716 | 1.4449 | 1.5555 | 1.6168 | 1.6836 | 1.7386 | 1.7369 | 1.6572 | 1.4235 | 1.3399 | 1.2946 | 1.1831 | 1.064 | 0.96906 | 0.91508 | 0 | 0 | 0 | 0 | 0 | 0 | 0 | 0 | 0 | 0 | 0 | 0 | 0 | 0 | 0.034772 | 0.034737 | 0.033144 | 0.02847 | 0 | 0 | 0 | 0 | 0 | 0 | 63.899 | 62.9179 | 61.953 | 60.9234 | 59.9663 | 59.2023 | 58.3418 | 57.7372 | 58.6019 | 63.0416 | 69.2255 | 75.5934 | 80.5922 | 83.6146 | 84.8495 | 85.7477 | 85.8386 | 85.0184 | 82.8032 | 78.2314 | 74.1271 | 70.9254 | 68.3714 | 66.2958 | 0.017388 | 0.016166 | 0.015866 | 0.015218 | 0.015156 | 0.015259 | 0.027529 | 0.026131 | 0.034195 | 0.037965 | 0.039614 | 0.041618 | 0.045397 | 0.050754 | 0.056143 | 0.059622 | 0.061896 | 0.051672 | 0.044114 | 0.029517 | 0.023214 | 0.020385 | 0.01707 | 0.016094
Portfolio Adjusted1-in-2Size: Under 20 kWOther2019November Monthly Peak | Portfolio Adjusted | 1-in-2 | Size: Under 20 kW | Other | 2019 | November Monthly Peak | 11 | 0.81273 | 0.79284 | 0.78618 | 0.78864 | 0.79862 | 0.8208 | 0.79484 | 0.81547 | 1.0091 | 1.1672 | 1.2733 | 1.3199 | 1.3268 | 1.3458 | 1.3658 | 1.3506 | 1.3249 | 1.3573 | 1.2358 | 1.1493 | 1.0582 | 0.96378 | 0.89397 | 0.84917 | 0 | 0 | 0 | 0 | 0 | 0 | 0 | 0 | 0 | 0 | 0 | 0 | 0 | 0 | 0.027316 | 0.027011 | 0.026498 | 0.027145 | 0 | 0 | 0 | 0 | 0 | 0 | 55.4647 | 54.5298 | 53.6972 | 52.7677 | 51.7256 | 51.1068 | 50.8434 | 50.7944 | 53.0745 | 58.0932 | 63.0161 | 67.3937 | 70.2229 | 71.7041 | 72.3198 | 72.2277 | 70.8621 | 67.9735 | 64.4732 | 62.2674 | 60.5478 | 59.1664 | 58.0377 | 56.9224 | 0.017508 | 0.016278 | 0.015975 | 0.015323 | 0.015261 | 0.015364 | 0.027719 | 0.026311 | 0.034431 | 0.038226 | 0.039887 | 0.041905 | 0.04571 | 0.051103 | 0.05653 | 0.060033 | 0.062322 | 0.052028 | 0.044418 | 0.02972 | 0.023374 | 0.020526 | 0.017188 | 0.016205
Portfolio Adjusted1-in-2Size: Under 20 kWOther2019December Monthly Peak | Portfolio Adjusted | 1-in-2 | Size: Under 20 kW | Other | 2019 | December Monthly Peak | 12 | 0.84813 | 0.8295 | 0.82019 | 0.82146 | 0.83619 | 0.86513 | 0.91502 | 0.90662 | 1.1062 | 1.2584 | 1.3305 | 1.3339 | 1.297 | 1.2726 | 1.2542 | 1.2351 | 1.2731 | 1.3431 | 1.2303 | 1.1607 | 1.0831 | 1.007 | 0.9391 | 0.89258 | 0 | 0 | 0 | 0 | 0 | 0 | 0 | 0 | 0 | 0 | 0 | 0 | 0 | 0 | 0.025085 | 0.024703 | 0.025463 | 0.026861 | 0 | 0 | 0 | 0 | 0 | 0 | 46.4182 | 45.7834 | 45.3937 | 44.8105 | 44.287 | 43.8398 | 43.5407 | 43.4531 | 44.1237 | 47.3689 | 51.0095 | 54.1926 | 56.2268 | 57.1436 | 57.8419 | 58.0916 | 57.3941 | 54.996 | 52.0179 | 49.9826 | 48.5117 | 46.6373 | 44.8999 | 43.6501 | 0.017478 | 0.01625 | 0.015947 | 0.015297 | 0.015234 | 0.015337 | 0.02767 | 0.026265 | 0.034371 | 0.03816 | 0.039818 | 0.041832 | 0.04563 | 0.051015 | 0.056431 | 0.059929 | 0.062214 | 0.051937 | 0.044341 | 0.029668 | 0.023333 | 0.02049 | 0.017158 | 0.016177
Portfolio Adjusted1-in-2Size: Under 20 kWOther2019Typical Event Day | Portfolio Adjusted | 1-in-2 | Size: Under 20 kW | Other | 2019 | Typical Event Day | 8 | 0.98769 | 0.95219 | 0.92808 | 0.9162 | 0.91211 | 0.92769 | 0.89446 | 0.9845 | 1.3095 | 1.6357 | 1.8669 | 2.0113 | 2.0747 | 2.1401 | 2.1815 | 2.1686 | 2.0705 | 1.7782 | 1.5029 | 1.3984 | 1.3985 | 1.2489 | 1.1159 | 1.0485 | 0 | 0 | 0 | 0 | 0 | 0 | 0 | 0 | 0 | 0 | 0 | 0 | 0 | 0 | 0.04363 | 0.043372 | 0.041411 | 0.035563 | 0 | 0 | 0 | 0 | 0 | 0 | 73.0891 | 71.7799 | 70.527 | 69.3869 | 68.3023 | 67.3198 | 66.5986 | 66.6951 | 69.6242 | 74.5546 | 79.657 | 83.9747 | 87.3983 | 89.36 | 90.4818 | 90.9596 | 90.9034 | 90.1786 | 88.9122 | 86.7357 | 83.3453 | 79.8397 | 77.3839 | 75.5843 | 0.017491 | 0.016262 | 0.015959 | 0.015308 | 0.015246 | 0.015348 | 0.027691 | 0.026285 | 0.034397 | 0.038188 | 0.039847 | 0.041863 | 0.045664 | 0.051052 | 0.056473 | 0.059973 | 0.06226 | 0.051976 | 0.044374 | 0.02969 | 0.02335 | 0.020505 | 0.01717 | 0.016189
Portfolio Adjusted1-in-2Size: Under 20 kWOther2020January Monthly Peak | Portfolio Adjusted | 1-in-2 | Size: Under 20 kW | Other | 2020 | January Monthly Peak | 1 | 0.9111 | 0.89515 | 0.88776 | 0.88839 | 0.90756 | 0.94716 | 1.0287 | 1.0249 | 1.2535 | 1.4144 | 1.4703 | 1.4486 | 1.38 | 1.3313 | 1.2889 | 1.2559 | 1.2634 | 1.3712 | 1.288 | 1.2251 | 1.1497 | 1.0614 | 0.99074 | 0.95226 | 0 | 0 | 0 | 0 | 0 | 0 | 0 | 0 | 0 | 0 | 0 | 0 | 0 | 0 | 0.025778 | 0.025119 | 0.025268 | 0.027424 | 0 | 0 | 0 | 0 | 0 | 0 | 42.2612 | 41.8391 | 41.2194 | 40.5714 | 39.9155 | 39.4645 | 39.3597 | 39.118 | 39.3927 | 41.7726 | 45.3155 | 48.0108 | 49.9948 | 51.3104 | 52.1666 | 52.578 | 52.2875 | 50.9645 | 49.0243 | 47.6786 | 46.4735 | 45.57 | 44.7219 | 44.118 | 0.018338 | 0.01705 | 0.016733 | 0.01605 | 0.015984 | 0.016092 | 0.029033 | 0.027558 | 0.036064 | 0.040039 | 0.041778 | 0.043892 | 0.047877 | 0.053527 | 0.05921 | 0.062879 | 0.065278 | 0.054495 | 0.046524 | 0.031129 | 0.024482 | 0.021499 | 0.018003 | 0.016973
Portfolio Adjusted1-in-2Size: Under 20 kWOther2020February Monthly Peak | Portfolio Adjusted | 1-in-2 | Size: Under 20 kW | Other | 2020 | February Monthly Peak | 2 | 0.86839 | 0.85212 | 0.84442 | 0.84535 | 0.86275 | 0.89507 | 0.93106 | 0.92572 | 1.1457 | 1.2992 | 1.3671 | 1.364 | 1.3227 | 1.2992 | 1.2863 | 1.268 | 1.2538 | 1.2645 | 1.2696 | 1.1936 | 1.1113 | 1.0193 | 0.94438 | 0.90187 | 0 | 0 | 0 | 0 | 0 | 0 | 0 | 0 | 0 | 0 | 0 | 0 | 0 | 0 | 0.025726 | 0.02536 | 0.025075 | 0.02529 | 0 | 0 | 0 | 0 | 0 | 0 | 47.0642 | 46.598 | 46.2554 | 45.871 | 45.6641 | 45.646 | 45.6521 | 45.6074 | 45.8322 | 47.6277 | 49.7451 | 51.6688 | 52.511 | 52.4582 | 52.4865 | 52.1468 | 51.4835 | 50.3413 | 48.8253 | 47.3914 | 46.0467 | 45.0416 | 43.8237 | 42.8812 | 0.017698 | 0.016454 | 0.016148 | 0.015489 | 0.015426 | 0.01553 | 0.028019 | 0.026596 | 0.034804 | 0.03864 | 0.040319 | 0.042359 | 0.046205 | 0.051657 | 0.057142 | 0.060683 | 0.062997 | 0.052591 | 0.044899 | 0.030042 | 0.023627 | 0.020748 | 0.017374 | 0.01638
Portfolio Adjusted1-in-2Size: Under 20 kWOther2020March Monthly Peak | Portfolio Adjusted | 1-in-2 | Size: Under 20 kW | Other | 2020 | March Monthly Peak | 3 | 0.87959 | 0.85574 | 0.84391 | 0.84147 | 0.85398 | 0.88279 | 0.9411 | 0.9263 | 1.1122 | 1.2658 | 1.3447 | 1.3467 | 1.3092 | 1.2936 | 1.2857 | 1.2697 | 1.2426 | 1.1706 | 1.1183 | 1.1794 | 1.1211 | 1.0323 | 0.96024 | 0.91594 | 0 | 0 | 0 | 0 | 0 | 0 | 0 | 0 | 0 | 0 | 0 | 0 | 0 | 0 | 0.025713 | 0.025393 | 0.024853 | 0.023413 | 0 | 0 | 0 | 0 | 0 | 0 | 46.6138 | 46.1485 | 45.7331 | 45.4056 | 45.0077 | 44.5573 | 44.144 | 43.9087 | 45.6646 | 48.0061 | 50.2836 | 52.3573 | 53.9459 | 55.0246 | 55.5178 | 55.9653 | 55.8143 | 55.1595 | 53.5331 | 51.2395 | 49.6656 | 48.4549 | 47.5922 | 46.6883 | 0.017829 | 0.016576 | 0.016268 | 0.015604 | 0.015541 | 0.015645 | 0.028227 | 0.026793 | 0.035062 | 0.038927 | 0.040618 | 0.042673 | 0.046547 | 0.05204 | 0.057566 | 0.061133 | 0.063465 | 0.052981 | 0.045233 | 0.030265 | 0.023802 | 0.020902 | 0.017503 | 0.016502
Portfolio Adjusted1-in-2Size: Under 20 kWOther2020April Monthly Peak | Portfolio Adjusted | 1-in-2 | Size: Under 20 kW | Other | 2020 | April Monthly Peak | 4 | 0.85366 | 0.83066 | 0.81399 | 0.80999 | 0.81483 | 0.83432 | 0.80154 | 0.80986 | 1.0145 | 1.2109 | 1.3473 | 1.4196 | 1.4546 | 1.5094 | 1.5568 | 1.5613 | 1.501 | 1.3163 | 1.159 | 1.1679 | 1.1582 | 1.0436 | 0.95096 | 0.89582 | 0 | 0 | 0 | 0 | 0 | 0 | 0 | 0 | 0 | 0 | 0 | 0 | 0 | 0 | 0.031136 | 0.031227 | 0.03002 | 0.026325 | 0 | 0 | 0 | 0 | 0 | 0 | 61.9906 | 60.7462 | 59.2839 | 58.0437 | 57.1334 | 56.4716 | 55.8909 | 55.9512 | 58.5848 | 62.6452 | 67.9297 | 72.3747 | 75.7647 | 78.2038 | 79.3688 | 80.0141 | 80.0434 | 79.6939 | 78.4113 | 76.0113 | 72.226 | 69.0879 | 66.8878 | 64.6313 | 0.017432 | 0.016207 | 0.015905 | 0.015256 | 0.015194 | 0.015297 | 0.027597 | 0.026196 | 0.03428 | 0.038059 | 0.039713 | 0.041722 | 0.04551 | 0.05088 | 0.056282 | 0.05977 | 0.06205 | 0.0518 | 0.044224 | 0.02959 | 0.023271 | 0.020436 | 0.017112 | 0.016134
Portfolio Adjusted1-in-2Size: Under 20 kWOther2020May Monthly Peak | Portfolio Adjusted | 1-in-2 | Size: Under 20 kW | Other | 2020 | May Monthly Peak | 5 | 0.88255 | 0.85709 | 0.83758 | 0.83061 | 0.83181 | 0.82719 | 0.74451 | 0.82881 | 1.0695 | 1.3026 | 1.4685 | 1.5642 | 1.6103 | 1.6659 | 1.7174 | 1.7232 | 1.6573 | 1.4507 | 1.2567 | 1.1767 | 1.2194 | 1.0975 | 0.99027 | 0.9286 | 0 | 0 | 0 | 0 | 0 | 0 | 0 | 0 | 0 | 0 | 0 | 0 | 0 | 0 | 0.034348 | 0.034464 | 0.033146 | 0.029013 | 0 | 0 | 0 | 0 | 0 | 0 | 65.9108 | 64.7654 | 63.8863 | 62.9198 | 62.0688 | 61.2989 | 60.5151 | 60.921 | 63.4498 | 67.2762 | 71.0817 | 74.828 | 78.0108 | 80.6747 | 81.801 | 82.2581 | 82.0708 | 81.5041 | 80.1952 | 77.8628 | 74.4807 | 71.6365 | 69.1592 | 67.4779 | 0.017428 | 0.016203 | 0.015902 | 0.015253 | 0.015191 | 0.015294 | 0.027592 | 0.02619 | 0.034274 | 0.038051 | 0.039704 | 0.041713 | 0.0455 | 0.05087 | 0.056271 | 0.059758 | 0.062037 | 0.05179 | 0.044215 | 0.029584 | 0.023267 | 0.020432 | 0.017109 | 0.016131
Portfolio Adjusted1-in-2Size: Under 20 kWOther2020June Monthly Peak | Portfolio Adjusted | 1-in-2 | Size: Under 20 kW | Other | 2020 | June Monthly Peak | 6 | 0.95266 | 0.91957 | 0.89727 | 0.88691 | 0.88248 | 0.86207 | 0.80234 | 0.93171 | 1.2272 | 1.5073 | 1.7196 | 1.8464 | 1.9114 | 1.9797 | 2.033 | 2.0267 | 1.9443 | 1.6845 | 1.4332 | 1.2945 | 1.3132 | 1.2042 | 1.081 | 1.0116 | 0 | 0 | 0 | 0 | 0 | 0 | 0 | 0 | 0 | 0 | 0 | 0 | 0 | 0 | 0.040659 | 0.040535 | 0.038885 | 0.033689 | 0 | 0 | 0 | 0 | 0 | 0 | 69.8819 | 68.4473 | 67.293 | 66.2435 | 65.1015 | 64.0492 | 63.1318 | 63.9894 | 67.6938 | 72.5102 | 77.2635 | 81.6909 | 84.834 | 86.534 | 87.4264 | 87.7991 | 87.9069 | 87.524 | 86.5044 | 84.5566 | 81.5097 | 77.3744 | 74.6817 | 72.6539 | 0.017483 | 0.016254 | 0.015952 | 0.015301 | 0.015238 | 0.015341 | 0.027678 | 0.026272 | 0.03438 | 0.03817 | 0.039828 | 0.041843 | 0.045642 | 0.051028 | 0.056446 | 0.059945 | 0.062231 | 0.051951 | 0.044353 | 0.029676 | 0.023339 | 0.020496 | 0.017162 | 0.016181
Portfolio Adjusted1-in-2Size: Under 20 kWOther2020July Monthly Peak | Portfolio Adjusted | 1-in-2 | Size: Under 20 kW | Other | 2020 | July Monthly Peak | 7 | 1.0192 | 0.97923 | 0.95165 | 0.93995 | 0.93395 | 0.94103 | 0.89486 | 1.039 | 1.3978 | 1.7361 | 1.9826 | 2.1176 | 2.1765 | 2.2347 | 2.2766 | 2.2601 | 2.1631 | 1.8639 | 1.5781 | 1.4216 | 1.4255 | 1.297 | 1.1606 | 1.0839 | 0 | 0 | 0 | 0 | 0 | 0 | 0 | 0 | 0 | 0 | 0 | 0 | 0 | 0 | 0.045532 | 0.045202 | 0.043261 | 0.037279 | 0 | 0 | 0 | 0 | 0 | 0 | 75.8635 | 74.4667 | 73.501 | 72.5552 | 71.5119 | 70.5331 | 69.7392 | 70.2085 | 73.5035 | 77.9332 | 82.4022 | 85.8381 | 88.8856 | 90.5909 | 91.5649 | 92.024 | 91.927 | 90.851 | 89.6924 | 88.3624 | 85.7674 | 82.1718 | 79.6874 | 77.8564 | 0.017512 | 0.016281 | 0.015978 | 0.015326 | 0.015264 | 0.015367 | 0.027724 | 0.026316 | 0.034438 | 0.038234 | 0.039895 | 0.041913 | 0.045718 | 0.051113 | 0.05654 | 0.060044 | 0.062334 | 0.052038 | 0.044427 | 0.029726 | 0.023378 | 0.02053 | 0.017191 | 0.016208
Portfolio Adjusted1-in-2Size: Under 20 kWOther2020August Monthly Peak | Portfolio Adjusted | 1-in-2 | Size: Under 20 kW | Other | 2020 | August Monthly Peak | 8 | 0.99492 | 0.95886 | 0.93432 | 0.92217 | 0.91776 | 0.93369 | 0.90092 | 0.99471 | 1.3274 | 1.6617 | 1.8988 | 2.0468 | 2.1112 | 2.1772 | 2.2183 | 2.2042 | 2.1044 | 1.8073 | 1.5244 | 1.4171 | 1.4143 | 1.2617 | 1.1265 | 1.0581 | 0 | 0 | 0 | 0 | 0 | 0 | 0 | 0 | 0 | 0 | 0 | 0 | 0 | 0 | 0.044366 | 0.044083 | 0.042089 | 0.036146 | 0 | 0 | 0 | 0 | 0 | 0 | 74.1439 | 72.9803 | 71.4595 | 70.2053 | 69.1879 | 68.2336 | 67.6168 | 66.988 | 69.3001 | 74.5195 | 80.1605 | 84.7324 | 88.2466 | 90.3376 | 91.638 | 92.2725 | 92.1446 | 91.5177 | 90.0355 | 87.4219 | 83.6151 | 80.3653 | 78.0469 | 76.3055 | 0.017537 | 0.016305 | 0.016002 | 0.015349 | 0.015286 | 0.015389 | 0.027765 | 0.026354 | 0.034488 | 0.03829 | 0.039953 | 0.041975 | 0.045785 | 0.051188 | 0.056623 | 0.060133 | 0.062426 | 0.052114 | 0.044492 | 0.029769 | 0.023412 | 0.02056 | 0.017216 | 0.016232
Portfolio Adjusted1-in-2Size: Under 20 kWOther2020September Monthly Peak | Portfolio Adjusted | 1-in-2 | Size: Under 20 kW | Other | 2020 | September Monthly Peak | 9 | 0.96299 | 0.93112 | 0.90712 | 0.89363 | 0.89303 | 0.9124 | 0.92425 | 0.95804 | 1.2734 | 1.5865 | 1.8183 | 1.9605 | 2.0284 | 2.0953 | 2.1406 | 2.1295 | 2.0364 | 1.7417 | 1.4827 | 1.4647 | 1.3572 | 1.2045 | 1.0824 | 1.0194 | 0 | 0 | 0 | 0 | 0 | 0 | 0 | 0 | 0 | 0 | 0 | 0 | 0 | 0 | 0.042811 | 0.042591 | 0.040729 | 0.034834 | 0 | 0 | 0 | 0 | 0 | 0 | 72.4672 | 71.2254 | 69.8547 | 68.5436 | 67.4077 | 66.4633 | 65.9067 | 65.5944 | 67.9992 | 73.2554 | 78.8016 | 83.6373 | 87.6272 | 89.9777 | 91.2977 | 91.7427 | 91.6352 | 90.8214 | 89.4166 | 86.6017 | 82.489 | 79.4475 | 77.1198 | 75.5215 | 0.017456 | 0.016229 | 0.015927 | 0.015277 | 0.015215 | 0.015318 | 0.027635 | 0.026232 | 0.034328 | 0.038112 | 0.039767 | 0.041779 | 0.045572 | 0.05095 | 0.05636 | 0.059853 | 0.062135 | 0.051872 | 0.044285 | 0.029631 | 0.023303 | 0.020464 | 0.017136 | 0.016156
Portfolio Adjusted1-in-2Size: Under 20 kWOther2020October Monthly Peak | Portfolio Adjusted | 1-in-2 | Size: Under 20 kW | Other | 2020 | October Monthly Peak | 10 | 0.86768 | 0.84088 | 0.82209 | 0.81556 | 0.819 | 0.83787 | 0.8777 | 0.86018 | 1.0577 | 1.2716 | 1.4449 | 1.5555 | 1.6168 | 1.6836 | 1.7386 | 1.7369 | 1.6572 | 1.4235 | 1.3399 | 1.2946 | 1.1831 | 1.064 | 0.96906 | 0.91508 | 0 | 0 | 0 | 0 | 0 | 0 | 0 | 0 | 0 | 0 | 0 | 0 | 0 | 0 | 0.034772 | 0.034737 | 0.033144 | 0.02847 | 0 | 0 | 0 | 0 | 0 | 0 | 63.899 | 62.9179 | 61.953 | 60.9234 | 59.9663 | 59.2023 | 58.3418 | 57.7372 | 58.6019 | 63.0416 | 69.2255 | 75.5934 | 80.5922 | 83.6146 | 84.8495 | 85.7477 | 85.8386 | 85.0184 | 82.8032 | 78.2314 | 74.1271 | 70.9254 | 68.3714 | 66.2958 | 0.017388 | 0.016166 | 0.015866 | 0.015218 | 0.015156 | 0.015259 | 0.027529 | 0.026131 | 0.034195 | 0.037965 | 0.039614 | 0.041618 | 0.045397 | 0.050754 | 0.056143 | 0.059622 | 0.061896 | 0.051672 | 0.044114 | 0.029517 | 0.023214 | 0.020385 | 0.01707 | 0.016094
Portfolio Adjusted1-in-2Size: Under 20 kWOther2020November Monthly Peak | Portfolio Adjusted | 1-in-2 | Size: Under 20 kW | Other | 2020 | November Monthly Peak | 11 | 0.81273 | 0.79284 | 0.78618 | 0.78864 | 0.79862 | 0.8208 | 0.79484 | 0.81547 | 1.0091 | 1.1672 | 1.2733 | 1.3199 | 1.3268 | 1.3458 | 1.3658 | 1.3506 | 1.3249 | 1.3573 | 1.2358 | 1.1493 | 1.0582 | 0.96378 | 0.89397 | 0.84917 | 0 | 0 | 0 | 0 | 0 | 0 | 0 | 0 | 0 | 0 | 0 | 0 | 0 | 0 | 0.027316 | 0.027011 | 0.026498 | 0.027145 | 0 | 0 | 0 | 0 | 0 | 0 | 55.4647 | 54.5298 | 53.6972 | 52.7677 | 51.7256 | 51.1068 | 50.8434 | 50.7944 | 53.0745 | 58.0932 | 63.0161 | 67.3937 | 70.2229 | 71.7041 | 72.3198 | 72.2277 | 70.8621 | 67.9735 | 64.4732 | 62.2674 | 60.5478 | 59.1664 | 58.0377 | 56.9224 | 0.017508 | 0.016278 | 0.015975 | 0.015323 | 0.015261 | 0.015364 | 0.027719 | 0.026311 | 0.034431 | 0.038226 | 0.039887 | 0.041905 | 0.04571 | 0.051103 | 0.05653 | 0.060033 | 0.062322 | 0.052028 | 0.044418 | 0.02972 | 0.023374 | 0.020526 | 0.017188 | 0.016205
Portfolio Adjusted1-in-2Size: Under 20 kWOther2020December Monthly Peak | Portfolio Adjusted | 1-in-2 | Size: Under 20 kW | Other | 2020 | December Monthly Peak | 12 | 0.84813 | 0.8295 | 0.82019 | 0.82146 | 0.83619 | 0.86513 | 0.91502 | 0.90662 | 1.1062 | 1.2584 | 1.3305 | 1.3339 | 1.297 | 1.2726 | 1.2542 | 1.2351 | 1.2731 | 1.3431 | 1.2303 | 1.1607 | 1.0831 | 1.007 | 0.9391 | 0.89258 | 0 | 0 | 0 | 0 | 0 | 0 | 0 | 0 | 0 | 0 | 0 | 0 | 0 | 0 | 0.025085 | 0.024703 | 0.025463 | 0.026861 | 0 | 0 | 0 | 0 | 0 | 0 | 46.4182 | 45.7834 | 45.3937 | 44.8105 | 44.287 | 43.8398 | 43.5407 | 43.4531 | 44.1237 | 47.3689 | 51.0095 | 54.1926 | 56.2268 | 57.1436 | 57.8419 | 58.0916 | 57.3941 | 54.996 | 52.0179 | 49.9826 | 48.5117 | 46.6373 | 44.8999 | 43.6501 | 0.017478 | 0.01625 | 0.015947 | 0.015297 | 0.015234 | 0.015337 | 0.02767 | 0.026265 | 0.034371 | 0.03816 | 0.039818 | 0.041832 | 0.04563 | 0.051015 | 0.056431 | 0.059929 | 0.062214 | 0.051937 | 0.044341 | 0.029668 | 0.023333 | 0.02049 | 0.017158 | 0.016177
Portfolio Adjusted1-in-2Size: Under 20 kWOther2020Typical Event Day | Portfolio Adjusted | 1-in-2 | Size: Under 20 kW | Other | 2020 | Typical Event Day | 8 | 0.98769 | 0.95219 | 0.92808 | 0.9162 | 0.91211 | 0.92769 | 0.89446 | 0.9845 | 1.3095 | 1.6357 | 1.8669 | 2.0113 | 2.0747 | 2.1401 | 2.1815 | 2.1686 | 2.0705 | 1.7782 | 1.5029 | 1.3984 | 1.3985 | 1.2489 | 1.1159 | 1.0485 | 0 | 0 | 0 | 0 | 0 | 0 | 0 | 0 | 0 | 0 | 0 | 0 | 0 | 0 | 0.04363 | 0.043372 | 0.041411 | 0.035563 | 0 | 0 | 0 | 0 | 0 | 0 | 73.0891 | 71.7799 | 70.527 | 69.3869 | 68.3022 | 67.3198 | 66.5986 | 66.6951 | 69.6242 | 74.5546 | 79.657 | 83.9747 | 87.3983 | 89.36 | 90.4818 | 90.9596 | 90.9034 | 90.1786 | 88.9122 | 86.7357 | 83.3453 | 79.8397 | 77.3839 | 75.5843 | 0.017491 | 0.016262 | 0.015959 | 0.015308 | 0.015246 | 0.015348 | 0.027691 | 0.026285 | 0.034397 | 0.038188 | 0.039847 | 0.041863 | 0.045664 | 0.051052 | 0.056473 | 0.059973 | 0.06226 | 0.051976 | 0.044374 | 0.02969 | 0.02335 | 0.020505 | 0.01717 | 0.016189
Portfolio Adjusted1-in-2Size: Under 20 kWOther2021January Monthly Peak | Portfolio Adjusted | 1-in-2 | Size: Under 20 kW | Other | 2021 | January Monthly Peak | 1 | 0.9111 | 0.89515 | 0.88776 | 0.88839 | 0.90756 | 0.94716 | 1.0287 | 1.0249 | 1.2535 | 1.4144 | 1.4703 | 1.4486 | 1.38 | 1.3313 | 1.2889 | 1.2559 | 1.2634 | 1.3712 | 1.288 | 1.2251 | 1.1497 | 1.0614 | 0.99074 | 0.95226 | 0 | 0 | 0 | 0 | 0 | 0 | 0 | 0 | 0 | 0 | 0 | 0 | 0 | 0 | 0.025778 | 0.025119 | 0.025268 | 0.027424 | 0 | 0 | 0 | 0 | 0 | 0 | 42.2612 | 41.8391 | 41.2194 | 40.5714 | 39.9155 | 39.4645 | 39.3597 | 39.118 | 39.3927 | 41.7726 | 45.3155 | 48.0108 | 49.9948 | 51.3104 | 52.1666 | 52.578 | 52.2875 | 50.9645 | 49.0243 | 47.6786 | 46.4735 | 45.57 | 44.7219 | 44.118 | 0.018338 | 0.01705 | 0.016733 | 0.01605 | 0.015984 | 0.016092 | 0.029033 | 0.027558 | 0.036064 | 0.040039 | 0.041778 | 0.043892 | 0.047877 | 0.053527 | 0.05921 | 0.062879 | 0.065278 | 0.054495 | 0.046524 | 0.031129 | 0.024482 | 0.021499 | 0.018003 | 0.016973
Portfolio Adjusted1-in-2Size: Under 20 kWOther2021February Monthly Peak | Portfolio Adjusted | 1-in-2 | Size: Under 20 kW | Other | 2021 | February Monthly Peak | 2 | 0.86839 | 0.85212 | 0.84442 | 0.84535 | 0.86275 | 0.89507 | 0.93106 | 0.92572 | 1.1457 | 1.2992 | 1.3671 | 1.364 | 1.3227 | 1.2992 | 1.2863 | 1.268 | 1.2538 | 1.2645 | 1.2696 | 1.1936 | 1.1113 | 1.0193 | 0.94438 | 0.90187 | 0 | 0 | 0 | 0 | 0 | 0 | 0 | 0 | 0 | 0 | 0 | 0 | 0 | 0 | 0.025726 | 0.02536 | 0.025075 | 0.02529 | 0 | 0 | 0 | 0 | 0 | 0 | 47.0642 | 46.598 | 46.2554 | 45.871 | 45.6641 | 45.646 | 45.6521 | 45.6074 | 45.8322 | 47.6277 | 49.7451 | 51.6688 | 52.511 | 52.4582 | 52.4865 | 52.1468 | 51.4835 | 50.3413 | 48.8253 | 47.3914 | 46.0467 | 45.0416 | 43.8237 | 42.8812 | 0.017698 | 0.016454 | 0.016148 | 0.015489 | 0.015426 | 0.01553 | 0.028019 | 0.026596 | 0.034804 | 0.03864 | 0.040319 | 0.042359 | 0.046205 | 0.051657 | 0.057142 | 0.060683 | 0.062997 | 0.052591 | 0.044899 | 0.030042 | 0.023627 | 0.020748 | 0.017374 | 0.01638
Portfolio Adjusted1-in-2Size: Under 20 kWOther2021March Monthly Peak | Portfolio Adjusted | 1-in-2 | Size: Under 20 kW | Other | 2021 | March Monthly Peak | 3 | 0.87959 | 0.85574 | 0.84391 | 0.84147 | 0.85398 | 0.88279 | 0.9411 | 0.9263 | 1.1122 | 1.2658 | 1.3447 | 1.3467 | 1.3092 | 1.2936 | 1.2857 | 1.2697 | 1.2426 | 1.1706 | 1.1183 | 1.1794 | 1.1211 | 1.0323 | 0.96024 | 0.91594 | 0 | 0 | 0 | 0 | 0 | 0 | 0 | 0 | 0 | 0 | 0 | 0 | 0 | 0 | 0.025713 | 0.025393 | 0.024853 | 0.023413 | 0 | 0 | 0 | 0 | 0 | 0 | 46.6138 | 46.1485 | 45.7331 | 45.4056 | 45.0077 | 44.5573 | 44.144 | 43.9087 | 45.6646 | 48.0061 | 50.2836 | 52.3573 | 53.9459 | 55.0246 | 55.5178 | 55.9653 | 55.8143 | 55.1595 | 53.5331 | 51.2395 | 49.6656 | 48.4549 | 47.5922 | 46.6883 | 0.017829 | 0.016576 | 0.016268 | 0.015604 | 0.015541 | 0.015645 | 0.028227 | 0.026793 | 0.035062 | 0.038927 | 0.040618 | 0.042673 | 0.046547 | 0.05204 | 0.057566 | 0.061133 | 0.063465 | 0.052981 | 0.045233 | 0.030265 | 0.023802 | 0.020902 | 0.017503 | 0.016502
Portfolio Adjusted1-in-2Size: Under 20 kWOther2021April Monthly Peak | Portfolio Adjusted | 1-in-2 | Size: Under 20 kW | Other | 2021 | April Monthly Peak | 4 | 0.85366 | 0.83066 | 0.81399 | 0.80999 | 0.81483 | 0.83432 | 0.80154 | 0.80986 | 1.0145 | 1.2109 | 1.3473 | 1.4196 | 1.4546 | 1.5094 | 1.5568 | 1.5613 | 1.501 | 1.3163 | 1.159 | 1.1679 | 1.1582 | 1.0436 | 0.95096 | 0.89582 | 0 | 0 | 0 | 0 | 0 | 0 | 0 | 0 | 0 | 0 | 0 | 0 | 0 | 0 | 0.031136 | 0.031227 | 0.03002 | 0.026325 | 0 | 0 | 0 | 0 | 0 | 0 | 61.9906 | 60.7462 | 59.2839 | 58.0437 | 57.1334 | 56.4716 | 55.8909 | 55.9512 | 58.5848 | 62.6452 | 67.9297 | 72.3747 | 75.7647 | 78.2038 | 79.3688 | 80.0141 | 80.0434 | 79.6939 | 78.4113 | 76.0112 | 72.226 | 69.0879 | 66.8878 | 64.6313 | 0.017432 | 0.016207 | 0.015905 | 0.015256 | 0.015194 | 0.015297 | 0.027597 | 0.026196 | 0.03428 | 0.038059 | 0.039713 | 0.041722 | 0.04551 | 0.05088 | 0.056282 | 0.05977 | 0.06205 | 0.0518 | 0.044224 | 0.02959 | 0.023271 | 0.020436 | 0.017112 | 0.016134
Portfolio Adjusted1-in-2Size: Under 20 kWOther2021May Monthly Peak | Portfolio Adjusted | 1-in-2 | Size: Under 20 kW | Other | 2021 | May Monthly Peak | 5 | 0.88255 | 0.85709 | 0.83758 | 0.83061 | 0.83181 | 0.82719 | 0.74451 | 0.82881 | 1.0695 | 1.3026 | 1.4685 | 1.5642 | 1.6103 | 1.6659 | 1.7174 | 1.7232 | 1.6573 | 1.4507 | 1.2567 | 1.1767 | 1.2194 | 1.0975 | 0.99027 | 0.9286 | 0 | 0 | 0 | 0 | 0 | 0 | 0 | 0 | 0 | 0 | 0 | 0 | 0 | 0 | 0.034348 | 0.034464 | 0.033146 | 0.029013 | 0 | 0 | 0 | 0 | 0 | 0 | 65.9108 | 64.7654 | 63.8863 | 62.9198 | 62.0688 | 61.2989 | 60.5151 | 60.921 | 63.4498 | 67.2762 | 71.0817 | 74.828 | 78.0108 | 80.6747 | 81.801 | 82.2581 | 82.0708 | 81.5041 | 80.1952 | 77.8628 | 74.4807 | 71.6365 | 69.1592 | 67.4779 | 0.017428 | 0.016203 | 0.015902 | 0.015253 | 0.015191 | 0.015294 | 0.027592 | 0.02619 | 0.034274 | 0.038051 | 0.039704 | 0.041713 | 0.0455 | 0.05087 | 0.056271 | 0.059758 | 0.062037 | 0.05179 | 0.044215 | 0.029584 | 0.023267 | 0.020432 | 0.017109 | 0.016131
Portfolio Adjusted1-in-2Size: Under 20 kWOther2021June Monthly Peak | Portfolio Adjusted | 1-in-2 | Size: Under 20 kW | Other | 2021 | June Monthly Peak | 6 | 0.95266 | 0.91957 | 0.89727 | 0.88691 | 0.88248 | 0.86207 | 0.80234 | 0.93171 | 1.2272 | 1.5073 | 1.7196 | 1.8464 | 1.9114 | 1.9797 | 2.033 | 2.0267 | 1.9443 | 1.6845 | 1.4332 | 1.2945 | 1.3132 | 1.2042 | 1.081 | 1.0116 | 0 | 0 | 0 | 0 | 0 | 0 | 0 | 0 | 0 | 0 | 0 | 0 | 0 | 0 | 0.040659 | 0.040535 | 0.038885 | 0.033689 | 0 | 0 | 0 | 0 | 0 | 0 | 69.8819 | 68.4473 | 67.293 | 66.2434 | 65.1015 | 64.0492 | 63.1318 | 63.9894 | 67.6938 | 72.5102 | 77.2635 | 81.6909 | 84.834 | 86.534 | 87.4264 | 87.7991 | 87.9069 | 87.524 | 86.5044 | 84.5566 | 81.5097 | 77.3744 | 74.6817 | 72.6539 | 0.017483 | 0.016254 | 0.015952 | 0.015301 | 0.015238 | 0.015341 | 0.027678 | 0.026272 | 0.03438 | 0.03817 | 0.039828 | 0.041843 | 0.045642 | 0.051028 | 0.056446 | 0.059945 | 0.062231 | 0.051951 | 0.044353 | 0.029676 | 0.023339 | 0.020496 | 0.017162 | 0.016181
Portfolio Adjusted1-in-2Size: Under 20 kWOther2021July Monthly Peak | Portfolio Adjusted | 1-in-2 | Size: Under 20 kW | Other | 2021 | July Monthly Peak | 7 | 1.0192 | 0.97923 | 0.95165 | 0.93995 | 0.93395 | 0.94103 | 0.89486 | 1.039 | 1.3978 | 1.7361 | 1.9826 | 2.1176 | 2.1765 | 2.2347 | 2.2766 | 2.2601 | 2.1631 | 1.8639 | 1.5781 | 1.4216 | 1.4255 | 1.297 | 1.1606 | 1.0839 | 0 | 0 | 0 | 0 | 0 | 0 | 0 | 0 | 0 | 0 | 0 | 0 | 0 | 0 | 0.045532 | 0.045202 | 0.043261 | 0.037279 | 0 | 0 | 0 | 0 | 0 | 0 | 75.8635 | 74.4667 | 73.501 | 72.5552 | 71.5119 | 70.5331 | 69.7392 | 70.2085 | 73.5035 | 77.9332 | 82.4022 | 85.8381 | 88.8856 | 90.5909 | 91.5649 | 92.024 | 91.927 | 90.851 | 89.6924 | 88.3624 | 85.7674 | 82.1718 | 79.6874 | 77.8564 | 0.017512 | 0.016281 | 0.015978 | 0.015326 | 0.015264 | 0.015367 | 0.027724 | 0.026316 | 0.034438 | 0.038234 | 0.039895 | 0.041913 | 0.045718 | 0.051113 | 0.05654 | 0.060044 | 0.062334 | 0.052038 | 0.044427 | 0.029726 | 0.023378 | 0.02053 | 0.017191 | 0.016208
Portfolio Adjusted1-in-2Size: Under 20 kWOther2021August Monthly Peak | Portfolio Adjusted | 1-in-2 | Size: Under 20 kW | Other | 2021 | August Monthly Peak | 8 | 0.99492 | 0.95886 | 0.93432 | 0.92217 | 0.91776 | 0.93369 | 0.90092 | 0.99471 | 1.3274 | 1.6617 | 1.8988 | 2.0468 | 2.1112 | 2.1772 | 2.2183 | 2.2042 | 2.1044 | 1.8073 | 1.5244 | 1.4171 | 1.4143 | 1.2617 | 1.1265 | 1.0581 | 0 | 0 | 0 | 0 | 0 | 0 | 0 | 0 | 0 | 0 | 0 | 0 | 0 | 0 | 0.044366 | 0.044083 | 0.042089 | 0.036146 | 0 | 0 | 0 | 0 | 0 | 0 | 74.1439 | 72.9803 | 71.4595 | 70.2053 | 69.1879 | 68.2336 | 67.6168 | 66.988 | 69.3001 | 74.5195 | 80.1605 | 84.7324 | 88.2466 | 90.3376 | 91.638 | 92.2725 | 92.1446 | 91.5177 | 90.0355 | 87.4219 | 83.6151 | 80.3653 | 78.0469 | 76.3055 | 0.017537 | 0.016305 | 0.016002 | 0.015349 | 0.015286 | 0.015389 | 0.027765 | 0.026354 | 0.034488 | 0.03829 | 0.039953 | 0.041975 | 0.045785 | 0.051188 | 0.056623 | 0.060133 | 0.062426 | 0.052114 | 0.044492 | 0.029769 | 0.023412 | 0.02056 | 0.017216 | 0.016232
Portfolio Adjusted1-in-2Size: Under 20 kWOther2021September Monthly Peak | Portfolio Adjusted | 1-in-2 | Size: Under 20 kW | Other | 2021 | September Monthly Peak | 9 | 0.96299 | 0.93112 | 0.90712 | 0.89363 | 0.89303 | 0.9124 | 0.92425 | 0.95804 | 1.2734 | 1.5865 | 1.8183 | 1.9605 | 2.0284 | 2.0953 | 2.1406 | 2.1295 | 2.0364 | 1.7417 | 1.4827 | 1.4647 | 1.3572 | 1.2045 | 1.0824 | 1.0194 | 0 | 0 | 0 | 0 | 0 | 0 | 0 | 0 | 0 | 0 | 0 | 0 | 0 | 0 | 0.042811 | 0.042591 | 0.040729 | 0.034834 | 0 | 0 | 0 | 0 | 0 | 0 | 72.4672 | 71.2254 | 69.8547 | 68.5436 | 67.4077 | 66.4633 | 65.9067 | 65.5944 | 67.9992 | 73.2554 | 78.8016 | 83.6373 | 87.6272 | 89.9777 | 91.2977 | 91.7427 | 91.6352 | 90.8214 | 89.4166 | 86.6017 | 82.489 | 79.4475 | 77.1198 | 75.5215 | 0.017456 | 0.016229 | 0.015927 | 0.015277 | 0.015215 | 0.015318 | 0.027635 | 0.026232 | 0.034328 | 0.038112 | 0.039767 | 0.041779 | 0.045572 | 0.05095 | 0.05636 | 0.059853 | 0.062135 | 0.051872 | 0.044285 | 0.029631 | 0.023303 | 0.020464 | 0.017136 | 0.016156
Portfolio Adjusted1-in-2Size: Under 20 kWOther2021October Monthly Peak | Portfolio Adjusted | 1-in-2 | Size: Under 20 kW | Other | 2021 | October Monthly Peak | 10 | 0.86768 | 0.84088 | 0.82209 | 0.81556 | 0.819 | 0.83787 | 0.8777 | 0.86018 | 1.0577 | 1.2716 | 1.4449 | 1.5555 | 1.6168 | 1.6836 | 1.7386 | 1.7369 | 1.6572 | 1.4235 | 1.3399 | 1.2946 | 1.1831 | 1.064 | 0.96906 | 0.91508 | 0 | 0 | 0 | 0 | 0 | 0 | 0 | 0 | 0 | 0 | 0 | 0 | 0 | 0 | 0.034772 | 0.034737 | 0.033144 | 0.02847 | 0 | 0 | 0 | 0 | 0 | 0 | 63.899 | 62.9179 | 61.953 | 60.9234 | 59.9663 | 59.2023 | 58.3418 | 57.7372 | 58.6019 | 63.0416 | 69.2255 | 75.5934 | 80.5923 | 83.6146 | 84.8495 | 85.7477 | 85.8386 | 85.0184 | 82.8032 | 78.2314 | 74.1271 | 70.9254 | 68.3714 | 66.2958 | 0.017388 | 0.016166 | 0.015866 | 0.015218 | 0.015156 | 0.015259 | 0.027529 | 0.026131 | 0.034195 | 0.037965 | 0.039614 | 0.041618 | 0.045397 | 0.050754 | 0.056143 | 0.059622 | 0.061896 | 0.051672 | 0.044114 | 0.029517 | 0.023214 | 0.020385 | 0.01707 | 0.016094
Portfolio Adjusted1-in-2Size: Under 20 kWOther2021November Monthly Peak | Portfolio Adjusted | 1-in-2 | Size: Under 20 kW | Other | 2021 | November Monthly Peak | 11 | 0.81273 | 0.79284 | 0.78618 | 0.78864 | 0.79862 | 0.8208 | 0.79484 | 0.81547 | 1.0091 | 1.1672 | 1.2733 | 1.3199 | 1.3268 | 1.3458 | 1.3658 | 1.3506 | 1.3249 | 1.3573 | 1.2358 | 1.1493 | 1.0582 | 0.96378 | 0.89397 | 0.84917 | 0 | 0 | 0 | 0 | 0 | 0 | 0 | 0 | 0 | 0 | 0 | 0 | 0 | 0 | 0.027316 | 0.027011 | 0.026498 | 0.027145 | 0 | 0 | 0 | 0 | 0 | 0 | 55.4647 | 54.5298 | 53.6972 | 52.7677 | 51.7256 | 51.1068 | 50.8434 | 50.7944 | 53.0745 | 58.0932 | 63.0161 | 67.3937 | 70.2229 | 71.7041 | 72.3198 | 72.2277 | 70.8621 | 67.9735 | 64.4732 | 62.2674 | 60.5478 | 59.1664 | 58.0377 | 56.9224 | 0.017508 | 0.016278 | 0.015975 | 0.015323 | 0.015261 | 0.015364 | 0.027719 | 0.026311 | 0.034431 | 0.038226 | 0.039887 | 0.041905 | 0.04571 | 0.051103 | 0.05653 | 0.060033 | 0.062322 | 0.052028 | 0.044418 | 0.02972 | 0.023374 | 0.020526 | 0.017188 | 0.016205
Portfolio Adjusted1-in-2Size: Under 20 kWOther2021December Monthly Peak | Portfolio Adjusted | 1-in-2 | Size: Under 20 kW | Other | 2021 | December Monthly Peak | 12 | 0.84813 | 0.8295 | 0.82019 | 0.82146 | 0.83619 | 0.86513 | 0.91502 | 0.90662 | 1.1062 | 1.2584 | 1.3305 | 1.3339 | 1.297 | 1.2726 | 1.2542 | 1.2351 | 1.2731 | 1.3431 | 1.2303 | 1.1607 | 1.0831 | 1.007 | 0.9391 | 0.89258 | 0 | 0 | 0 | 0 | 0 | 0 | 0 | 0 | 0 | 0 | 0 | 0 | 0 | 0 | 0.025085 | 0.024703 | 0.025463 | 0.026861 | 0 | 0 | 0 | 0 | 0 | 0 | 46.4182 | 45.7834 | 45.3937 | 44.8105 | 44.287 | 43.8398 | 43.5407 | 43.4531 | 44.1237 | 47.3689 | 51.0095 | 54.1926 | 56.2268 | 57.1437 | 57.8419 | 58.0916 | 57.3941 | 54.996 | 52.0179 | 49.9826 | 48.5117 | 46.6373 | 44.8999 | 43.6501 | 0.017478 | 0.01625 | 0.015947 | 0.015297 | 0.015234 | 0.015337 | 0.02767 | 0.026265 | 0.034371 | 0.03816 | 0.039818 | 0.041832 | 0.04563 | 0.051015 | 0.056431 | 0.059929 | 0.062214 | 0.051937 | 0.044341 | 0.029668 | 0.023333 | 0.02049 | 0.017158 | 0.016177
Portfolio Adjusted1-in-2Size: Under 20 kWOther2021Typical Event Day | Portfolio Adjusted | 1-in-2 | Size: Under 20 kW | Other | 2021 | Typical Event Day | 8 | 0.98769 | 0.95219 | 0.92808 | 0.9162 | 0.91211 | 0.92769 | 0.89446 | 0.9845 | 1.3095 | 1.6357 | 1.8669 | 2.0113 | 2.0747 | 2.1401 | 2.1815 | 2.1686 | 2.0705 | 1.7782 | 1.5029 | 1.3984 | 1.3985 | 1.2489 | 1.1159 | 1.0485 | 0 | 0 | 0 | 0 | 0 | 0 | 0 | 0 | 0 | 0 | 0 | 0 | 0 | 0 | 0.04363 | 0.043372 | 0.041411 | 0.035563 | 0 | 0 | 0 | 0 | 0 | 0 | 73.0891 | 71.7799 | 70.527 | 69.3869 | 68.3022 | 67.3198 | 66.5986 | 66.6951 | 69.6242 | 74.5546 | 79.657 | 83.9747 | 87.3983 | 89.36 | 90.4818 | 90.9596 | 90.9034 | 90.1786 | 88.9122 | 86.7357 | 83.3453 | 79.8397 | 77.3839 | 75.5843 | 0.017491 | 0.016262 | 0.015959 | 0.015308 | 0.015246 | 0.015348 | 0.027691 | 0.026285 | 0.034397 | 0.038188 | 0.039847 | 0.041863 | 0.045664 | 0.051052 | 0.056473 | 0.059973 | 0.06226 | 0.051976 | 0.044374 | 0.02969 | 0.02335 | 0.020505 | 0.01717 | 0.016189
Portfolio Adjusted1-in-2Size: Under 20 kWOther2022January Monthly Peak | Portfolio Adjusted | 1-in-2 | Size: Under 20 kW | Other | 2022 | January Monthly Peak | 1 | 0.9111 | 0.89515 | 0.88776 | 0.88839 | 0.90756 | 0.94716 | 1.0287 | 1.0249 | 1.2535 | 1.4144 | 1.4703 | 1.4486 | 1.38 | 1.3313 | 1.2889 | 1.2559 | 1.2634 | 1.3712 | 1.288 | 1.2251 | 1.1497 | 1.0614 | 0.99074 | 0.95226 | 0 | 0 | 0 | 0 | 0 | 0 | 0 | 0 | 0 | 0 | 0 | 0 | 0 | 0 | 0.025778 | 0.025119 | 0.025268 | 0.027424 | 0 | 0 | 0 | 0 | 0 | 0 | 42.2612 | 41.8391 | 41.2194 | 40.5714 | 39.9155 | 39.4645 | 39.3597 | 39.118 | 39.3927 | 41.7726 | 45.3155 | 48.0108 | 49.9948 | 51.3104 | 52.1666 | 52.578 | 52.2875 | 50.9645 | 49.0243 | 47.6786 | 46.4735 | 45.57 | 44.7219 | 44.118 | 0.018338 | 0.01705 | 0.016733 | 0.01605 | 0.015984 | 0.016092 | 0.029033 | 0.027558 | 0.036064 | 0.040039 | 0.041778 | 0.043892 | 0.047877 | 0.053527 | 0.05921 | 0.062879 | 0.065278 | 0.054495 | 0.046524 | 0.031129 | 0.024482 | 0.021499 | 0.018003 | 0.016973
Portfolio Adjusted1-in-2Size: Under 20 kWOther2022February Monthly Peak | Portfolio Adjusted | 1-in-2 | Size: Under 20 kW | Other | 2022 | February Monthly Peak | 2 | 0.86839 | 0.85212 | 0.84442 | 0.84535 | 0.86275 | 0.89507 | 0.93106 | 0.92572 | 1.1457 | 1.2992 | 1.3671 | 1.364 | 1.3227 | 1.2992 | 1.2863 | 1.268 | 1.2538 | 1.2645 | 1.2696 | 1.1936 | 1.1113 | 1.0193 | 0.94438 | 0.90187 | 0 | 0 | 0 | 0 | 0 | 0 | 0 | 0 | 0 | 0 | 0 | 0 | 0 | 0 | 0.025726 | 0.02536 | 0.025075 | 0.02529 | 0 | 0 | 0 | 0 | 0 | 0 | 47.0642 | 46.598 | 46.2554 | 45.871 | 45.6641 | 45.646 | 45.6521 | 45.6074 | 45.8322 | 47.6277 | 49.7451 | 51.6688 | 52.511 | 52.4582 | 52.4865 | 52.1468 | 51.4835 | 50.3413 | 48.8253 | 47.3914 | 46.0467 | 45.0416 | 43.8237 | 42.8812 | 0.017698 | 0.016454 | 0.016148 | 0.015489 | 0.015426 | 0.01553 | 0.028019 | 0.026596 | 0.034804 | 0.03864 | 0.040319 | 0.042359 | 0.046205 | 0.051657 | 0.057142 | 0.060683 | 0.062997 | 0.052591 | 0.044899 | 0.030042 | 0.023627 | 0.020748 | 0.017374 | 0.01638
Portfolio Adjusted1-in-2Size: Under 20 kWOther2022March Monthly Peak | Portfolio Adjusted | 1-in-2 | Size: Under 20 kW | Other | 2022 | March Monthly Peak | 3 | 0.87959 | 0.85574 | 0.84391 | 0.84147 | 0.85398 | 0.88279 | 0.9411 | 0.9263 | 1.1122 | 1.2658 | 1.3447 | 1.3467 | 1.3092 | 1.2936 | 1.2857 | 1.2697 | 1.2426 | 1.1706 | 1.1183 | 1.1794 | 1.1211 | 1.0323 | 0.96024 | 0.91594 | 0 | 0 | 0 | 0 | 0 | 0 | 0 | 0 | 0 | 0 | 0 | 0 | 0 | 0 | 0.025713 | 0.025393 | 0.024853 | 0.023413 | 0 | 0 | 0 | 0 | 0 | 0 | 46.6138 | 46.1485 | 45.7331 | 45.4056 | 45.0077 | 44.5573 | 44.144 | 43.9087 | 45.6646 | 48.0061 | 50.2836 | 52.3573 | 53.9459 | 55.0246 | 55.5178 | 55.9653 | 55.8143 | 55.1595 | 53.5331 | 51.2395 | 49.6656 | 48.4549 | 47.5922 | 46.6883 | 0.017829 | 0.016576 | 0.016268 | 0.015604 | 0.015541 | 0.015645 | 0.028227 | 0.026793 | 0.035062 | 0.038927 | 0.040618 | 0.042673 | 0.046547 | 0.05204 | 0.057566 | 0.061133 | 0.063465 | 0.052981 | 0.045233 | 0.030265 | 0.023802 | 0.020902 | 0.017503 | 0.016502
Portfolio Adjusted1-in-2Size: Under 20 kWOther2022April Monthly Peak | Portfolio Adjusted | 1-in-2 | Size: Under 20 kW | Other | 2022 | April Monthly Peak | 4 | 0.85366 | 0.83066 | 0.81399 | 0.80999 | 0.81483 | 0.83432 | 0.80154 | 0.80986 | 1.0145 | 1.2109 | 1.3473 | 1.4196 | 1.4546 | 1.5094 | 1.5568 | 1.5613 | 1.501 | 1.3163 | 1.159 | 1.1679 | 1.1582 | 1.0436 | 0.95096 | 0.89582 | 0 | 0 | 0 | 0 | 0 | 0 | 0 | 0 | 0 | 0 | 0 | 0 | 0 | 0 | 0.031136 | 0.031227 | 0.03002 | 0.026325 | 0 | 0 | 0 | 0 | 0 | 0 | 61.9906 | 60.7462 | 59.2839 | 58.0437 | 57.1334 | 56.4716 | 55.8909 | 55.9512 | 58.5848 | 62.6452 | 67.9297 | 72.3747 | 75.7647 | 78.2038 | 79.3688 | 80.0141 | 80.0434 | 79.6939 | 78.4113 | 76.0113 | 72.226 | 69.0879 | 66.8878 | 64.6313 | 0.017432 | 0.016207 | 0.015905 | 0.015256 | 0.015194 | 0.015297 | 0.027597 | 0.026196 | 0.03428 | 0.038059 | 0.039713 | 0.041722 | 0.04551 | 0.05088 | 0.056282 | 0.05977 | 0.06205 | 0.0518 | 0.044224 | 0.02959 | 0.023271 | 0.020436 | 0.017112 | 0.016134
Portfolio Adjusted1-in-2Size: Under 20 kWOther2022May Monthly Peak | Portfolio Adjusted | 1-in-2 | Size: Under 20 kW | Other | 2022 | May Monthly Peak | 5 | 0.88255 | 0.85709 | 0.83758 | 0.83061 | 0.83181 | 0.82719 | 0.74451 | 0.82881 | 1.0695 | 1.3026 | 1.4685 | 1.5642 | 1.6103 | 1.6659 | 1.7174 | 1.7232 | 1.6573 | 1.4507 | 1.2567 | 1.1767 | 1.2194 | 1.0975 | 0.99027 | 0.9286 | 0 | 0 | 0 | 0 | 0 | 0 | 0 | 0 | 0 | 0 | 0 | 0 | 0 | 0 | 0.034348 | 0.034464 | 0.033146 | 0.029013 | 0 | 0 | 0 | 0 | 0 | 0 | 65.9108 | 64.7654 | 63.8863 | 62.9198 | 62.0688 | 61.2989 | 60.5151 | 60.921 | 63.4498 | 67.2762 | 71.0817 | 74.828 | 78.0108 | 80.6747 | 81.801 | 82.2581 | 82.0708 | 81.5041 | 80.1952 | 77.8628 | 74.4807 | 71.6365 | 69.1592 | 67.4779 | 0.017428 | 0.016203 | 0.015902 | 0.015253 | 0.015191 | 0.015294 | 0.027592 | 0.02619 | 0.034274 | 0.038051 | 0.039704 | 0.041713 | 0.0455 | 0.05087 | 0.056271 | 0.059758 | 0.062037 | 0.05179 | 0.044215 | 0.029584 | 0.023267 | 0.020432 | 0.017109 | 0.016131
Portfolio Adjusted1-in-2Size: Under 20 kWOther2022June Monthly Peak | Portfolio Adjusted | 1-in-2 | Size: Under 20 kW | Other | 2022 | June Monthly Peak | 6 | 0.95266 | 0.91957 | 0.89727 | 0.88691 | 0.88248 | 0.86207 | 0.80234 | 0.93171 | 1.2272 | 1.5073 | 1.7196 | 1.8464 | 1.9114 | 1.9797 | 2.033 | 2.0267 | 1.9443 | 1.6845 | 1.4332 | 1.2945 | 1.3132 | 1.2042 | 1.081 | 1.0116 | 0 | 0 | 0 | 0 | 0 | 0 | 0 | 0 | 0 | 0 | 0 | 0 | 0 | 0 | 0.040659 | 0.040535 | 0.038885 | 0.033689 | 0 | 0 | 0 | 0 | 0 | 0 | 69.8819 | 68.4473 | 67.2929 | 66.2434 | 65.1015 | 64.0492 | 63.1318 | 63.9894 | 67.6938 | 72.5102 | 77.2635 | 81.6909 | 84.834 | 86.534 | 87.4264 | 87.7991 | 87.9069 | 87.524 | 86.5044 | 84.5566 | 81.5097 | 77.3744 | 74.6817 | 72.6539 | 0.017483 | 0.016254 | 0.015952 | 0.015301 | 0.015238 | 0.015341 | 0.027678 | 0.026272 | 0.03438 | 0.03817 | 0.039828 | 0.041843 | 0.045642 | 0.051028 | 0.056446 | 0.059945 | 0.062231 | 0.051951 | 0.044353 | 0.029676 | 0.023339 | 0.020496 | 0.017162 | 0.016181
Portfolio Adjusted1-in-2Size: Under 20 kWOther2022July Monthly Peak | Portfolio Adjusted | 1-in-2 | Size: Under 20 kW | Other | 2022 | July Monthly Peak | 7 | 1.0192 | 0.97923 | 0.95165 | 0.93995 | 0.93395 | 0.94103 | 0.89486 | 1.039 | 1.3978 | 1.7361 | 1.9826 | 2.1176 | 2.1765 | 2.2347 | 2.2766 | 2.2601 | 2.1631 | 1.8639 | 1.5781 | 1.4216 | 1.4255 | 1.297 | 1.1606 | 1.0839 | 0 | 0 | 0 | 0 | 0 | 0 | 0 | 0 | 0 | 0 | 0 | 0 | 0 | 0 | 0.045532 | 0.045202 | 0.043261 | 0.037279 | 0 | 0 | 0 | 0 | 0 | 0 | 75.8635 | 74.4667 | 73.501 | 72.5552 | 71.5119 | 70.5331 | 69.7392 | 70.2085 | 73.5035 | 77.9332 | 82.4022 | 85.8381 | 88.8856 | 90.5909 | 91.5649 | 92.024 | 91.927 | 90.851 | 89.6924 | 88.3624 | 85.7674 | 82.1718 | 79.6874 | 77.8564 | 0.017512 | 0.016281 | 0.015978 | 0.015326 | 0.015264 | 0.015367 | 0.027724 | 0.026316 | 0.034438 | 0.038234 | 0.039895 | 0.041913 | 0.045718 | 0.051113 | 0.05654 | 0.060044 | 0.062334 | 0.052038 | 0.044427 | 0.029726 | 0.023378 | 0.02053 | 0.017191 | 0.016208
Portfolio Adjusted1-in-2Size: Under 20 kWOther2022August Monthly Peak | Portfolio Adjusted | 1-in-2 | Size: Under 20 kW | Other | 2022 | August Monthly Peak | 8 | 0.99492 | 0.95886 | 0.93432 | 0.92217 | 0.91776 | 0.93369 | 0.90092 | 0.99471 | 1.3274 | 1.6617 | 1.8988 | 2.0468 | 2.1112 | 2.1772 | 2.2183 | 2.2042 | 2.1044 | 1.8073 | 1.5244 | 1.4171 | 1.4143 | 1.2617 | 1.1265 | 1.0581 | 0 | 0 | 0 | 0 | 0 | 0 | 0 | 0 | 0 | 0 | 0 | 0 | 0 | 0 | 0.044366 | 0.044083 | 0.042089 | 0.036146 | 0 | 0 | 0 | 0 | 0 | 0 | 74.144 | 72.9803 | 71.4594 | 70.2053 | 69.1879 | 68.2336 | 67.6168 | 66.988 | 69.3001 | 74.5195 | 80.1605 | 84.7324 | 88.2466 | 90.3376 | 91.638 | 92.2725 | 92.1446 | 91.5177 | 90.0355 | 87.4219 | 83.6151 | 80.3653 | 78.0469 | 76.3055 | 0.017537 | 0.016305 | 0.016002 | 0.015349 | 0.015286 | 0.015389 | 0.027765 | 0.026354 | 0.034488 | 0.03829 | 0.039953 | 0.041975 | 0.045785 | 0.051188 | 0.056623 | 0.060133 | 0.062426 | 0.052114 | 0.044492 | 0.029769 | 0.023412 | 0.02056 | 0.017216 | 0.016232
Portfolio Adjusted1-in-2Size: Under 20 kWOther2022September Monthly Peak | Portfolio Adjusted | 1-in-2 | Size: Under 20 kW | Other | 2022 | September Monthly Peak | 9 | 0.96299 | 0.93112 | 0.90712 | 0.89363 | 0.89303 | 0.9124 | 0.92425 | 0.95804 | 1.2734 | 1.5865 | 1.8183 | 1.9605 | 2.0284 | 2.0953 | 2.1406 | 2.1295 | 2.0364 | 1.7417 | 1.4827 | 1.4647 | 1.3572 | 1.2045 | 1.0824 | 1.0194 | 0 | 0 | 0 | 0 | 0 | 0 | 0 | 0 | 0 | 0 | 0 | 0 | 0 | 0 | 0.042811 | 0.042591 | 0.040729 | 0.034834 | 0 | 0 | 0 | 0 | 0 | 0 | 72.4672 | 71.2254 | 69.8547 | 68.5436 | 67.4077 | 66.4633 | 65.9067 | 65.5944 | 67.9992 | 73.2554 | 78.8016 | 83.6373 | 87.6272 | 89.9777 | 91.2977 | 91.7428 | 91.6352 | 90.8214 | 89.4166 | 86.6017 | 82.489 | 79.4475 | 77.1198 | 75.5215 | 0.017456 | 0.016229 | 0.015927 | 0.015277 | 0.015215 | 0.015318 | 0.027635 | 0.026232 | 0.034328 | 0.038112 | 0.039767 | 0.041779 | 0.045572 | 0.05095 | 0.05636 | 0.059853 | 0.062135 | 0.051872 | 0.044285 | 0.029631 | 0.023303 | 0.020464 | 0.017136 | 0.016156
Portfolio Adjusted1-in-2Size: Under 20 kWOther2022October Monthly Peak | Portfolio Adjusted | 1-in-2 | Size: Under 20 kW | Other | 2022 | October Monthly Peak | 10 | 0.86768 | 0.84088 | 0.82209 | 0.81556 | 0.819 | 0.83787 | 0.8777 | 0.86018 | 1.0577 | 1.2716 | 1.4449 | 1.5555 | 1.6168 | 1.6836 | 1.7386 | 1.7369 | 1.6572 | 1.4235 | 1.3399 | 1.2946 | 1.1831 | 1.064 | 0.96906 | 0.91508 | 0 | 0 | 0 | 0 | 0 | 0 | 0 | 0 | 0 | 0 | 0 | 0 | 0 | 0 | 0.034772 | 0.034737 | 0.033144 | 0.02847 | 0 | 0 | 0 | 0 | 0 | 0 | 63.899 | 62.9179 | 61.953 | 60.9234 | 59.9663 | 59.2023 | 58.3418 | 57.7372 | 58.6019 | 63.0416 | 69.2255 | 75.5934 | 80.5922 | 83.6146 | 84.8495 | 85.7477 | 85.8386 | 85.0184 | 82.8032 | 78.2314 | 74.1271 | 70.9254 | 68.3714 | 66.2958 | 0.017388 | 0.016166 | 0.015866 | 0.015218 | 0.015156 | 0.015259 | 0.027529 | 0.026131 | 0.034195 | 0.037965 | 0.039614 | 0.041618 | 0.045397 | 0.050754 | 0.056143 | 0.059622 | 0.061896 | 0.051672 | 0.044114 | 0.029517 | 0.023214 | 0.020385 | 0.01707 | 0.016094
Portfolio Adjusted1-in-2Size: Under 20 kWOther2022November Monthly Peak | Portfolio Adjusted | 1-in-2 | Size: Under 20 kW | Other | 2022 | November Monthly Peak | 11 | 0.81273 | 0.79284 | 0.78618 | 0.78864 | 0.79862 | 0.8208 | 0.79484 | 0.81547 | 1.0091 | 1.1672 | 1.2733 | 1.3199 | 1.3268 | 1.3458 | 1.3658 | 1.3506 | 1.3249 | 1.3573 | 1.2358 | 1.1493 | 1.0582 | 0.96378 | 0.89397 | 0.84917 | 0 | 0 | 0 | 0 | 0 | 0 | 0 | 0 | 0 | 0 | 0 | 0 | 0 | 0 | 0.027316 | 0.027011 | 0.026498 | 0.027145 | 0 | 0 | 0 | 0 | 0 | 0 | 55.4647 | 54.5298 | 53.6972 | 52.7677 | 51.7256 | 51.1068 | 50.8434 | 50.7944 | 53.0745 | 58.0932 | 63.0161 | 67.3937 | 70.2229 | 71.7041 | 72.3198 | 72.2277 | 70.8621 | 67.9735 | 64.4732 | 62.2674 | 60.5478 | 59.1664 | 58.0377 | 56.9224 | 0.017508 | 0.016278 | 0.015975 | 0.015323 | 0.015261 | 0.015364 | 0.027719 | 0.026311 | 0.034431 | 0.038226 | 0.039887 | 0.041905 | 0.04571 | 0.051103 | 0.05653 | 0.060033 | 0.062322 | 0.052028 | 0.044418 | 0.02972 | 0.023374 | 0.020526 | 0.017188 | 0.016205
Portfolio Adjusted1-in-2Size: Under 20 kWOther2022December Monthly Peak | Portfolio Adjusted | 1-in-2 | Size: Under 20 kW | Other | 2022 | December Monthly Peak | 12 | 0.84813 | 0.8295 | 0.82019 | 0.82146 | 0.83619 | 0.86513 | 0.91502 | 0.90662 | 1.1062 | 1.2584 | 1.3305 | 1.3339 | 1.297 | 1.2726 | 1.2542 | 1.2351 | 1.2731 | 1.3431 | 1.2303 | 1.1607 | 1.0831 | 1.007 | 0.9391 | 0.89258 | 0 | 0 | 0 | 0 | 0 | 0 | 0 | 0 | 0 | 0 | 0 | 0 | 0 | 0 | 0.025085 | 0.024703 | 0.025463 | 0.026861 | 0 | 0 | 0 | 0 | 0 | 0 | 46.4182 | 45.7834 | 45.3937 | 44.8105 | 44.287 | 43.8398 | 43.5407 | 43.4531 | 44.1237 | 47.3689 | 51.0095 | 54.1926 | 56.2268 | 57.1437 | 57.8419 | 58.0916 | 57.3941 | 54.996 | 52.0179 | 49.9826 | 48.5117 | 46.6373 | 44.8999 | 43.6501 | 0.017478 | 0.01625 | 0.015947 | 0.015297 | 0.015234 | 0.015337 | 0.02767 | 0.026265 | 0.034371 | 0.03816 | 0.039818 | 0.041832 | 0.04563 | 0.051015 | 0.056431 | 0.059929 | 0.062214 | 0.051937 | 0.044341 | 0.029668 | 0.023333 | 0.02049 | 0.017158 | 0.016177
Portfolio Adjusted1-in-2Size: Under 20 kWOther2022Typical Event Day | Portfolio Adjusted | 1-in-2 | Size: Under 20 kW | Other | 2022 | Typical Event Day | 8 | 0.98769 | 0.95219 | 0.92808 | 0.9162 | 0.91211 | 0.92769 | 0.89446 | 0.9845 | 1.3095 | 1.6357 | 1.8669 | 2.0113 | 2.0747 | 2.1401 | 2.1815 | 2.1686 | 2.0705 | 1.7782 | 1.5029 | 1.3984 | 1.3985 | 1.2489 | 1.1159 | 1.0485 | 0 | 0 | 0 | 0 | 0 | 0 | 0 | 0 | 0 | 0 | 0 | 0 | 0 | 0 | 0.04363 | 0.043372 | 0.041411 | 0.035563 | 0 | 0 | 0 | 0 | 0 | 0 | 73.0891 | 71.7799 | 70.527 | 69.3869 | 68.3023 | 67.3198 | 66.5986 | 66.6951 | 69.6242 | 74.5546 | 79.657 | 83.9747 | 87.3983 | 89.36 | 90.4818 | 90.9596 | 90.9034 | 90.1786 | 88.9122 | 86.7357 | 83.3453 | 79.8397 | 77.3839 | 75.5843 | 0.017491 | 0.016262 | 0.015959 | 0.015308 | 0.015246 | 0.015348 | 0.027691 | 0.026285 | 0.034397 | 0.038188 | 0.039847 | 0.041863 | 0.045664 | 0.051052 | 0.056473 | 0.059973 | 0.06226 | 0.051976 | 0.044374 | 0.02969 | 0.02335 | 0.020505 | 0.01717 | 0.016189
Portfolio Adjusted1-in-2Size: Under 20 kWOther2023January Monthly Peak | Portfolio Adjusted | 1-in-2 | Size: Under 20 kW | Other | 2023 | January Monthly Peak | 1 | 0.9111 | 0.89515 | 0.88776 | 0.88839 | 0.90756 | 0.94716 | 1.0287 | 1.0249 | 1.2535 | 1.4144 | 1.4703 | 1.4486 | 1.38 | 1.3313 | 1.2889 | 1.2559 | 1.2634 | 1.3712 | 1.288 | 1.2251 | 1.1497 | 1.0614 | 0.99074 | 0.95226 | 0 | 0 | 0 | 0 | 0 | 0 | 0 | 0 | 0 | 0 | 0 | 0 | 0 | 0 | 0.025778 | 0.025119 | 0.025268 | 0.027424 | 0 | 0 | 0 | 0 | 0 | 0 | 42.2612 | 41.8391 | 41.2194 | 40.5714 | 39.9155 | 39.4645 | 39.3597 | 39.118 | 39.3927 | 41.7726 | 45.3155 | 48.0108 | 49.9948 | 51.3104 | 52.1666 | 52.578 | 52.2875 | 50.9645 | 49.0243 | 47.6786 | 46.4735 | 45.57 | 44.7219 | 44.118 | 0.018338 | 0.01705 | 0.016733 | 0.01605 | 0.015984 | 0.016092 | 0.029033 | 0.027558 | 0.036064 | 0.040039 | 0.041778 | 0.043892 | 0.047877 | 0.053527 | 0.05921 | 0.062879 | 0.065278 | 0.054495 | 0.046524 | 0.031129 | 0.024482 | 0.021499 | 0.018003 | 0.016973
Portfolio Adjusted1-in-2Size: Under 20 kWOther2023February Monthly Peak | Portfolio Adjusted | 1-in-2 | Size: Under 20 kW | Other | 2023 | February Monthly Peak | 2 | 0.86839 | 0.85212 | 0.84442 | 0.84535 | 0.86275 | 0.89507 | 0.93106 | 0.92572 | 1.1457 | 1.2992 | 1.3671 | 1.364 | 1.3227 | 1.2992 | 1.2863 | 1.268 | 1.2538 | 1.2645 | 1.2696 | 1.1936 | 1.1113 | 1.0193 | 0.94438 | 0.90187 | 0 | 0 | 0 | 0 | 0 | 0 | 0 | 0 | 0 | 0 | 0 | 0 | 0 | 0 | 0.025726 | 0.02536 | 0.025075 | 0.02529 | 0 | 0 | 0 | 0 | 0 | 0 | 47.0642 | 46.598 | 46.2554 | 45.871 | 45.6641 | 45.646 | 45.6521 | 45.6074 | 45.8322 | 47.6277 | 49.7451 | 51.6688 | 52.511 | 52.4582 | 52.4865 | 52.1468 | 51.4835 | 50.3413 | 48.8253 | 47.3914 | 46.0467 | 45.0416 | 43.8237 | 42.8812 | 0.017698 | 0.016454 | 0.016148 | 0.015489 | 0.015426 | 0.01553 | 0.028019 | 0.026596 | 0.034804 | 0.03864 | 0.040319 | 0.042359 | 0.046205 | 0.051657 | 0.057142 | 0.060683 | 0.062997 | 0.052591 | 0.044899 | 0.030042 | 0.023627 | 0.020748 | 0.017374 | 0.01638
Portfolio Adjusted1-in-2Size: Under 20 kWOther2023March Monthly Peak | Portfolio Adjusted | 1-in-2 | Size: Under 20 kW | Other | 2023 | March Monthly Peak | 3 | 0.87959 | 0.85574 | 0.84391 | 0.84147 | 0.85398 | 0.88279 | 0.9411 | 0.9263 | 1.1122 | 1.2658 | 1.3447 | 1.3467 | 1.3092 | 1.2936 | 1.2857 | 1.2697 | 1.2426 | 1.1706 | 1.1183 | 1.1794 | 1.1211 | 1.0323 | 0.96024 | 0.91594 | 0 | 0 | 0 | 0 | 0 | 0 | 0 | 0 | 0 | 0 | 0 | 0 | 0 | 0 | 0.025713 | 0.025393 | 0.024853 | 0.023413 | 0 | 0 | 0 | 0 | 0 | 0 | 46.6138 | 46.1485 | 45.7331 | 45.4056 | 45.0077 | 44.5573 | 44.144 | 43.9087 | 45.6646 | 48.0061 | 50.2836 | 52.3573 | 53.9459 | 55.0246 | 55.5178 | 55.9653 | 55.8143 | 55.1595 | 53.5331 | 51.2395 | 49.6656 | 48.4549 | 47.5922 | 46.6883 | 0.017829 | 0.016576 | 0.016268 | 0.015604 | 0.015541 | 0.015645 | 0.028227 | 0.026793 | 0.035062 | 0.038927 | 0.040618 | 0.042673 | 0.046547 | 0.05204 | 0.057566 | 0.061133 | 0.063465 | 0.052981 | 0.045233 | 0.030265 | 0.023802 | 0.020902 | 0.017503 | 0.016502
Portfolio Adjusted1-in-2Size: Under 20 kWOther2023April Monthly Peak | Portfolio Adjusted | 1-in-2 | Size: Under 20 kW | Other | 2023 | April Monthly Peak | 4 | 0.85366 | 0.83066 | 0.81399 | 0.80999 | 0.81483 | 0.83432 | 0.80154 | 0.80986 | 1.0145 | 1.2109 | 1.3473 | 1.4196 | 1.4546 | 1.5094 | 1.5568 | 1.5613 | 1.501 | 1.3163 | 1.159 | 1.1679 | 1.1582 | 1.0436 | 0.95096 | 0.89582 | 0 | 0 | 0 | 0 | 0 | 0 | 0 | 0 | 0 | 0 | 0 | 0 | 0 | 0 | 0.031136 | 0.031227 | 0.03002 | 0.026325 | 0 | 0 | 0 | 0 | 0 | 0 | 61.9906 | 60.7462 | 59.2839 | 58.0437 | 57.1334 | 56.4716 | 55.8909 | 55.9512 | 58.5848 | 62.6452 | 67.9297 | 72.3747 | 75.7647 | 78.2038 | 79.3688 | 80.0141 | 80.0434 | 79.6939 | 78.4113 | 76.0112 | 72.226 | 69.0879 | 66.8878 | 64.6313 | 0.017432 | 0.016207 | 0.015905 | 0.015256 | 0.015194 | 0.015297 | 0.027597 | 0.026196 | 0.03428 | 0.038059 | 0.039713 | 0.041722 | 0.04551 | 0.05088 | 0.056282 | 0.05977 | 0.06205 | 0.0518 | 0.044224 | 0.02959 | 0.023271 | 0.020436 | 0.017112 | 0.016134
Portfolio Adjusted1-in-2Size: Under 20 kWOther2023May Monthly Peak | Portfolio Adjusted | 1-in-2 | Size: Under 20 kW | Other | 2023 | May Monthly Peak | 5 | 0.88255 | 0.85709 | 0.83758 | 0.83061 | 0.83181 | 0.82719 | 0.74451 | 0.82881 | 1.0695 | 1.3026 | 1.4685 | 1.5642 | 1.6103 | 1.6659 | 1.7174 | 1.7232 | 1.6573 | 1.4507 | 1.2567 | 1.1767 | 1.2194 | 1.0975 | 0.99027 | 0.9286 | 0 | 0 | 0 | 0 | 0 | 0 | 0 | 0 | 0 | 0 | 0 | 0 | 0 | 0 | 0.034348 | 0.034464 | 0.033146 | 0.029013 | 0 | 0 | 0 | 0 | 0 | 0 | 65.9108 | 64.7654 | 63.8863 | 62.9198 | 62.0688 | 61.2989 | 60.5151 | 60.921 | 63.4498 | 67.2762 | 71.0817 | 74.828 | 78.0108 | 80.6747 | 81.801 | 82.2581 | 82.0708 | 81.5041 | 80.1952 | 77.8628 | 74.4807 | 71.6365 | 69.1592 | 67.4779 | 0.017428 | 0.016203 | 0.015902 | 0.015253 | 0.015191 | 0.015294 | 0.027592 | 0.02619 | 0.034274 | 0.038051 | 0.039704 | 0.041713 | 0.0455 | 0.05087 | 0.056271 | 0.059758 | 0.062037 | 0.05179 | 0.044215 | 0.029584 | 0.023267 | 0.020432 | 0.017109 | 0.016131
Portfolio Adjusted1-in-2Size: Under 20 kWOther2023June Monthly Peak | Portfolio Adjusted | 1-in-2 | Size: Under 20 kW | Other | 2023 | June Monthly Peak | 6 | 0.95266 | 0.91957 | 0.89727 | 0.88691 | 0.88248 | 0.86207 | 0.80234 | 0.93171 | 1.2272 | 1.5073 | 1.7196 | 1.8464 | 1.9114 | 1.9797 | 2.033 | 2.0267 | 1.9443 | 1.6845 | 1.4332 | 1.2945 | 1.3132 | 1.2042 | 1.081 | 1.0116 | 0 | 0 | 0 | 0 | 0 | 0 | 0 | 0 | 0 | 0 | 0 | 0 | 0 | 0 | 0.040659 | 0.040535 | 0.038885 | 0.033689 | 0 | 0 | 0 | 0 | 0 | 0 | 69.8819 | 68.4473 | 67.293 | 66.2434 | 65.1015 | 64.0492 | 63.1318 | 63.9894 | 67.6938 | 72.5102 | 77.2635 | 81.6909 | 84.834 | 86.534 | 87.4264 | 87.7991 | 87.9069 | 87.524 | 86.5044 | 84.5566 | 81.5097 | 77.3744 | 74.6817 | 72.6539 | 0.017483 | 0.016254 | 0.015952 | 0.015301 | 0.015238 | 0.015341 | 0.027678 | 0.026272 | 0.03438 | 0.03817 | 0.039828 | 0.041843 | 0.045642 | 0.051028 | 0.056446 | 0.059945 | 0.062231 | 0.051951 | 0.044353 | 0.029676 | 0.023339 | 0.020496 | 0.017162 | 0.016181
Portfolio Adjusted1-in-2Size: Under 20 kWOther2023July Monthly Peak | Portfolio Adjusted | 1-in-2 | Size: Under 20 kW | Other | 2023 | July Monthly Peak | 7 | 1.0192 | 0.97923 | 0.95165 | 0.93995 | 0.93395 | 0.94103 | 0.89486 | 1.039 | 1.3978 | 1.7361 | 1.9826 | 2.1176 | 2.1765 | 2.2347 | 2.2766 | 2.2601 | 2.1631 | 1.8639 | 1.5781 | 1.4216 | 1.4255 | 1.297 | 1.1606 | 1.0839 | 0 | 0 | 0 | 0 | 0 | 0 | 0 | 0 | 0 | 0 | 0 | 0 | 0 | 0 | 0.045532 | 0.045202 | 0.043261 | 0.037279 | 0 | 0 | 0 | 0 | 0 | 0 | 75.8635 | 74.4667 | 73.501 | 72.5552 | 71.5119 | 70.5331 | 69.7392 | 70.2085 | 73.5035 | 77.9332 | 82.4022 | 85.8381 | 88.8856 | 90.5909 | 91.5649 | 92.024 | 91.927 | 90.851 | 89.6924 | 88.3624 | 85.7674 | 82.1718 | 79.6874 | 77.8564 | 0.017512 | 0.016281 | 0.015978 | 0.015326 | 0.015264 | 0.015367 | 0.027724 | 0.026316 | 0.034438 | 0.038234 | 0.039895 | 0.041913 | 0.045718 | 0.051113 | 0.05654 | 0.060044 | 0.062334 | 0.052038 | 0.044427 | 0.029726 | 0.023378 | 0.02053 | 0.017191 | 0.016208
Portfolio Adjusted1-in-2Size: Under 20 kWOther2023August Monthly Peak | Portfolio Adjusted | 1-in-2 | Size: Under 20 kW | Other | 2023 | August Monthly Peak | 8 | 0.99492 | 0.95886 | 0.93432 | 0.92217 | 0.91776 | 0.93369 | 0.90092 | 0.99471 | 1.3274 | 1.6617 | 1.8988 | 2.0468 | 2.1112 | 2.1772 | 2.2183 | 2.2042 | 2.1044 | 1.8073 | 1.5244 | 1.4171 | 1.4143 | 1.2617 | 1.1265 | 1.0581 | 0 | 0 | 0 | 0 | 0 | 0 | 0 | 0 | 0 | 0 | 0 | 0 | 0 | 0 | 0.044366 | 0.044083 | 0.042089 | 0.036146 | 0 | 0 | 0 | 0 | 0 | 0 | 74.1439 | 72.9803 | 71.4595 | 70.2053 | 69.1879 | 68.2336 | 67.6168 | 66.988 | 69.3001 | 74.5195 | 80.1605 | 84.7324 | 88.2466 | 90.3376 | 91.638 | 92.2725 | 92.1446 | 91.5177 | 90.0355 | 87.4219 | 83.6151 | 80.3653 | 78.0469 | 76.3055 | 0.017537 | 0.016305 | 0.016002 | 0.015349 | 0.015286 | 0.015389 | 0.027765 | 0.026354 | 0.034488 | 0.03829 | 0.039953 | 0.041975 | 0.045785 | 0.051188 | 0.056623 | 0.060133 | 0.062426 | 0.052114 | 0.044492 | 0.029769 | 0.023412 | 0.02056 | 0.017216 | 0.016232
Portfolio Adjusted1-in-2Size: Under 20 kWOther2023September Monthly Peak | Portfolio Adjusted | 1-in-2 | Size: Under 20 kW | Other | 2023 | September Monthly Peak | 9 | 0.96299 | 0.93112 | 0.90712 | 0.89363 | 0.89303 | 0.9124 | 0.92425 | 0.95804 | 1.2734 | 1.5865 | 1.8183 | 1.9605 | 2.0284 | 2.0953 | 2.1406 | 2.1295 | 2.0364 | 1.7417 | 1.4827 | 1.4647 | 1.3572 | 1.2045 | 1.0824 | 1.0194 | 0 | 0 | 0 | 0 | 0 | 0 | 0 | 0 | 0 | 0 | 0 | 0 | 0 | 0 | 0.042811 | 0.042591 | 0.040729 | 0.034834 | 0 | 0 | 0 | 0 | 0 | 0 | 72.4672 | 71.2254 | 69.8547 | 68.5436 | 67.4077 | 66.4633 | 65.9067 | 65.5944 | 67.9992 | 73.2554 | 78.8016 | 83.6373 | 87.6272 | 89.9777 | 91.2977 | 91.7428 | 91.6352 | 90.8214 | 89.4166 | 86.6017 | 82.489 | 79.4475 | 77.1198 | 75.5215 | 0.017456 | 0.016229 | 0.015927 | 0.015277 | 0.015215 | 0.015318 | 0.027635 | 0.026232 | 0.034328 | 0.038112 | 0.039767 | 0.041779 | 0.045572 | 0.05095 | 0.05636 | 0.059853 | 0.062135 | 0.051872 | 0.044285 | 0.029631 | 0.023303 | 0.020464 | 0.017136 | 0.016156
Portfolio Adjusted1-in-2Size: Under 20 kWOther2023October Monthly Peak | Portfolio Adjusted | 1-in-2 | Size: Under 20 kW | Other | 2023 | October Monthly Peak | 10 | 0.86768 | 0.84088 | 0.82209 | 0.81556 | 0.819 | 0.83787 | 0.8777 | 0.86018 | 1.0577 | 1.2716 | 1.4449 | 1.5555 | 1.6168 | 1.6836 | 1.7386 | 1.7369 | 1.6572 | 1.4235 | 1.3399 | 1.2946 | 1.1831 | 1.064 | 0.96906 | 0.91508 | 0 | 0 | 0 | 0 | 0 | 0 | 0 | 0 | 0 | 0 | 0 | 0 | 0 | 0 | 0.034772 | 0.034737 | 0.033144 | 0.02847 | 0 | 0 | 0 | 0 | 0 | 0 | 63.899 | 62.9179 | 61.953 | 60.9234 | 59.9663 | 59.2023 | 58.3418 | 57.7372 | 58.6019 | 63.0416 | 69.2255 | 75.5934 | 80.5922 | 83.6146 | 84.8495 | 85.7477 | 85.8386 | 85.0184 | 82.8032 | 78.2314 | 74.1271 | 70.9254 | 68.3714 | 66.2958 | 0.017388 | 0.016166 | 0.015866 | 0.015218 | 0.015156 | 0.015259 | 0.027529 | 0.026131 | 0.034195 | 0.037965 | 0.039614 | 0.041618 | 0.045397 | 0.050754 | 0.056143 | 0.059622 | 0.061896 | 0.051672 | 0.044114 | 0.029517 | 0.023214 | 0.020385 | 0.01707 | 0.016094
Portfolio Adjusted1-in-2Size: Under 20 kWOther2023November Monthly Peak | Portfolio Adjusted | 1-in-2 | Size: Under 20 kW | Other | 2023 | November Monthly Peak | 11 | 0.81273 | 0.79284 | 0.78618 | 0.78864 | 0.79862 | 0.8208 | 0.79484 | 0.81547 | 1.0091 | 1.1672 | 1.2733 | 1.3199 | 1.3268 | 1.3458 | 1.3658 | 1.3506 | 1.3249 | 1.3573 | 1.2358 | 1.1493 | 1.0582 | 0.96378 | 0.89397 | 0.84917 | 0 | 0 | 0 | 0 | 0 | 0 | 0 | 0 | 0 | 0 | 0 | 0 | 0 | 0 | 0.027316 | 0.027011 | 0.026498 | 0.027145 | 0 | 0 | 0 | 0 | 0 | 0 | 55.4647 | 54.5298 | 53.6972 | 52.7677 | 51.7256 | 51.1068 | 50.8434 | 50.7944 | 53.0745 | 58.0932 | 63.0161 | 67.3937 | 70.2229 | 71.7041 | 72.3198 | 72.2277 | 70.8621 | 67.9735 | 64.4732 | 62.2674 | 60.5478 | 59.1664 | 58.0377 | 56.9224 | 0.017508 | 0.016278 | 0.015975 | 0.015323 | 0.015261 | 0.015364 | 0.027719 | 0.026311 | 0.034431 | 0.038226 | 0.039887 | 0.041905 | 0.04571 | 0.051103 | 0.05653 | 0.060033 | 0.062322 | 0.052028 | 0.044418 | 0.02972 | 0.023374 | 0.020526 | 0.017188 | 0.016205
Portfolio Adjusted1-in-2Size: Under 20 kWOther2023December Monthly Peak | Portfolio Adjusted | 1-in-2 | Size: Under 20 kW | Other | 2023 | December Monthly Peak | 12 | 0.84813 | 0.8295 | 0.82019 | 0.82146 | 0.83619 | 0.86513 | 0.91502 | 0.90662 | 1.1062 | 1.2584 | 1.3305 | 1.3339 | 1.297 | 1.2726 | 1.2542 | 1.2351 | 1.2731 | 1.3431 | 1.2303 | 1.1607 | 1.0831 | 1.007 | 0.9391 | 0.89258 | 0 | 0 | 0 | 0 | 0 | 0 | 0 | 0 | 0 | 0 | 0 | 0 | 0 | 0 | 0.025085 | 0.024703 | 0.025463 | 0.026861 | 0 | 0 | 0 | 0 | 0 | 0 | 46.4182 | 45.7834 | 45.3937 | 44.8105 | 44.287 | 43.8398 | 43.5407 | 43.4531 | 44.1237 | 47.3689 | 51.0095 | 54.1926 | 56.2268 | 57.1436 | 57.8419 | 58.0916 | 57.3941 | 54.996 | 52.0179 | 49.9826 | 48.5117 | 46.6373 | 44.8999 | 43.6501 | 0.017478 | 0.01625 | 0.015947 | 0.015297 | 0.015234 | 0.015337 | 0.02767 | 0.026265 | 0.034371 | 0.03816 | 0.039818 | 0.041832 | 0.04563 | 0.051015 | 0.056431 | 0.059929 | 0.062214 | 0.051937 | 0.044341 | 0.029668 | 0.023333 | 0.02049 | 0.017158 | 0.016177
Portfolio Adjusted1-in-2Size: Under 20 kWOther2023Typical Event Day | Portfolio Adjusted | 1-in-2 | Size: Under 20 kW | Other | 2023 | Typical Event Day | 8 | 0.98769 | 0.95219 | 0.92808 | 0.9162 | 0.91211 | 0.92769 | 0.89446 | 0.9845 | 1.3095 | 1.6357 | 1.8669 | 2.0113 | 2.0747 | 2.1401 | 2.1815 | 2.1686 | 2.0705 | 1.7782 | 1.5029 | 1.3984 | 1.3985 | 1.2489 | 1.1159 | 1.0485 | 0 | 0 | 0 | 0 | 0 | 0 | 0 | 0 | 0 | 0 | 0 | 0 | 0 | 0 | 0.04363 | 0.043372 | 0.041411 | 0.035563 | 0 | 0 | 0 | 0 | 0 | 0 | 73.0891 | 71.7799 | 70.527 | 69.3869 | 68.3022 | 67.3198 | 66.5986 | 66.6951 | 69.6242 | 74.5546 | 79.657 | 83.9747 | 87.3983 | 89.36 | 90.4818 | 90.9596 | 90.9034 | 90.1786 | 88.9122 | 86.7357 | 83.3453 | 79.8397 | 77.3839 | 75.5843 | 0.017491 | 0.016262 | 0.015959 | 0.015308 | 0.015246 | 0.015348 | 0.027691 | 0.026285 | 0.034397 | 0.038188 | 0.039847 | 0.041863 | 0.045664 | 0.051052 | 0.056473 | 0.059973 | 0.06226 | 0.051976 | 0.044374 | 0.02969 | 0.02335 | 0.020505 | 0.01717 | 0.016189
Portfolio Adjusted1-in-2Size: Under 20 kWOther2024January Monthly Peak | Portfolio Adjusted | 1-in-2 | Size: Under 20 kW | Other | 2024 | January Monthly Peak | 1 | 0.9111 | 0.89515 | 0.88776 | 0.88839 | 0.90756 | 0.94716 | 1.0287 | 1.0249 | 1.2535 | 1.4144 | 1.4703 | 1.4486 | 1.38 | 1.3313 | 1.2889 | 1.2559 | 1.2634 | 1.3712 | 1.288 | 1.2251 | 1.1497 | 1.0614 | 0.99074 | 0.95226 | 0 | 0 | 0 | 0 | 0 | 0 | 0 | 0 | 0 | 0 | 0 | 0 | 0 | 0 | 0.025778 | 0.025119 | 0.025268 | 0.027424 | 0 | 0 | 0 | 0 | 0 | 0 | 42.2612 | 41.8391 | 41.2194 | 40.5714 | 39.9155 | 39.4645 | 39.3597 | 39.118 | 39.3927 | 41.7726 | 45.3155 | 48.0108 | 49.9948 | 51.3104 | 52.1666 | 52.578 | 52.2875 | 50.9645 | 49.0243 | 47.6786 | 46.4735 | 45.57 | 44.7219 | 44.118 | 0.018338 | 0.01705 | 0.016733 | 0.01605 | 0.015984 | 0.016092 | 0.029033 | 0.027558 | 0.036064 | 0.040039 | 0.041778 | 0.043892 | 0.047877 | 0.053527 | 0.05921 | 0.062879 | 0.065278 | 0.054495 | 0.046524 | 0.031129 | 0.024482 | 0.021499 | 0.018003 | 0.016973
Portfolio Adjusted1-in-2Size: Under 20 kWOther2024February Monthly Peak | Portfolio Adjusted | 1-in-2 | Size: Under 20 kW | Other | 2024 | February Monthly Peak | 2 | 0.86839 | 0.85212 | 0.84442 | 0.84535 | 0.86275 | 0.89507 | 0.93106 | 0.92572 | 1.1457 | 1.2992 | 1.3671 | 1.364 | 1.3227 | 1.2992 | 1.2863 | 1.268 | 1.2538 | 1.2645 | 1.2696 | 1.1936 | 1.1113 | 1.0193 | 0.94438 | 0.90187 | 0 | 0 | 0 | 0 | 0 | 0 | 0 | 0 | 0 | 0 | 0 | 0 | 0 | 0 | 0.025726 | 0.02536 | 0.025075 | 0.02529 | 0 | 0 | 0 | 0 | 0 | 0 | 47.0642 | 46.598 | 46.2554 | 45.871 | 45.6641 | 45.646 | 45.6521 | 45.6074 | 45.8322 | 47.6277 | 49.7451 | 51.6688 | 52.511 | 52.4582 | 52.4865 | 52.1468 | 51.4835 | 50.3413 | 48.8253 | 47.3914 | 46.0467 | 45.0416 | 43.8237 | 42.8812 | 0.017698 | 0.016454 | 0.016148 | 0.015489 | 0.015426 | 0.01553 | 0.028019 | 0.026596 | 0.034804 | 0.03864 | 0.040319 | 0.042359 | 0.046205 | 0.051657 | 0.057142 | 0.060683 | 0.062997 | 0.052591 | 0.044899 | 0.030042 | 0.023627 | 0.020748 | 0.017374 | 0.01638
Portfolio Adjusted1-in-2Size: Under 20 kWOther2024March Monthly Peak | Portfolio Adjusted | 1-in-2 | Size: Under 20 kW | Other | 2024 | March Monthly Peak | 3 | 0.87959 | 0.85574 | 0.84391 | 0.84147 | 0.85398 | 0.88279 | 0.9411 | 0.9263 | 1.1122 | 1.2658 | 1.3447 | 1.3467 | 1.3092 | 1.2936 | 1.2857 | 1.2697 | 1.2426 | 1.1706 | 1.1183 | 1.1794 | 1.1211 | 1.0323 | 0.96024 | 0.91594 | 0 | 0 | 0 | 0 | 0 | 0 | 0 | 0 | 0 | 0 | 0 | 0 | 0 | 0 | 0.025713 | 0.025393 | 0.024853 | 0.023413 | 0 | 0 | 0 | 0 | 0 | 0 | 46.6138 | 46.1485 | 45.7331 | 45.4056 | 45.0077 | 44.5573 | 44.144 | 43.9087 | 45.6646 | 48.0061 | 50.2836 | 52.3573 | 53.9459 | 55.0246 | 55.5178 | 55.9653 | 55.8143 | 55.1595 | 53.5331 | 51.2395 | 49.6656 | 48.4549 | 47.5922 | 46.6883 | 0.017829 | 0.016576 | 0.016268 | 0.015604 | 0.015541 | 0.015645 | 0.028227 | 0.026793 | 0.035062 | 0.038927 | 0.040618 | 0.042673 | 0.046547 | 0.05204 | 0.057566 | 0.061133 | 0.063465 | 0.052981 | 0.045233 | 0.030265 | 0.023802 | 0.020902 | 0.017503 | 0.016502
Portfolio Adjusted1-in-2Size: Under 20 kWOther2024April Monthly Peak | Portfolio Adjusted | 1-in-2 | Size: Under 20 kW | Other | 2024 | April Monthly Peak | 4 | 0.85366 | 0.83066 | 0.81399 | 0.80999 | 0.81483 | 0.83432 | 0.80154 | 0.80986 | 1.0145 | 1.2109 | 1.3473 | 1.4196 | 1.4546 | 1.5094 | 1.5568 | 1.5613 | 1.501 | 1.3163 | 1.159 | 1.1679 | 1.1582 | 1.0436 | 0.95096 | 0.89582 | 0 | 0 | 0 | 0 | 0 | 0 | 0 | 0 | 0 | 0 | 0 | 0 | 0 | 0 | 0.031136 | 0.031227 | 0.03002 | 0.026325 | 0 | 0 | 0 | 0 | 0 | 0 | 61.9906 | 60.7462 | 59.2839 | 58.0437 | 57.1334 | 56.4716 | 55.8909 | 55.9512 | 58.5848 | 62.6452 | 67.9297 | 72.3747 | 75.7647 | 78.2038 | 79.3688 | 80.0141 | 80.0434 | 79.6939 | 78.4113 | 76.0112 | 72.226 | 69.0879 | 66.8878 | 64.6313 | 0.017432 | 0.016207 | 0.015905 | 0.015256 | 0.015194 | 0.015297 | 0.027597 | 0.026196 | 0.03428 | 0.038059 | 0.039713 | 0.041722 | 0.04551 | 0.05088 | 0.056282 | 0.05977 | 0.06205 | 0.0518 | 0.044224 | 0.02959 | 0.023271 | 0.020436 | 0.017112 | 0.016134
Portfolio Adjusted1-in-2Size: Under 20 kWOther2024May Monthly Peak | Portfolio Adjusted | 1-in-2 | Size: Under 20 kW | Other | 2024 | May Monthly Peak | 5 | 0.88255 | 0.85709 | 0.83758 | 0.83061 | 0.83181 | 0.82719 | 0.74451 | 0.82881 | 1.0695 | 1.3026 | 1.4685 | 1.5642 | 1.6103 | 1.6659 | 1.7174 | 1.7232 | 1.6573 | 1.4507 | 1.2567 | 1.1767 | 1.2194 | 1.0975 | 0.99027 | 0.9286 | 0 | 0 | 0 | 0 | 0 | 0 | 0 | 0 | 0 | 0 | 0 | 0 | 0 | 0 | 0.034348 | 0.034464 | 0.033146 | 0.029013 | 0 | 0 | 0 | 0 | 0 | 0 | 65.9108 | 64.7654 | 63.8863 | 62.9198 | 62.0688 | 61.2989 | 60.5151 | 60.921 | 63.4498 | 67.2762 | 71.0817 | 74.828 | 78.0108 | 80.6747 | 81.801 | 82.2581 | 82.0708 | 81.5041 | 80.1952 | 77.8628 | 74.4807 | 71.6365 | 69.1592 | 67.4779 | 0.017428 | 0.016203 | 0.015902 | 0.015253 | 0.015191 | 0.015294 | 0.027592 | 0.02619 | 0.034274 | 0.038051 | 0.039704 | 0.041713 | 0.0455 | 0.05087 | 0.056271 | 0.059758 | 0.062037 | 0.05179 | 0.044215 | 0.029584 | 0.023267 | 0.020432 | 0.017109 | 0.016131
Portfolio Adjusted1-in-2Size: Under 20 kWOther2024June Monthly Peak | Portfolio Adjusted | 1-in-2 | Size: Under 20 kW | Other | 2024 | June Monthly Peak | 6 | 0.95266 | 0.91957 | 0.89727 | 0.88691 | 0.88248 | 0.86207 | 0.80234 | 0.93171 | 1.2272 | 1.5073 | 1.7196 | 1.8464 | 1.9114 | 1.9797 | 2.033 | 2.0267 | 1.9443 | 1.6845 | 1.4332 | 1.2945 | 1.3132 | 1.2042 | 1.081 | 1.0116 | 0 | 0 | 0 | 0 | 0 | 0 | 0 | 0 | 0 | 0 | 0 | 0 | 0 | 0 | 0.040659 | 0.040535 | 0.038885 | 0.033689 | 0 | 0 | 0 | 0 | 0 | 0 | 69.8819 | 68.4473 | 67.293 | 66.2435 | 65.1015 | 64.0492 | 63.1318 | 63.9894 | 67.6938 | 72.5102 | 77.2635 | 81.6909 | 84.834 | 86.534 | 87.4264 | 87.7991 | 87.9069 | 87.524 | 86.5044 | 84.5566 | 81.5097 | 77.3744 | 74.6817 | 72.6539 | 0.017483 | 0.016254 | 0.015952 | 0.015301 | 0.015238 | 0.015341 | 0.027678 | 0.026272 | 0.03438 | 0.03817 | 0.039828 | 0.041843 | 0.045642 | 0.051028 | 0.056446 | 0.059945 | 0.062231 | 0.051951 | 0.044353 | 0.029676 | 0.023339 | 0.020496 | 0.017162 | 0.016181
Portfolio Adjusted1-in-2Size: Under 20 kWOther2024July Monthly Peak | Portfolio Adjusted | 1-in-2 | Size: Under 20 kW | Other | 2024 | July Monthly Peak | 7 | 1.0192 | 0.97923 | 0.95165 | 0.93995 | 0.93395 | 0.94103 | 0.89486 | 1.039 | 1.3978 | 1.7361 | 1.9826 | 2.1176 | 2.1765 | 2.2347 | 2.2766 | 2.2601 | 2.1631 | 1.8639 | 1.5781 | 1.4216 | 1.4255 | 1.297 | 1.1606 | 1.0839 | 0 | 0 | 0 | 0 | 0 | 0 | 0 | 0 | 0 | 0 | 0 | 0 | 0 | 0 | 0.045532 | 0.045202 | 0.043261 | 0.037279 | 0 | 0 | 0 | 0 | 0 | 0 | 75.8635 | 74.4667 | 73.501 | 72.5552 | 71.5119 | 70.5331 | 69.7392 | 70.2085 | 73.5035 | 77.9332 | 82.4022 | 85.8381 | 88.8855 | 90.5909 | 91.5649 | 92.024 | 91.927 | 90.851 | 89.6924 | 88.3624 | 85.7674 | 82.1718 | 79.6874 | 77.8564 | 0.017512 | 0.016281 | 0.015978 | 0.015326 | 0.015264 | 0.015367 | 0.027724 | 0.026316 | 0.034438 | 0.038234 | 0.039895 | 0.041913 | 0.045718 | 0.051113 | 0.05654 | 0.060044 | 0.062334 | 0.052038 | 0.044427 | 0.029726 | 0.023378 | 0.02053 | 0.017191 | 0.016208
Portfolio Adjusted1-in-2Size: Under 20 kWOther2024August Monthly Peak | Portfolio Adjusted | 1-in-2 | Size: Under 20 kW | Other | 2024 | August Monthly Peak | 8 | 0.99492 | 0.95886 | 0.93432 | 0.92217 | 0.91776 | 0.93369 | 0.90092 | 0.99471 | 1.3274 | 1.6617 | 1.8988 | 2.0468 | 2.1112 | 2.1772 | 2.2183 | 2.2042 | 2.1044 | 1.8073 | 1.5244 | 1.4171 | 1.4143 | 1.2617 | 1.1265 | 1.0581 | 0 | 0 | 0 | 0 | 0 | 0 | 0 | 0 | 0 | 0 | 0 | 0 | 0 | 0 | 0.044366 | 0.044083 | 0.042089 | 0.036146 | 0 | 0 | 0 | 0 | 0 | 0 | 74.144 | 72.9803 | 71.4595 | 70.2053 | 69.1879 | 68.2336 | 67.6168 | 66.988 | 69.3001 | 74.5195 | 80.1605 | 84.7324 | 88.2466 | 90.3376 | 91.638 | 92.2725 | 92.1446 | 91.5177 | 90.0355 | 87.4219 | 83.6151 | 80.3653 | 78.0469 | 76.3055 | 0.017537 | 0.016305 | 0.016002 | 0.015349 | 0.015286 | 0.015389 | 0.027765 | 0.026354 | 0.034488 | 0.03829 | 0.039953 | 0.041975 | 0.045785 | 0.051188 | 0.056623 | 0.060133 | 0.062426 | 0.052114 | 0.044492 | 0.029769 | 0.023412 | 0.02056 | 0.017216 | 0.016232
Portfolio Adjusted1-in-2Size: Under 20 kWOther2024September Monthly Peak | Portfolio Adjusted | 1-in-2 | Size: Under 20 kW | Other | 2024 | September Monthly Peak | 9 | 0.96299 | 0.93112 | 0.90712 | 0.89363 | 0.89303 | 0.9124 | 0.92425 | 0.95804 | 1.2734 | 1.5865 | 1.8183 | 1.9605 | 2.0284 | 2.0953 | 2.1406 | 2.1295 | 2.0364 | 1.7417 | 1.4827 | 1.4647 | 1.3572 | 1.2045 | 1.0824 | 1.0194 | 0 | 0 | 0 | 0 | 0 | 0 | 0 | 0 | 0 | 0 | 0 | 0 | 0 | 0 | 0.042811 | 0.042591 | 0.040729 | 0.034834 | 0 | 0 | 0 | 0 | 0 | 0 | 72.4672 | 71.2254 | 69.8547 | 68.5436 | 67.4077 | 66.4633 | 65.9067 | 65.5944 | 67.9992 | 73.2554 | 78.8016 | 83.6373 | 87.6272 | 89.9777 | 91.2977 | 91.7428 | 91.6352 | 90.8214 | 89.4166 | 86.6017 | 82.489 | 79.4475 | 77.1198 | 75.5215 | 0.017456 | 0.016229 | 0.015927 | 0.015277 | 0.015215 | 0.015318 | 0.027635 | 0.026232 | 0.034328 | 0.038112 | 0.039767 | 0.041779 | 0.045572 | 0.05095 | 0.05636 | 0.059853 | 0.062135 | 0.051872 | 0.044285 | 0.029631 | 0.023303 | 0.020464 | 0.017136 | 0.016156
Portfolio Adjusted1-in-2Size: Under 20 kWOther2024October Monthly Peak | Portfolio Adjusted | 1-in-2 | Size: Under 20 kW | Other | 2024 | October Monthly Peak | 10 | 0.86768 | 0.84088 | 0.82209 | 0.81556 | 0.819 | 0.83787 | 0.8777 | 0.86018 | 1.0577 | 1.2716 | 1.4449 | 1.5555 | 1.6168 | 1.6836 | 1.7386 | 1.7369 | 1.6572 | 1.4235 | 1.3399 | 1.2946 | 1.1831 | 1.064 | 0.96906 | 0.91508 | 0 | 0 | 0 | 0 | 0 | 0 | 0 | 0 | 0 | 0 | 0 | 0 | 0 | 0 | 0.034772 | 0.034737 | 0.033144 | 0.02847 | 0 | 0 | 0 | 0 | 0 | 0 | 63.899 | 62.9179 | 61.953 | 60.9234 | 59.9663 | 59.2023 | 58.3418 | 57.7372 | 58.6019 | 63.0416 | 69.2255 | 75.5934 | 80.5922 | 83.6146 | 84.8495 | 85.7477 | 85.8386 | 85.0184 | 82.8032 | 78.2314 | 74.1271 | 70.9254 | 68.3714 | 66.2958 | 0.017388 | 0.016166 | 0.015866 | 0.015218 | 0.015156 | 0.015259 | 0.027529 | 0.026131 | 0.034195 | 0.037965 | 0.039614 | 0.041618 | 0.045397 | 0.050754 | 0.056143 | 0.059622 | 0.061896 | 0.051672 | 0.044114 | 0.029517 | 0.023214 | 0.020385 | 0.01707 | 0.016094
Portfolio Adjusted1-in-2Size: Under 20 kWOther2024November Monthly Peak | Portfolio Adjusted | 1-in-2 | Size: Under 20 kW | Other | 2024 | November Monthly Peak | 11 | 0.81273 | 0.79284 | 0.78618 | 0.78864 | 0.79862 | 0.8208 | 0.79484 | 0.81547 | 1.0091 | 1.1672 | 1.2733 | 1.3199 | 1.3268 | 1.3458 | 1.3658 | 1.3506 | 1.3249 | 1.3573 | 1.2358 | 1.1493 | 1.0582 | 0.96378 | 0.89397 | 0.84917 | 0 | 0 | 0 | 0 | 0 | 0 | 0 | 0 | 0 | 0 | 0 | 0 | 0 | 0 | 0.027316 | 0.027011 | 0.026498 | 0.027145 | 0 | 0 | 0 | 0 | 0 | 0 | 55.4647 | 54.5298 | 53.6972 | 52.7677 | 51.7256 | 51.1068 | 50.8434 | 50.7944 | 53.0745 | 58.0932 | 63.0161 | 67.3937 | 70.2229 | 71.7041 | 72.3198 | 72.2277 | 70.8621 | 67.9735 | 64.4732 | 62.2674 | 60.5478 | 59.1664 | 58.0377 | 56.9224 | 0.017508 | 0.016278 | 0.015975 | 0.015323 | 0.015261 | 0.015364 | 0.027719 | 0.026311 | 0.034431 | 0.038226 | 0.039887 | 0.041905 | 0.04571 | 0.051103 | 0.05653 | 0.060033 | 0.062322 | 0.052028 | 0.044418 | 0.02972 | 0.023374 | 0.020526 | 0.017188 | 0.016205
Portfolio Adjusted1-in-2Size: Under 20 kWOther2024December Monthly Peak | Portfolio Adjusted | 1-in-2 | Size: Under 20 kW | Other | 2024 | December Monthly Peak | 12 | 0.84813 | 0.8295 | 0.82019 | 0.82146 | 0.83619 | 0.86513 | 0.91502 | 0.90662 | 1.1062 | 1.2584 | 1.3305 | 1.3339 | 1.297 | 1.2726 | 1.2542 | 1.2351 | 1.2731 | 1.3431 | 1.2303 | 1.1607 | 1.0831 | 1.007 | 0.9391 | 0.89258 | 0 | 0 | 0 | 0 | 0 | 0 | 0 | 0 | 0 | 0 | 0 | 0 | 0 | 0 | 0.025085 | 0.024703 | 0.025463 | 0.026861 | 0 | 0 | 0 | 0 | 0 | 0 | 46.4182 | 45.7834 | 45.3937 | 44.8105 | 44.287 | 43.8398 | 43.5407 | 43.4531 | 44.1237 | 47.3689 | 51.0095 | 54.1926 | 56.2268 | 57.1436 | 57.8419 | 58.0916 | 57.3941 | 54.996 | 52.0179 | 49.9826 | 48.5117 | 46.6373 | 44.8999 | 43.6501 | 0.017478 | 0.01625 | 0.015947 | 0.015297 | 0.015234 | 0.015337 | 0.02767 | 0.026265 | 0.034371 | 0.03816 | 0.039818 | 0.041832 | 0.04563 | 0.051015 | 0.056431 | 0.059929 | 0.062214 | 0.051937 | 0.044341 | 0.029668 | 0.023333 | 0.02049 | 0.017158 | 0.016177
Portfolio Adjusted1-in-2Size: Under 20 kWOther2024Typical Event Day | Portfolio Adjusted | 1-in-2 | Size: Under 20 kW | Other | 2024 | Typical Event Day | 8 | 0.98769 | 0.95219 | 0.92808 | 0.9162 | 0.91211 | 0.92769 | 0.89446 | 0.9845 | 1.3095 | 1.6357 | 1.8669 | 2.0113 | 2.0747 | 2.1401 | 2.1815 | 2.1686 | 2.0705 | 1.7782 | 1.5029 | 1.3984 | 1.3985 | 1.2489 | 1.1159 | 1.0485 | 0 | 0 | 0 | 0 | 0 | 0 | 0 | 0 | 0 | 0 | 0 | 0 | 0 | 0 | 0.04363 | 0.043372 | 0.041411 | 0.035563 | 0 | 0 | 0 | 0 | 0 | 0 | 73.0891 | 71.7799 | 70.527 | 69.3869 | 68.3022 | 67.3198 | 66.5986 | 66.6951 | 69.6242 | 74.5546 | 79.657 | 83.9747 | 87.3983 | 89.36 | 90.4817 | 90.9596 | 90.9034 | 90.1786 | 88.9122 | 86.7357 | 83.3453 | 79.8397 | 77.3839 | 75.5843 | 0.017491 | 0.016262 | 0.015959 | 0.015308 | 0.015246 | 0.015348 | 0.027691 | 0.026285 | 0.034397 | 0.038188 | 0.039847 | 0.041863 | 0.045664 | 0.051052 | 0.056473 | 0.059973 | 0.06226 | 0.051976 | 0.044374 | 0.02969 | 0.02335 | 0.020505 | 0.01717 | 0.016189
Portfolio Adjusted1-in-2Size: Under 20 kWOther2025January Monthly Peak | Portfolio Adjusted | 1-in-2 | Size: Under 20 kW | Other | 2025 | January Monthly Peak | 1 | 0.9111 | 0.89515 | 0.88776 | 0.88839 | 0.90756 | 0.94716 | 1.0287 | 1.0249 | 1.2535 | 1.4144 | 1.4703 | 1.4486 | 1.38 | 1.3313 | 1.2889 | 1.2559 | 1.2634 | 1.3712 | 1.288 | 1.2251 | 1.1497 | 1.0614 | 0.99074 | 0.95226 | 0 | 0 | 0 | 0 | 0 | 0 | 0 | 0 | 0 | 0 | 0 | 0 | 0 | 0 | 0.025778 | 0.025119 | 0.025268 | 0.027424 | 0 | 0 | 0 | 0 | 0 | 0 | 42.2612 | 41.8391 | 41.2194 | 40.5714 | 39.9155 | 39.4645 | 39.3597 | 39.118 | 39.3927 | 41.7726 | 45.3155 | 48.0108 | 49.9948 | 51.3104 | 52.1666 | 52.578 | 52.2875 | 50.9645 | 49.0243 | 47.6786 | 46.4735 | 45.57 | 44.7219 | 44.118 | 0.018338 | 0.01705 | 0.016733 | 0.01605 | 0.015984 | 0.016092 | 0.029033 | 0.027558 | 0.036064 | 0.040039 | 0.041778 | 0.043892 | 0.047877 | 0.053527 | 0.05921 | 0.062879 | 0.065278 | 0.054495 | 0.046524 | 0.031129 | 0.024482 | 0.021499 | 0.018003 | 0.016973
Portfolio Adjusted1-in-2Size: Under 20 kWOther2025February Monthly Peak | Portfolio Adjusted | 1-in-2 | Size: Under 20 kW | Other | 2025 | February Monthly Peak | 2 | 0.86839 | 0.85212 | 0.84442 | 0.84535 | 0.86275 | 0.89507 | 0.93106 | 0.92572 | 1.1457 | 1.2992 | 1.3671 | 1.364 | 1.3227 | 1.2992 | 1.2863 | 1.268 | 1.2538 | 1.2645 | 1.2696 | 1.1936 | 1.1113 | 1.0193 | 0.94438 | 0.90187 | 0 | 0 | 0 | 0 | 0 | 0 | 0 | 0 | 0 | 0 | 0 | 0 | 0 | 0 | 0.025726 | 0.02536 | 0.025075 | 0.02529 | 0 | 0 | 0 | 0 | 0 | 0 | 47.0642 | 46.598 | 46.2554 | 45.871 | 45.6641 | 45.646 | 45.6521 | 45.6074 | 45.8322 | 47.6277 | 49.7451 | 51.6688 | 52.511 | 52.4582 | 52.4865 | 52.1468 | 51.4835 | 50.3413 | 48.8253 | 47.3914 | 46.0467 | 45.0416 | 43.8237 | 42.8812 | 0.017698 | 0.016454 | 0.016148 | 0.015489 | 0.015426 | 0.01553 | 0.028019 | 0.026596 | 0.034804 | 0.03864 | 0.040319 | 0.042359 | 0.046205 | 0.051657 | 0.057142 | 0.060683 | 0.062997 | 0.052591 | 0.044899 | 0.030042 | 0.023627 | 0.020748 | 0.017374 | 0.01638
Portfolio Adjusted1-in-2Size: Under 20 kWOther2025March Monthly Peak | Portfolio Adjusted | 1-in-2 | Size: Under 20 kW | Other | 2025 | March Monthly Peak | 3 | 0.87959 | 0.85574 | 0.84391 | 0.84147 | 0.85398 | 0.88279 | 0.9411 | 0.9263 | 1.1122 | 1.2658 | 1.3447 | 1.3467 | 1.3092 | 1.2936 | 1.2857 | 1.2697 | 1.2426 | 1.1706 | 1.1183 | 1.1794 | 1.1211 | 1.0323 | 0.96024 | 0.91594 | 0 | 0 | 0 | 0 | 0 | 0 | 0 | 0 | 0 | 0 | 0 | 0 | 0 | 0 | 0.025713 | 0.025393 | 0.024853 | 0.023413 | 0 | 0 | 0 | 0 | 0 | 0 | 46.6138 | 46.1485 | 45.7331 | 45.4056 | 45.0077 | 44.5573 | 44.144 | 43.9087 | 45.6646 | 48.0061 | 50.2836 | 52.3573 | 53.9459 | 55.0246 | 55.5178 | 55.9653 | 55.8143 | 55.1595 | 53.5331 | 51.2395 | 49.6656 | 48.4549 | 47.5922 | 46.6883 | 0.017829 | 0.016576 | 0.016268 | 0.015604 | 0.015541 | 0.015645 | 0.028227 | 0.026793 | 0.035062 | 0.038927 | 0.040618 | 0.042673 | 0.046547 | 0.05204 | 0.057566 | 0.061133 | 0.063465 | 0.052981 | 0.045233 | 0.030265 | 0.023802 | 0.020902 | 0.017503 | 0.016502
Portfolio Adjusted1-in-2Size: Under 20 kWOther2025April Monthly Peak | Portfolio Adjusted | 1-in-2 | Size: Under 20 kW | Other | 2025 | April Monthly Peak | 4 | 0.85366 | 0.83066 | 0.81399 | 0.80999 | 0.81483 | 0.83432 | 0.80154 | 0.80986 | 1.0145 | 1.2109 | 1.3473 | 1.4196 | 1.4546 | 1.5094 | 1.5568 | 1.5613 | 1.501 | 1.3163 | 1.159 | 1.1679 | 1.1582 | 1.0436 | 0.95096 | 0.89582 | 0 | 0 | 0 | 0 | 0 | 0 | 0 | 0 | 0 | 0 | 0 | 0 | 0 | 0 | 0.031136 | 0.031227 | 0.03002 | 0.026325 | 0 | 0 | 0 | 0 | 0 | 0 | 61.9906 | 60.7462 | 59.2839 | 58.0437 | 57.1334 | 56.4716 | 55.8909 | 55.9512 | 58.5848 | 62.6452 | 67.9297 | 72.3747 | 75.7647 | 78.2038 | 79.3688 | 80.0141 | 80.0434 | 79.6939 | 78.4113 | 76.0112 | 72.226 | 69.0879 | 66.8878 | 64.6313 | 0.017432 | 0.016207 | 0.015905 | 0.015256 | 0.015194 | 0.015297 | 0.027597 | 0.026196 | 0.03428 | 0.038059 | 0.039713 | 0.041722 | 0.04551 | 0.05088 | 0.056282 | 0.05977 | 0.06205 | 0.0518 | 0.044224 | 0.02959 | 0.023271 | 0.020436 | 0.017112 | 0.016134
Portfolio Adjusted1-in-2Size: Under 20 kWOther2025May Monthly Peak | Portfolio Adjusted | 1-in-2 | Size: Under 20 kW | Other | 2025 | May Monthly Peak | 5 | 0.88255 | 0.85709 | 0.83758 | 0.83061 | 0.83181 | 0.82719 | 0.74451 | 0.82881 | 1.0695 | 1.3026 | 1.4685 | 1.5642 | 1.6103 | 1.6659 | 1.7174 | 1.7232 | 1.6573 | 1.4507 | 1.2567 | 1.1767 | 1.2194 | 1.0975 | 0.99027 | 0.9286 | 0 | 0 | 0 | 0 | 0 | 0 | 0 | 0 | 0 | 0 | 0 | 0 | 0 | 0 | 0.034348 | 0.034464 | 0.033146 | 0.029013 | 0 | 0 | 0 | 0 | 0 | 0 | 65.9108 | 64.7654 | 63.8863 | 62.9198 | 62.0688 | 61.2989 | 60.5151 | 60.921 | 63.4498 | 67.2762 | 71.0817 | 74.828 | 78.0108 | 80.6747 | 81.801 | 82.2581 | 82.0708 | 81.5041 | 80.1952 | 77.8628 | 74.4807 | 71.6365 | 69.1592 | 67.4779 | 0.017428 | 0.016203 | 0.015902 | 0.015253 | 0.015191 | 0.015294 | 0.027592 | 0.02619 | 0.034274 | 0.038051 | 0.039704 | 0.041713 | 0.0455 | 0.05087 | 0.056271 | 0.059758 | 0.062037 | 0.05179 | 0.044215 | 0.029584 | 0.023267 | 0.020432 | 0.017109 | 0.016131
Portfolio Adjusted1-in-2Size: Under 20 kWOther2025June Monthly Peak | Portfolio Adjusted | 1-in-2 | Size: Under 20 kW | Other | 2025 | June Monthly Peak | 6 | 0.95266 | 0.91957 | 0.89727 | 0.88691 | 0.88248 | 0.86207 | 0.80234 | 0.93171 | 1.2272 | 1.5073 | 1.7196 | 1.8464 | 1.9114 | 1.9797 | 2.033 | 2.0267 | 1.9443 | 1.6845 | 1.4332 | 1.2945 | 1.3132 | 1.2042 | 1.081 | 1.0116 | 0 | 0 | 0 | 0 | 0 | 0 | 0 | 0 | 0 | 0 | 0 | 0 | 0 | 0 | 0.040659 | 0.040535 | 0.038885 | 0.033689 | 0 | 0 | 0 | 0 | 0 | 0 | 69.8819 | 68.4473 | 67.293 | 66.2435 | 65.1015 | 64.0492 | 63.1318 | 63.9894 | 67.6938 | 72.5102 | 77.2635 | 81.6909 | 84.834 | 86.534 | 87.4264 | 87.7991 | 87.9069 | 87.524 | 86.5044 | 84.5566 | 81.5097 | 77.3744 | 74.6817 | 72.6539 | 0.017483 | 0.016254 | 0.015952 | 0.015301 | 0.015238 | 0.015341 | 0.027678 | 0.026272 | 0.03438 | 0.03817 | 0.039828 | 0.041843 | 0.045642 | 0.051028 | 0.056446 | 0.059945 | 0.062231 | 0.051951 | 0.044353 | 0.029676 | 0.023339 | 0.020496 | 0.017162 | 0.016181
Portfolio Adjusted1-in-2Size: Under 20 kWOther2025July Monthly Peak | Portfolio Adjusted | 1-in-2 | Size: Under 20 kW | Other | 2025 | July Monthly Peak | 7 | 1.0192 | 0.97923 | 0.95165 | 0.93995 | 0.93395 | 0.94103 | 0.89486 | 1.039 | 1.3978 | 1.7361 | 1.9826 | 2.1176 | 2.1765 | 2.2347 | 2.2766 | 2.2601 | 2.1631 | 1.8639 | 1.5781 | 1.4216 | 1.4255 | 1.297 | 1.1606 | 1.0839 | 0 | 0 | 0 | 0 | 0 | 0 | 0 | 0 | 0 | 0 | 0 | 0 | 0 | 0 | 0.045532 | 0.045202 | 0.043261 | 0.037279 | 0 | 0 | 0 | 0 | 0 | 0 | 75.8635 | 74.4667 | 73.501 | 72.5552 | 71.5119 | 70.5331 | 69.7392 | 70.2085 | 73.5035 | 77.9332 | 82.4022 | 85.8381 | 88.8856 | 90.5909 | 91.5649 | 92.024 | 91.927 | 90.851 | 89.6924 | 88.3624 | 85.7674 | 82.1718 | 79.6874 | 77.8564 | 0.017512 | 0.016281 | 0.015978 | 0.015326 | 0.015264 | 0.015367 | 0.027724 | 0.026316 | 0.034438 | 0.038234 | 0.039895 | 0.041913 | 0.045718 | 0.051113 | 0.05654 | 0.060044 | 0.062334 | 0.052038 | 0.044427 | 0.029726 | 0.023378 | 0.02053 | 0.017191 | 0.016208
Portfolio Adjusted1-in-2Size: Under 20 kWOther2025August Monthly Peak | Portfolio Adjusted | 1-in-2 | Size: Under 20 kW | Other | 2025 | August Monthly Peak | 8 | 0.99492 | 0.95886 | 0.93432 | 0.92217 | 0.91776 | 0.93369 | 0.90092 | 0.99471 | 1.3274 | 1.6617 | 1.8988 | 2.0468 | 2.1112 | 2.1772 | 2.2183 | 2.2042 | 2.1044 | 1.8073 | 1.5244 | 1.4171 | 1.4143 | 1.2617 | 1.1265 | 1.0581 | 0 | 0 | 0 | 0 | 0 | 0 | 0 | 0 | 0 | 0 | 0 | 0 | 0 | 0 | 0.044366 | 0.044083 | 0.042089 | 0.036146 | 0 | 0 | 0 | 0 | 0 | 0 | 74.1439 | 72.9803 | 71.4595 | 70.2053 | 69.1879 | 68.2336 | 67.6168 | 66.988 | 69.3001 | 74.5195 | 80.1605 | 84.7324 | 88.2466 | 90.3376 | 91.638 | 92.2725 | 92.1446 | 91.5177 | 90.0355 | 87.4219 | 83.6151 | 80.3653 | 78.0469 | 76.3055 | 0.017537 | 0.016305 | 0.016002 | 0.015349 | 0.015286 | 0.015389 | 0.027765 | 0.026354 | 0.034488 | 0.03829 | 0.039953 | 0.041975 | 0.045785 | 0.051188 | 0.056623 | 0.060133 | 0.062426 | 0.052114 | 0.044492 | 0.029769 | 0.023412 | 0.02056 | 0.017216 | 0.016232
Portfolio Adjusted1-in-2Size: Under 20 kWOther2025September Monthly Peak | Portfolio Adjusted | 1-in-2 | Size: Under 20 kW | Other | 2025 | September Monthly Peak | 9 | 0.96299 | 0.93112 | 0.90712 | 0.89363 | 0.89303 | 0.9124 | 0.92425 | 0.95804 | 1.2734 | 1.5865 | 1.8183 | 1.9605 | 2.0284 | 2.0953 | 2.1406 | 2.1295 | 2.0364 | 1.7417 | 1.4827 | 1.4647 | 1.3572 | 1.2045 | 1.0824 | 1.0194 | 0 | 0 | 0 | 0 | 0 | 0 | 0 | 0 | 0 | 0 | 0 | 0 | 0 | 0 | 0.042811 | 0.042591 | 0.040729 | 0.034834 | 0 | 0 | 0 | 0 | 0 | 0 | 72.4672 | 71.2254 | 69.8547 | 68.5436 | 67.4077 | 66.4633 | 65.9067 | 65.5944 | 67.9992 | 73.2554 | 78.8016 | 83.6373 | 87.6272 | 89.9777 | 91.2977 | 91.7427 | 91.6352 | 90.8214 | 89.4166 | 86.6017 | 82.489 | 79.4475 | 77.1198 | 75.5215 | 0.017456 | 0.016229 | 0.015927 | 0.015277 | 0.015215 | 0.015318 | 0.027635 | 0.026232 | 0.034328 | 0.038112 | 0.039767 | 0.041779 | 0.045572 | 0.05095 | 0.05636 | 0.059853 | 0.062135 | 0.051872 | 0.044285 | 0.029631 | 0.023303 | 0.020464 | 0.017136 | 0.016156
Portfolio Adjusted1-in-2Size: Under 20 kWOther2025October Monthly Peak | Portfolio Adjusted | 1-in-2 | Size: Under 20 kW | Other | 2025 | October Monthly Peak | 10 | 0.86768 | 0.84088 | 0.82209 | 0.81556 | 0.819 | 0.83787 | 0.8777 | 0.86018 | 1.0577 | 1.2716 | 1.4449 | 1.5555 | 1.6168 | 1.6836 | 1.7386 | 1.7369 | 1.6572 | 1.4235 | 1.3399 | 1.2946 | 1.1831 | 1.064 | 0.96906 | 0.91508 | 0 | 0 | 0 | 0 | 0 | 0 | 0 | 0 | 0 | 0 | 0 | 0 | 0 | 0 | 0.034772 | 0.034737 | 0.033144 | 0.02847 | 0 | 0 | 0 | 0 | 0 | 0 | 63.899 | 62.9179 | 61.953 | 60.9234 | 59.9663 | 59.2023 | 58.3418 | 57.7372 | 58.6019 | 63.0416 | 69.2255 | 75.5934 | 80.5922 | 83.6146 | 84.8495 | 85.7477 | 85.8386 | 85.0184 | 82.8032 | 78.2314 | 74.1271 | 70.9254 | 68.3714 | 66.2958 | 0.017388 | 0.016166 | 0.015866 | 0.015218 | 0.015156 | 0.015259 | 0.027529 | 0.026131 | 0.034195 | 0.037965 | 0.039614 | 0.041618 | 0.045397 | 0.050754 | 0.056143 | 0.059622 | 0.061896 | 0.051672 | 0.044114 | 0.029517 | 0.023214 | 0.020385 | 0.01707 | 0.016094
Portfolio Adjusted1-in-2Size: Under 20 kWOther2025November Monthly Peak | Portfolio Adjusted | 1-in-2 | Size: Under 20 kW | Other | 2025 | November Monthly Peak | 11 | 0.81273 | 0.79284 | 0.78618 | 0.78864 | 0.79862 | 0.8208 | 0.79484 | 0.81547 | 1.0091 | 1.1672 | 1.2733 | 1.3199 | 1.3268 | 1.3458 | 1.3658 | 1.3506 | 1.3249 | 1.3573 | 1.2358 | 1.1493 | 1.0582 | 0.96378 | 0.89397 | 0.84917 | 0 | 0 | 0 | 0 | 0 | 0 | 0 | 0 | 0 | 0 | 0 | 0 | 0 | 0 | 0.027316 | 0.027011 | 0.026498 | 0.027145 | 0 | 0 | 0 | 0 | 0 | 0 | 55.4647 | 54.5298 | 53.6972 | 52.7677 | 51.7256 | 51.1068 | 50.8434 | 50.7944 | 53.0745 | 58.0932 | 63.0161 | 67.3937 | 70.2229 | 71.7041 | 72.3198 | 72.2277 | 70.8621 | 67.9735 | 64.4732 | 62.2674 | 60.5478 | 59.1664 | 58.0377 | 56.9224 | 0.017508 | 0.016278 | 0.015975 | 0.015323 | 0.015261 | 0.015364 | 0.027719 | 0.026311 | 0.034431 | 0.038226 | 0.039887 | 0.041905 | 0.04571 | 0.051103 | 0.05653 | 0.060033 | 0.062322 | 0.052028 | 0.044418 | 0.02972 | 0.023374 | 0.020526 | 0.017188 | 0.016205
Portfolio Adjusted1-in-2Size: Under 20 kWOther2025December Monthly Peak | Portfolio Adjusted | 1-in-2 | Size: Under 20 kW | Other | 2025 | December Monthly Peak | 12 | 0.84813 | 0.8295 | 0.82019 | 0.82146 | 0.83619 | 0.86513 | 0.91502 | 0.90662 | 1.1062 | 1.2584 | 1.3305 | 1.3339 | 1.297 | 1.2726 | 1.2542 | 1.2351 | 1.2731 | 1.3431 | 1.2303 | 1.1607 | 1.0831 | 1.007 | 0.9391 | 0.89258 | 0 | 0 | 0 | 0 | 0 | 0 | 0 | 0 | 0 | 0 | 0 | 0 | 0 | 0 | 0.025085 | 0.024703 | 0.025463 | 0.026861 | 0 | 0 | 0 | 0 | 0 | 0 | 46.4182 | 45.7834 | 45.3937 | 44.8105 | 44.287 | 43.8398 | 43.5407 | 43.4531 | 44.1237 | 47.3689 | 51.0095 | 54.1926 | 56.2268 | 57.1437 | 57.8419 | 58.0916 | 57.3941 | 54.996 | 52.0179 | 49.9826 | 48.5117 | 46.6373 | 44.8999 | 43.6501 | 0.017478 | 0.01625 | 0.015947 | 0.015297 | 0.015234 | 0.015337 | 0.02767 | 0.026265 | 0.034371 | 0.03816 | 0.039818 | 0.041832 | 0.04563 | 0.051015 | 0.056431 | 0.059929 | 0.062214 | 0.051937 | 0.044341 | 0.029668 | 0.023333 | 0.02049 | 0.017158 | 0.016177
Portfolio Adjusted1-in-2Size: Under 20 kWOther2025Typical Event Day | Portfolio Adjusted | 1-in-2 | Size: Under 20 kW | Other | 2025 | Typical Event Day | 8 | 0.98769 | 0.95219 | 0.92808 | 0.9162 | 0.91211 | 0.92769 | 0.89446 | 0.9845 | 1.3095 | 1.6357 | 1.8669 | 2.0113 | 2.0747 | 2.1401 | 2.1815 | 2.1686 | 2.0705 | 1.7782 | 1.5029 | 1.3984 | 1.3985 | 1.2489 | 1.1159 | 1.0485 | 0 | 0 | 0 | 0 | 0 | 0 | 0 | 0 | 0 | 0 | 0 | 0 | 0 | 0 | 0.04363 | 0.043372 | 0.041411 | 0.035563 | 0 | 0 | 0 | 0 | 0 | 0 | 73.0891 | 71.7799 | 70.527 | 69.3869 | 68.3023 | 67.3198 | 66.5986 | 66.6951 | 69.6242 | 74.5546 | 79.657 | 83.9747 | 87.3983 | 89.36 | 90.4818 | 90.9596 | 90.9034 | 90.1786 | 88.9122 | 86.7357 | 83.3453 | 79.8397 | 77.3839 | 75.5843 | 0.017491 | 0.016262 | 0.015959 | 0.015308 | 0.015246 | 0.015348 | 0.027691 | 0.026285 | 0.034397 | 0.038188 | 0.039847 | 0.041863 | 0.045664 | 0.051052 | 0.056473 | 0.059973 | 0.06226 | 0.051976 | 0.044374 | 0.02969 | 0.02335 | 0.020505 | 0.01717 | 0.016189
Portfolio Adjusted1-in-10Size: 20 kW to 199.99 kWAll2015January Monthly Peak | Portfolio Adjusted | 1-in-10 | Size: 20 kW to 199.99 kW | All | 2015 | January Monthly Peak | 1
Portfolio Adjusted1-in-10Size: 20 kW to 199.99 kWAll2015February Monthly Peak | Portfolio Adjusted | 1-in-10 | Size: 20 kW to 199.99 kW | All | 2015 | February Monthly Peak | 2
Portfolio Adjusted1-in-10Size: 20 kW to 199.99 kWAll2015March Monthly Peak | Portfolio Adjusted | 1-in-10 | Size: 20 kW to 199.99 kW | All | 2015 | March Monthly Peak | 3
Portfolio Adjusted1-in-10Size: 20 kW to 199.99 kWAll2015April Monthly Peak | Portfolio Adjusted | 1-in-10 | Size: 20 kW to 199.99 kW | All | 2015 | April Monthly Peak | 4
Portfolio Adjusted1-in-10Size: 20 kW to 199.99 kWAll2015May Monthly Peak | Portfolio Adjusted | 1-in-10 | Size: 20 kW to 199.99 kW | All | 2015 | May Monthly Peak | 5
Portfolio Adjusted1-in-10Size: 20 kW to 199.99 kWAll2015June Monthly Peak | Portfolio Adjusted | 1-in-10 | Size: 20 kW to 199.99 kW | All | 2015 | June Monthly Peak | 6
Portfolio Adjusted1-in-10Size: 20 kW to 199.99 kWAll2015July Monthly Peak | Portfolio Adjusted | 1-in-10 | Size: 20 kW to 199.99 kW | All | 2015 | July Monthly Peak | 7
Portfolio Adjusted1-in-10Size: 20 kW to 199.99 kWAll2015August Monthly Peak | Portfolio Adjusted | 1-in-10 | Size: 20 kW to 199.99 kW | All | 2015 | August Monthly Peak | 8
Portfolio Adjusted1-in-10Size: 20 kW to 199.99 kWAll2015September Monthly Peak | Portfolio Adjusted | 1-in-10 | Size: 20 kW to 199.99 kW | All | 2015 | September Monthly Peak | 9
Portfolio Adjusted1-in-10Size: 20 kW to 199.99 kWAll2015October Monthly Peak | Portfolio Adjusted | 1-in-10 | Size: 20 kW to 199.99 kW | All | 2015 | October Monthly Peak | 10
Portfolio Adjusted1-in-10Size: 20 kW to 199.99 kWAll2015November Monthly Peak | Portfolio Adjusted | 1-in-10 | Size: 20 kW to 199.99 kW | All | 2015 | November Monthly Peak | 11
Portfolio Adjusted1-in-10Size: 20 kW to 199.99 kWAll2015December Monthly Peak | Portfolio Adjusted | 1-in-10 | Size: 20 kW to 199.99 kW | All | 2015 | December Monthly Peak | 12
Portfolio Adjusted1-in-10Size: 20 kW to 199.99 kWAll2015Typical Event Day | Portfolio Adjusted | 1-in-10 | Size: 20 kW to 199.99 kW | All | 2015 | Typical Event Day | 8
Portfolio Adjusted1-in-10Size: 20 kW to 199.99 kWAll2016January Monthly Peak | Portfolio Adjusted | 1-in-10 | Size: 20 kW to 199.99 kW | All | 2016 | January Monthly Peak | 1
Portfolio Adjusted1-in-10Size: 20 kW to 199.99 kWAll2016February Monthly Peak | Portfolio Adjusted | 1-in-10 | Size: 20 kW to 199.99 kW | All | 2016 | February Monthly Peak | 2
Portfolio Adjusted1-in-10Size: 20 kW to 199.99 kWAll2016March Monthly Peak | Portfolio Adjusted | 1-in-10 | Size: 20 kW to 199.99 kW | All | 2016 | March Monthly Peak | 3
Portfolio Adjusted1-in-10Size: 20 kW to 199.99 kWAll2016April Monthly Peak | Portfolio Adjusted | 1-in-10 | Size: 20 kW to 199.99 kW | All | 2016 | April Monthly Peak | 4
Portfolio Adjusted1-in-10Size: 20 kW to 199.99 kWAll2016May Monthly Peak | Portfolio Adjusted | 1-in-10 | Size: 20 kW to 199.99 kW | All | 2016 | May Monthly Peak | 5
Portfolio Adjusted1-in-10Size: 20 kW to 199.99 kWAll2016June Monthly Peak | Portfolio Adjusted | 1-in-10 | Size: 20 kW to 199.99 kW | All | 2016 | June Monthly Peak | 6
Portfolio Adjusted1-in-10Size: 20 kW to 199.99 kWAll2016July Monthly Peak | Portfolio Adjusted | 1-in-10 | Size: 20 kW to 199.99 kW | All | 2016 | July Monthly Peak | 7
Portfolio Adjusted1-in-10Size: 20 kW to 199.99 kWAll2016August Monthly Peak | Portfolio Adjusted | 1-in-10 | Size: 20 kW to 199.99 kW | All | 2016 | August Monthly Peak | 8
Portfolio Adjusted1-in-10Size: 20 kW to 199.99 kWAll2016September Monthly Peak | Portfolio Adjusted | 1-in-10 | Size: 20 kW to 199.99 kW | All | 2016 | September Monthly Peak | 9
Portfolio Adjusted1-in-10Size: 20 kW to 199.99 kWAll2016October Monthly Peak | Portfolio Adjusted | 1-in-10 | Size: 20 kW to 199.99 kW | All | 2016 | October Monthly Peak | 10
Portfolio Adjusted1-in-10Size: 20 kW to 199.99 kWAll2016November Monthly Peak | Portfolio Adjusted | 1-in-10 | Size: 20 kW to 199.99 kW | All | 2016 | November Monthly Peak | 11
Portfolio Adjusted1-in-10Size: 20 kW to 199.99 kWAll2016December Monthly Peak | Portfolio Adjusted | 1-in-10 | Size: 20 kW to 199.99 kW | All | 2016 | December Monthly Peak | 12
Portfolio Adjusted1-in-10Size: 20 kW to 199.99 kWAll2016Typical Event Day | Portfolio Adjusted | 1-in-10 | Size: 20 kW to 199.99 kW | All | 2016 | Typical Event Day | 8
Portfolio Adjusted1-in-10Size: 20 kW to 199.99 kWAll2017January Monthly Peak | Portfolio Adjusted | 1-in-10 | Size: 20 kW to 199.99 kW | All | 2017 | January Monthly Peak | 1
Portfolio Adjusted1-in-10Size: 20 kW to 199.99 kWAll2017February Monthly Peak | Portfolio Adjusted | 1-in-10 | Size: 20 kW to 199.99 kW | All | 2017 | February Monthly Peak | 2
Portfolio Adjusted1-in-10Size: 20 kW to 199.99 kWAll2017March Monthly Peak | Portfolio Adjusted | 1-in-10 | Size: 20 kW to 199.99 kW | All | 2017 | March Monthly Peak | 3
Portfolio Adjusted1-in-10Size: 20 kW to 199.99 kWAll2017April Monthly Peak | Portfolio Adjusted | 1-in-10 | Size: 20 kW to 199.99 kW | All | 2017 | April Monthly Peak | 4 | 13.0306 | 12.3547 | 12.0148 | 11.9482 | 12.4358 | 13.7528 | 15.2092 | 17.147 | 20.141 | 22.6072 | 24.56 | 25.9356 | 26.9432 | 27.743 | 28.1177 | 27.7429 | 26.5476 | 24.455 | 22.2307 | 21.8725 | 20.9623 | 19.0009 | 16.5472 | 14.6085 | 0 | 0 | 0 | 0 | 0 | 0 | 0 | 0 | 0 | 0 | 0 | 0 | 0 | 0 | 0.42177 | 0.41614 | 0.39821 | 0.36682 | 0 | 0 | 0 | 0 | 0 | 0 | 68.4565 | 66.9793 | 65.3578 | 64.0084 | 62.8881 | 61.9385 | 61.3673 | 61.3906 | 64.6665 | 70.7116 | 76.8233 | 82.1179 | 85.3564 | 87.2201 | 88.0323 | 88.5603 | 88.4507 | 87.8173 | 85.9579 | 82.5949 | 78.1563 | 74.2604 | 71.6038 | 69.9304 | 0.17736 | 0.16442 | 0.16044 | 0.15956 | 0.17294 | 0.20435 | 0.26803 | 0.29792 | 0.30907 | 0.30226 | 0.3 | 0.31808 | 0.36043 | 0.41232 | 0.44871 | 0.47298 | 0.485 | 0.44941 | 0.40004 | 0.3165 | 0.28623 | 0.24931 | 0.2013 | 0.16298
Portfolio Adjusted1-in-10Size: 20 kW to 199.99 kWAll2017May Monthly Peak | Portfolio Adjusted | 1-in-10 | Size: 20 kW to 199.99 kW | All | 2017 | May Monthly Peak | 5 | 13.4645 | 12.7461 | 12.3611 | 12.2629 | 12.7544 | 13.9823 | 15.1507 | 17.8661 | 21.4276 | 24.3237 | 26.547 | 27.9841 | 28.8801 | 29.579 | 29.8704 | 29.4258 | 28.2064 | 26.0369 | 23.5751 | 22.4385 | 21.9895 | 19.9052 | 17.2891 | 15.1843 | 0 | 0 | 0 | 0 | 0 | 0 | 0 | 0 | 0 | 0 | 0 | 0 | 0 | 0 | 0.44806 | 0.44139 | 0.4231 | 0.39055 | 0 | 0 | 0 | 0 | 0 | 0 | 71.0656 | 69.6123 | 68.1837 | 67.0783 | 66.0424 | 65.1512 | 64.7206 | 65.0994 | 68.6455 | 74.3879 | 80.0676 | 84.2379 | 87.2468 | 89.2552 | 90.7601 | 91.489 | 91.3978 | 90.501 | 88.6899 | 86.1705 | 82.5313 | 78.5445 | 75.5874 | 73.0492 | 0.17743 | 0.16448 | 0.16051 | 0.15963 | 0.17302 | 0.20442 | 0.26812 | 0.29796 | 0.30907 | 0.30221 | 0.29994 | 0.31803 | 0.36042 | 0.41234 | 0.44876 | 0.47305 | 0.4851 | 0.44952 | 0.40017 | 0.31661 | 0.28634 | 0.24942 | 0.20139 | 0.16304
Portfolio Adjusted1-in-10Size: 20 kW to 199.99 kWAll2017June Monthly Peak | Portfolio Adjusted | 1-in-10 | Size: 20 kW to 199.99 kW | All | 2017 | June Monthly Peak | 6 | 14.2217 | 13.4302 | 13.0126 | 12.8934 | 13.3987 | 14.504 | 15.8861 | 18.9908 | 22.5972 | 25.6636 | 28.0454 | 29.6183 | 30.6479 | 31.4177 | 31.7591 | 31.3494 | 30.1455 | 27.9283 | 25.256 | 23.6072 | 23.0755 | 21.0911 | 18.2972 | 16.051 | 0 | 0 | 0 | 0 | 0 | 0 | 0 | 0 | 0 | 0 | 0 | 0 | 0 | 0 | 0.47639 | 0.47024 | 0.45218 | 0.41893 | 0 | 0 | 0 | 0 | 0 | 0 | 72.795 | 71.4581 | 70.3869 | 69.2527 | 68.2739 | 67.0485 | 66.4881 | 67.3886 | 71.0889 | 76.2008 | 81.2693 | 85.0589 | 87.5959 | 89.3299 | 90.7064 | 91.3595 | 91.8369 | 91.3162 | 90.1663 | 88.0915 | 84.595 | 80.6823 | 78.1123 | 76.2498 | 0.1786 | 0.16557 | 0.16158 | 0.16071 | 0.17418 | 0.20576 | 0.26987 | 0.29983 | 0.31095 | 0.30401 | 0.30172 | 0.31992 | 0.36263 | 0.41491 | 0.4516 | 0.47604 | 0.4882 | 0.45243 | 0.40278 | 0.31871 | 0.28826 | 0.2511 | 0.20276 | 0.16412
Portfolio Adjusted1-in-10Size: 20 kW to 199.99 kWAll2017July Monthly Peak | Portfolio Adjusted | 1-in-10 | Size: 20 kW to 199.99 kW | All | 2017 | July Monthly Peak | 7 | 15.0398 | 14.1854 | 13.7227 | 13.5832 | 14.1099 | 15.4836 | 17.0973 | 20.3441 | 24.0605 | 27.1352 | 29.4924 | 31.0121 | 31.9414 | 32.6296 | 32.8848 | 32.4596 | 31.2964 | 29.0528 | 26.2923 | 24.5656 | 24.0662 | 22.0747 | 19.1966 | 16.8491 | 0 | 0 | 0 | 0 | 0 | 0 | 0 | 0 | 0 | 0 | 0 | 0 | 0 | 0 | 0.49327 | 0.48689 | 0.46945 | 0.43579 | 0 | 0 | 0 | 0 | 0 | 0 | 74.8845 | 73.8691 | 72.8857 | 72.0033 | 71.2455 | 70.526 | 70.0127 | 70.3018 | 73.4511 | 78.2699 | 82.9219 | 86.4929 | 88.9312 | 90.6365 | 91.8819 | 92.2705 | 92.5669 | 91.7197 | 90.049 | 87.7973 | 84.8578 | 81.8277 | 79.7162 | 78.251 | 0.1767 | 0.16381 | 0.15984 | 0.15897 | 0.1723 | 0.20358 | 0.26702 | 0.29675 | 0.30783 | 0.30101 | 0.29875 | 0.31676 | 0.35898 | 0.41068 | 0.44694 | 0.47113 | 0.48312 | 0.44769 | 0.39853 | 0.31531 | 0.28516 | 0.24839 | 0.20056 | 0.16237
Portfolio Adjusted1-in-10Size: 20 kW to 199.99 kWAll2017August Monthly Peak | Portfolio Adjusted | 1-in-10 | Size: 20 kW to 199.99 kW | All | 2017 | August Monthly Peak | 8 | 15.0023 | 14.1581 | 13.6963 | 13.5609 | 14.0516 | 15.6277 | 17.3132 | 20.2399 | 24.2314 | 27.5602 | 30.217 | 31.9177 | 32.9183 | 33.6203 | 33.836 | 33.3622 | 32.0242 | 29.6013 | 26.574 | 25.2356 | 24.4386 | 22.1113 | 19.1927 | 16.8318 | 0 | 0 | 0 | 0 | 0 | 0 | 0 | 0 | 0 | 0 | 0 | 0 | 0 | 0 | 0.50754 | 0.50043 | 0.48036 | 0.44402 | 0 | 0 | 0 | 0 | 0 | 0 | 76.0894 | 75.1011 | 74.0441 | 73.2057 | 72.4435 | 71.8028 | 71.2792 | 71.2783 | 74.007 | 78.7247 | 83.168 | 87.3751 | 90.5742 | 92.7603 | 93.9623 | 94.3946 | 94.0909 | 93.2097 | 92.0185 | 89.4973 | 85.6503 | 82.5667 | 80.5859 | 78.8796 | 0.17913 | 0.16606 | 0.16205 | 0.16117 | 0.17469 | 0.2064 | 0.2707 | 0.30084 | 0.31204 | 0.30509 | 0.30279 | 0.32104 | 0.36385 | 0.41626 | 0.45301 | 0.47756 | 0.48974 | 0.45383 | 0.40403 | 0.31964 | 0.28908 | 0.25179 | 0.2033 | 0.1646
Portfolio Adjusted1-in-10Size: 20 kW to 199.99 kWAll2017September Monthly Peak | Portfolio Adjusted | 1-in-10 | Size: 20 kW to 199.99 kW | All | 2017 | September Monthly Peak | 9 | 15.0093 | 14.1953 | 13.7342 | 13.6227 | 14.1305 | 15.7438 | 17.8991 | 20.4188 | 24.5697 | 27.9814 | 30.6836 | 32.3613 | 33.3818 | 34.1042 | 34.3324 | 33.7804 | 32.3439 | 29.7559 | 26.7643 | 26.1002 | 24.2978 | 21.9152 | 19.065 | 16.7735 | 0 | 0 | 0 | 0 | 0 | 0 | 0 | 0 | 0 | 0 | 0 | 0 | 0 | 0 | 0.51499 | 0.50671 | 0.48516 | 0.44634 | 0 | 0 | 0 | 0 | 0 | 0 | 77.3833 | 76.179 | 74.9763 | 74.2003 | 73.1965 | 72.2619 | 71.6866 | 71.6148 | 73.878 | 78.7143 | 84.0239 | 89.0532 | 92.9283 | 95.4216 | 96.1227 | 96.4645 | 96.2657 | 95.3322 | 93.6353 | 90.6872 | 86.6221 | 83.2154 | 80.865 | 79.0718 | 0.17924 | 0.16616 | 0.16215 | 0.16126 | 0.17479 | 0.20651 | 0.27085 | 0.30099 | 0.3122 | 0.30526 | 0.30296 | 0.32123 | 0.36406 | 0.41651 | 0.4533 | 0.47784 | 0.49002 | 0.45409 | 0.40425 | 0.31984 | 0.28926 | 0.25195 | 0.20344 | 0.1647
Portfolio Adjusted1-in-10Size: 20 kW to 199.99 kWAll2017October Monthly Peak | Portfolio Adjusted | 1-in-10 | Size: 20 kW to 199.99 kW | All | 2017 | October Monthly Peak | 10 | 13.5532 | 12.8753 | 12.4872 | 12.4044 | 12.8662 | 14.3104 | 16.5103 | 18.2261 | 21.286 | 24.1705 | 26.5731 | 28.2457 | 29.4113 | 30.2866 | 30.6198 | 30.0901 | 28.658 | 26.1876 | 24.7171 | 23.6412 | 21.8414 | 19.7518 | 17.2016 | 15.1429 | 0 | 0 | 0 | 0 | 0 | 0 | 0 | 0 | 0 | 0 | 0 | 0 | 0 | 0 | 0.4593 | 0.45135 | 0.42987 | 0.39281 | 0 | 0 | 0 | 0 | 0 | 0 | 73.0103 | 72.1038 | 71.16 | 69.8144 | 68.839 | 68.0128 | 67.6033 | 67.271 | 68.1904 | 72.3823 | 77.5093 | 82.2547 | 85.6179 | 88.0122 | 89.1773 | 89.5388 | 88.8585 | 87.1658 | 84.54 | 81.4501 | 78.3626 | 76.1517 | 74.4576 | 73.0262 | 0.17768 | 0.16472 | 0.16074 | 0.15986 | 0.17327 | 0.20471 | 0.2685 | 0.29838 | 0.3095 | 0.30262 | 0.30035 | 0.31846 | 0.36092 | 0.41291 | 0.44938 | 0.4737 | 0.48577 | 0.45015 | 0.40073 | 0.31706 | 0.28675 | 0.24977 | 0.20168 | 0.16327
Portfolio Adjusted1-in-10Size: 20 kW to 199.99 kWAll2017November Monthly Peak | Portfolio Adjusted | 1-in-10 | Size: 20 kW to 199.99 kW | All | 2017 | November Monthly Peak | 11 | 12.1354 | 11.6697 | 11.4514 | 11.5074 | 12.01 | 13.4173 | 14.782 | 16.3203 | 18.6922 | 20.5651 | 22.0031 | 22.9654 | 23.5597 | 23.9977 | 24.0107 | 23.2655 | 22.364 | 22.1609 | 20.663 | 19.4479 | 18.2722 | 16.7521 | 14.8479 | 13.2963 | 0 | 0 | 0 | 0 | 0 | 0 | 0 | 0 | 0 | 0 | 0 | 0 | 0 | 0 | 0.36016 | 0.34898 | 0.33546 | 0.33241 | 0 | 0 | 0 | 0 | 0 | 0 | 60.9678 | 59.6549 | 58.659 | 57.3783 | 56.4735 | 55.8382 | 55.4272 | 55.4422 | 57.7927 | 62.2917 | 67.653 | 71.8829 | 74.5549 | 76.2057 | 77.2326 | 77.3532 | 76.3264 | 74.026 | 71.3337 | 68.3576 | 66.1964 | 64.6358 | 63.0665 | 62.0542 | 0.17669 | 0.16379 | 0.15982 | 0.15895 | 0.17228 | 0.20357 | 0.26701 | 0.29679 | 0.30791 | 0.30112 | 0.29887 | 0.31688 | 0.35907 | 0.41076 | 0.447 | 0.47119 | 0.48316 | 0.4477 | 0.39852 | 0.31529 | 0.28514 | 0.24836 | 0.20053 | 0.16235
Portfolio Adjusted1-in-10Size: 20 kW to 199.99 kWAll2017December Monthly Peak | Portfolio Adjusted | 1-in-10 | Size: 20 kW to 199.99 kW | All | 2017 | December Monthly Peak | 12 | 12.7107 | 12.2767 | 12.0976 | 12.1702 | 12.77 | 14.2954 | 16.5127 | 17.8424 | 19.5742 | 20.4263 | 20.6621 | 20.2943 | 19.7843 | 19.3688 | 18.9368 | 18.3134 | 18.5077 | 19.5176 | 18.7234 | 18.219 | 17.4409 | 16.4116 | 15.0013 | 13.7484 | 0 | 0 | 0 | 0 | 0 | 0 | 0 | 0 | 0 | 0 | 0 | 0 | 0 | 0 | 0.28405 | 0.2747 | 0.27762 | 0.29276 | 0 | 0 | 0 | 0 | 0 | 0 | 42.2269 | 41.5645 | 41.1053 | 40.6927 | 40.2232 | 39.5135 | 39.5006 | 39.4241 | 40.1855 | 42.6708 | 45.2848 | 47.5917 | 49.0264 | 49.6326 | 50.001 | 50.0404 | 49.4011 | 47.9237 | 46.2284 | 45.093 | 44.1644 | 43.2519 | 42.7621 | 42.3071 | 0.18305 | 0.16973 | 0.1656 | 0.16471 | 0.17851 | 0.21083 | 0.27655 | 0.30722 | 0.31866 | 0.31167 | 0.30938 | 0.32805 | 0.3718 | 0.42543 | 0.46312 | 0.48805 | 0.50044 | 0.46376 | 0.41275 | 0.3267 | 0.29552 | 0.2575 | 0.20793 | 0.16825
Portfolio Adjusted1-in-10Size: 20 kW to 199.99 kWAll2017Typical Event Day | Portfolio Adjusted | 1-in-10 | Size: 20 kW to 199.99 kW | All | 2017 | Typical Event Day | 8 | 14.8863 | 14.0538 | 13.602 | 13.4702 | 13.9609 | 15.5236 | 17.1899 | 20.0533 | 23.9512 | 27.2048 | 29.803 | 31.4754 | 32.4681 | 33.1708 | 33.3901 | 32.9245 | 31.6082 | 29.2109 | 26.247 | 24.9368 | 24.1815 | 21.8954 | 19.0112 | 16.6816 | 0 | 0 | 0 | 0 | 0 | 0 | 0 | 0 | 0 | 0 | 0 | 0 | 0 | 0 | 0.50085 | 0.49387 | 0.47412 | 0.43816 | 0 | 0 | 0 | 0 | 0 | 0 | 75.2881 | 74.1518 | 73.0732 | 72.1655 | 71.2899 | 70.4098 | 69.8667 | 70.1459 | 73.1062 | 77.9774 | 82.8458 | 86.995 | 90.0074 | 92.0371 | 93.1683 | 93.6223 | 93.6901 | 92.8944 | 91.4673 | 89.0183 | 85.4313 | 82.073 | 79.8198 | 78.113 | 0.17829 | 0.16529 | 0.1613 | 0.16042 | 0.17387 | 0.20542 | 0.26942 | 0.29938 | 0.31052 | 0.3036 | 0.30132 | 0.31949 | 0.36211 | 0.41429 | 0.45089 | 0.4753 | 0.48742 | 0.45169 | 0.40211 | 0.31816 | 0.28775 | 0.25064 | 0.20238 | 0.16383
Portfolio Adjusted1-in-10Size: 20 kW to 199.99 kWAll2018January Monthly Peak | Portfolio Adjusted | 1-in-10 | Size: 20 kW to 199.99 kW | All | 2018 | January Monthly Peak | 1 | 12.9937 | 12.6334 | 12.4842 | 12.6034 | 13.2647 | 14.8142 | 17.3987 | 18.8243 | 20.6214 | 21.3096 | 21.3007 | 20.7189 | 20.0844 | 19.6436 | 19.1919 | 18.5896 | 18.3197 | 19.5956 | 19.0488 | 18.632 | 17.8751 | 16.8725 | 15.3075 | 14.0939 | 0 | 0 | 0 | 0 | 0 | 0 | 0 | 0 | 0 | 0 | 0 | 0 | 0 | 0 | 0.28788 | 0.27884 | 0.2748 | 0.29393 | 0 | 0 | 0 | 0 | 0 | 0 | 39.4901 | 39.0098 | 38.403 | 37.6563 | 37.1725 | 36.7286 | 36.2146 | 35.9292 | 36.5652 | 39.4196 | 42.2748 | 44.5871 | 46.2485 | 47.4106 | 48.4107 | 48.6198 | 48.3051 | 47.2607 | 45.4734 | 44.3195 | 43.3442 | 42.8545 | 42.2638 | 41.6114 | 0.19631 | 0.18207 | 0.17778 | 0.17687 | 0.19167 | 0.22598 | 0.29642 | 0.3285 | 0.34016 | 0.33219 | 0.32965 | 0.3497 | 0.39694 | 0.45468 | 0.49542 | 0.52212 | 0.53568 | 0.49673 | 0.44237 | 0.35045 | 0.31716 | 0.27646 | 0.22332 | 0.18051
Portfolio Adjusted1-in-10Size: 20 kW to 199.99 kWAll2018February Monthly Peak | Portfolio Adjusted | 1-in-10 | Size: 20 kW to 199.99 kW | All | 2018 | February Monthly Peak | 2 | 12.3285 | 11.9477 | 11.7374 | 11.8289 | 12.407 | 13.8209 | 15.7939 | 17.0861 | 18.9914 | 20.0437 | 20.5951 | 20.6908 | 20.7115 | 20.778 | 20.6498 | 20.1072 | 19.5007 | 19.5202 | 19.4427 | 18.5959 | 17.6928 | 16.4614 | 14.7573 | 13.4043 | 0 | 0 | 0 | 0 | 0 | 0 | 0 | 0 | 0 | 0 | 0 | 0 | 0 | 0 | 0.30975 | 0.30161 | 0.29251 | 0.2928 | 0 | 0 | 0 | 0 | 0 | 0 | 46.8442 | 46.4519 | 46.1279 | 45.6364 | 45.3659 | 44.8091 | 44.2492 | 44.4465 | 45.65 | 49.0725 | 52.2462 | 55.0194 | 56.7814 | 57.7853 | 58.4313 | 58.6742 | 57.9899 | 56.984 | 54.9223 | 52.7986 | 51.3135 | 49.9869 | 48.8986 | 47.615 | 0.17754 | 0.16459 | 0.16061 | 0.15973 | 0.17313 | 0.20454 | 0.26828 | 0.29814 | 0.30927 | 0.30242 | 0.30016 | 0.31826 | 0.36067 | 0.41263 | 0.44908 | 0.47337 | 0.48542 | 0.44982 | 0.40042 | 0.31682 | 0.28654 | 0.24959 | 0.20154 | 0.16314
Portfolio Adjusted1-in-10Size: 20 kW to 199.99 kWAll2018March Monthly Peak | Portfolio Adjusted | 1-in-10 | Size: 20 kW to 199.99 kW | All | 2018 | March Monthly Peak | 3 | 12.4216 | 11.8551 | 11.5775 | 11.5713 | 12.0723 | 13.3818 | 15.2177 | 16.6068 | 18.7366 | 20.3942 | 21.6529 | 22.4792 | 23.0978 | 23.6552 | 23.9435 | 23.5797 | 22.5838 | 21.0938 | 20.0024 | 19.9971 | 18.9437 | 17.3756 | 15.3186 | 13.6597 | 0 | 0 | 0 | 0 | 0 | 0 | 0 | 0 | 0 | 0 | 0 | 0 | 0 | 0 | 0.35915 | 0.3537 | 0.33876 | 0.31641 | 0 | 0 | 0 | 0 | 0 | 0 | 57.9775 | 56.6854 | 55.8246 | 55.0994 | 54.2264 | 53.2597 | 52.6631 | 53.2521 | 56.8084 | 61.9646 | 67.1106 | 71.4704 | 74.3906 | 75.9116 | 76.6341 | 77.0524 | 76.6819 | 75.4369 | 72.9527 | 69.35 | 66.1365 | 63.2311 | 60.9538 | 59.2389 | 0.17608 | 0.16323 | 0.15927 | 0.1584 | 0.17168 | 0.20287 | 0.26609 | 0.29579 | 0.30688 | 0.30013 | 0.29789 | 0.31583 | 0.35787 | 0.40938 | 0.44549 | 0.46959 | 0.48151 | 0.44617 | 0.39715 | 0.3142 | 0.28415 | 0.2475 | 0.19983 | 0.16179
Portfolio Adjusted1-in-10Size: 20 kW to 199.99 kWAll2018April Monthly Peak | Portfolio Adjusted | 1-in-10 | Size: 20 kW to 199.99 kW | All | 2018 | April Monthly Peak | 4 | 13.0306 | 12.3547 | 12.0148 | 11.9482 | 12.4358 | 13.7528 | 15.2092 | 17.147 | 20.141 | 22.6072 | 24.56 | 25.9356 | 26.9432 | 27.743 | 28.1177 | 27.7429 | 26.5476 | 24.455 | 22.2307 | 21.8725 | 20.9623 | 19.0009 | 16.5472 | 14.6084 | 0 | 0 | 0 | 0 | 0 | 0 | 0 | 0 | 0 | 0 | 0 | 0 | 0 | 0 | 0.42177 | 0.41614 | 0.39821 | 0.36682 | 0 | 0 | 0 | 0 | 0 | 0 | 68.4565 | 66.9793 | 65.3578 | 64.0084 | 62.8881 | 61.9385 | 61.3673 | 61.3906 | 64.6665 | 70.7116 | 76.8233 | 82.1179 | 85.3564 | 87.2201 | 88.0323 | 88.5603 | 88.4507 | 87.8173 | 85.9579 | 82.5949 | 78.1563 | 74.2604 | 71.6038 | 69.9304 | 0.17736 | 0.16442 | 0.16044 | 0.15956 | 0.17294 | 0.20435 | 0.26803 | 0.29792 | 0.30907 | 0.30226 | 0.3 | 0.31808 | 0.36043 | 0.41232 | 0.44871 | 0.47298 | 0.485 | 0.44941 | 0.40005 | 0.3165 | 0.28623 | 0.24931 | 0.2013 | 0.16298
Portfolio Adjusted1-in-10Size: 20 kW to 199.99 kWAll2018May Monthly Peak | Portfolio Adjusted | 1-in-10 | Size: 20 kW to 199.99 kW | All | 2018 | May Monthly Peak | 5 | 13.4645 | 12.7461 | 12.3611 | 12.2629 | 12.7544 | 13.9823 | 15.1507 | 17.8661 | 21.4276 | 24.3237 | 26.547 | 27.9842 | 28.8801 | 29.579 | 29.8704 | 29.4258 | 28.2064 | 26.0369 | 23.5751 | 22.4385 | 21.9895 | 19.9052 | 17.2891 | 15.1843 | 0 | 0 | 0 | 0 | 0 | 0 | 0 | 0 | 0 | 0 | 0 | 0 | 0 | 0 | 0.44806 | 0.44139 | 0.4231 | 0.39055 | 0 | 0 | 0 | 0 | 0 | 0 | 71.0656 | 69.6123 | 68.1837 | 67.0783 | 66.0424 | 65.1512 | 64.7206 | 65.0994 | 68.6455 | 74.3879 | 80.0676 | 84.2379 | 87.2468 | 89.2552 | 90.7601 | 91.489 | 91.3978 | 90.501 | 88.6899 | 86.1705 | 82.5313 | 78.5445 | 75.5874 | 73.0492 | 0.17743 | 0.16448 | 0.16051 | 0.15963 | 0.17302 | 0.20442 | 0.26812 | 0.29796 | 0.30907 | 0.30221 | 0.29994 | 0.31803 | 0.36042 | 0.41234 | 0.44876 | 0.47305 | 0.4851 | 0.44952 | 0.40017 | 0.31661 | 0.28634 | 0.24942 | 0.20139 | 0.16304
Portfolio Adjusted1-in-10Size: 20 kW to 199.99 kWAll2018June Monthly Peak | Portfolio Adjusted | 1-in-10 | Size: 20 kW to 199.99 kW | All | 2018 | June Monthly Peak | 6 | 14.2217 | 13.4302 | 13.0126 | 12.8934 | 13.3987 | 14.504 | 15.8861 | 18.9908 | 22.5972 | 25.6636 | 28.0454 | 29.6183 | 30.6479 | 31.4177 | 31.7591 | 31.3494 | 30.1455 | 27.9283 | 25.256 | 23.6072 | 23.0755 | 21.0911 | 18.2972 | 16.051 | 0 | 0 | 0 | 0 | 0 | 0 | 0 | 0 | 0 | 0 | 0 | 0 | 0 | 0 | 0.47639 | 0.47024 | 0.45218 | 0.41893 | 0 | 0 | 0 | 0 | 0 | 0 | 72.795 | 71.4581 | 70.3869 | 69.2527 | 68.2739 | 67.0485 | 66.4881 | 67.3886 | 71.0889 | 76.2008 | 81.2693 | 85.0589 | 87.5959 | 89.3299 | 90.7064 | 91.3595 | 91.8369 | 91.3162 | 90.1663 | 88.0915 | 84.595 | 80.6823 | 78.1123 | 76.2498 | 0.1786 | 0.16557 | 0.16158 | 0.16071 | 0.17418 | 0.20576 | 0.26987 | 0.29983 | 0.31095 | 0.30401 | 0.30172 | 0.31992 | 0.36263 | 0.41491 | 0.4516 | 0.47604 | 0.4882 | 0.45243 | 0.40278 | 0.31871 | 0.28826 | 0.2511 | 0.20276 | 0.16412
Portfolio Adjusted1-in-10Size: 20 kW to 199.99 kWAll2018July Monthly Peak | Portfolio Adjusted | 1-in-10 | Size: 20 kW to 199.99 kW | All | 2018 | July Monthly Peak | 7 | 15.0398 | 14.1854 | 13.7227 | 13.5832 | 14.1099 | 15.4836 | 17.0973 | 20.3441 | 24.0605 | 27.1352 | 29.4924 | 31.0121 | 31.9414 | 32.6296 | 32.8848 | 32.4596 | 31.2965 | 29.0528 | 26.2923 | 24.5656 | 24.0662 | 22.0747 | 19.1966 | 16.8491 | 0 | 0 | 0 | 0 | 0 | 0 | 0 | 0 | 0 | 0 | 0 | 0 | 0 | 0 | 0.49327 | 0.48689 | 0.46945 | 0.43579 | 0 | 0 | 0 | 0 | 0 | 0 | 74.8845 | 73.869 | 72.8857 | 72.0033 | 71.2455 | 70.526 | 70.0127 | 70.3018 | 73.4511 | 78.2699 | 82.9219 | 86.4929 | 88.9312 | 90.6365 | 91.8819 | 92.2705 | 92.5668 | 91.7197 | 90.049 | 87.7973 | 84.8578 | 81.8277 | 79.7162 | 78.251 | 0.1767 | 0.16381 | 0.15984 | 0.15897 | 0.1723 | 0.20358 | 0.26702 | 0.29675 | 0.30783 | 0.30101 | 0.29875 | 0.31676 | 0.35898 | 0.41068 | 0.44694 | 0.47113 | 0.48312 | 0.44769 | 0.39853 | 0.31531 | 0.28516 | 0.24839 | 0.20056 | 0.16237
Portfolio Adjusted1-in-10Size: 20 kW to 199.99 kWAll2018August Monthly Peak | Portfolio Adjusted | 1-in-10 | Size: 20 kW to 199.99 kW | All | 2018 | August Monthly Peak | 8 | 15.0023 | 14.1581 | 13.6963 | 13.5609 | 14.0516 | 15.6277 | 17.3132 | 20.2399 | 24.2314 | 27.5602 | 30.217 | 31.9177 | 32.9183 | 33.6203 | 33.836 | 33.3622 | 32.0242 | 29.6013 | 26.574 | 25.2356 | 24.4386 | 22.1113 | 19.1927 | 16.8318 | 0 | 0 | 0 | 0 | 0 | 0 | 0 | 0 | 0 | 0 | 0 | 0 | 0 | 0 | 0.50754 | 0.50043 | 0.48036 | 0.44402 | 0 | 0 | 0 | 0 | 0 | 0 | 76.0894 | 75.1011 | 74.0441 | 73.2057 | 72.4435 | 71.8028 | 71.2792 | 71.2783 | 74.007 | 78.7247 | 83.168 | 87.3751 | 90.5742 | 92.7603 | 93.9623 | 94.3946 | 94.0909 | 93.2097 | 92.0185 | 89.4974 | 85.6503 | 82.5667 | 80.5859 | 78.8796 | 0.17913 | 0.16606 | 0.16205 | 0.16117 | 0.17469 | 0.2064 | 0.2707 | 0.30084 | 0.31204 | 0.30509 | 0.30279 | 0.32104 | 0.36385 | 0.41626 | 0.45301 | 0.47756 | 0.48974 | 0.45383 | 0.40403 | 0.31964 | 0.28908 | 0.25179 | 0.2033 | 0.1646
Portfolio Adjusted1-in-10Size: 20 kW to 199.99 kWAll2018September Monthly Peak | Portfolio Adjusted | 1-in-10 | Size: 20 kW to 199.99 kW | All | 2018 | September Monthly Peak | 9 | 15.0093 | 14.1953 | 13.7342 | 13.6227 | 14.1305 | 15.7438 | 17.8991 | 20.4188 | 24.5697 | 27.9814 | 30.6836 | 32.3613 | 33.3818 | 34.1042 | 34.3324 | 33.7804 | 32.3439 | 29.7559 | 26.7643 | 26.1002 | 24.2978 | 21.9152 | 19.065 | 16.7735 | 0 | 0 | 0 | 0 | 0 | 0 | 0 | 0 | 0 | 0 | 0 | 0 | 0 | 0 | 0.51499 | 0.50671 | 0.48516 | 0.44634 | 0 | 0 | 0 | 0 | 0 | 0 | 77.3833 | 76.179 | 74.9763 | 74.2003 | 73.1965 | 72.2618 | 71.6866 | 71.6148 | 73.878 | 78.7143 | 84.0239 | 89.0532 | 92.9283 | 95.4216 | 96.1227 | 96.4645 | 96.2657 | 95.3322 | 93.6353 | 90.6872 | 86.6221 | 83.2154 | 80.865 | 79.0718 | 0.17924 | 0.16616 | 0.16215 | 0.16126 | 0.17479 | 0.20651 | 0.27085 | 0.30099 | 0.3122 | 0.30526 | 0.30296 | 0.32123 | 0.36406 | 0.41651 | 0.4533 | 0.47784 | 0.49002 | 0.45409 | 0.40425 | 0.31984 | 0.28926 | 0.25195 | 0.20344 | 0.1647
Portfolio Adjusted1-in-10Size: 20 kW to 199.99 kWAll2018October Monthly Peak | Portfolio Adjusted | 1-in-10 | Size: 20 kW to 199.99 kW | All | 2018 | October Monthly Peak | 10 | 13.5532 | 12.8753 | 12.4872 | 12.4044 | 12.8662 | 14.3104 | 16.5103 | 18.2261 | 21.286 | 24.1705 | 26.5731 | 28.2457 | 29.4113 | 30.2866 | 30.6198 | 30.0901 | 28.658 | 26.1876 | 24.7171 | 23.6412 | 21.8414 | 19.7518 | 17.2016 | 15.1429 | 0 | 0 | 0 | 0 | 0 | 0 | 0 | 0 | 0 | 0 | 0 | 0 | 0 | 0 | 0.4593 | 0.45135 | 0.42987 | 0.39281 | 0 | 0 | 0 | 0 | 0 | 0 | 73.0103 | 72.1038 | 71.16 | 69.8144 | 68.839 | 68.0128 | 67.6033 | 67.271 | 68.1904 | 72.3823 | 77.5093 | 82.2547 | 85.6179 | 88.0122 | 89.1773 | 89.5388 | 88.8585 | 87.1658 | 84.54 | 81.4501 | 78.3626 | 76.1517 | 74.4576 | 73.0262 | 0.17768 | 0.16472 | 0.16074 | 0.15986 | 0.17327 | 0.20471 | 0.2685 | 0.29838 | 0.3095 | 0.30262 | 0.30035 | 0.31846 | 0.36092 | 0.41291 | 0.44938 | 0.4737 | 0.48577 | 0.45015 | 0.40073 | 0.31706 | 0.28675 | 0.24977 | 0.20168 | 0.16327
Portfolio Adjusted1-in-10Size: 20 kW to 199.99 kWAll2018November Monthly Peak | Portfolio Adjusted | 1-in-10 | Size: 20 kW to 199.99 kW | All | 2018 | November Monthly Peak | 11 | 12.1354 | 11.6697 | 11.4514 | 11.5074 | 12.01 | 13.4173 | 14.782 | 16.3203 | 18.6922 | 20.5651 | 22.0031 | 22.9654 | 23.5597 | 23.9977 | 24.0107 | 23.2655 | 22.364 | 22.1609 | 20.663 | 19.4479 | 18.2722 | 16.7521 | 14.8479 | 13.2963 | 0 | 0 | 0 | 0 | 0 | 0 | 0 | 0 | 0 | 0 | 0 | 0 | 0 | 0 | 0.36016 | 0.34898 | 0.33546 | 0.33241 | 0 | 0 | 0 | 0 | 0 | 0 | 60.9678 | 59.6549 | 58.659 | 57.3783 | 56.4735 | 55.8382 | 55.4272 | 55.4422 | 57.7927 | 62.2917 | 67.653 | 71.8829 | 74.5549 | 76.2057 | 77.2326 | 77.3532 | 76.3264 | 74.026 | 71.3337 | 68.3576 | 66.1964 | 64.6358 | 63.0665 | 62.0542 | 0.17669 | 0.16379 | 0.15982 | 0.15895 | 0.17228 | 0.20357 | 0.26701 | 0.29679 | 0.30791 | 0.30112 | 0.29887 | 0.31688 | 0.35907 | 0.41076 | 0.447 | 0.47119 | 0.48316 | 0.4477 | 0.39852 | 0.31529 | 0.28514 | 0.24836 | 0.20053 | 0.16235
Portfolio Adjusted1-in-10Size: 20 kW to 199.99 kWAll2018December Monthly Peak | Portfolio Adjusted | 1-in-10 | Size: 20 kW to 199.99 kW | All | 2018 | December Monthly Peak | 12 | 12.7107 | 12.2767 | 12.0976 | 12.1702 | 12.77 | 14.2954 | 16.5127 | 17.8424 | 19.5742 | 20.4263 | 20.6621 | 20.2943 | 19.7843 | 19.3688 | 18.9368 | 18.3134 | 18.5077 | 19.5176 | 18.7234 | 18.219 | 17.4409 | 16.4116 | 15.0013 | 13.7484 | 0 | 0 | 0 | 0 | 0 | 0 | 0 | 0 | 0 | 0 | 0 | 0 | 0 | 0 | 0.28405 | 0.2747 | 0.27762 | 0.29276 | 0 | 0 | 0 | 0 | 0 | 0 | 42.2269 | 41.5645 | 41.1053 | 40.6927 | 40.2232 | 39.5135 | 39.5006 | 39.4241 | 40.1855 | 42.6708 | 45.2848 | 47.5917 | 49.0264 | 49.6326 | 50.001 | 50.0404 | 49.4011 | 47.9236 | 46.2284 | 45.093 | 44.1644 | 43.2519 | 42.7621 | 42.3071 | 0.18305 | 0.16973 | 0.1656 | 0.16471 | 0.17851 | 0.21083 | 0.27655 | 0.30722 | 0.31866 | 0.31167 | 0.30938 | 0.32805 | 0.3718 | 0.42543 | 0.46312 | 0.48805 | 0.50044 | 0.46376 | 0.41275 | 0.3267 | 0.29552 | 0.2575 | 0.20793 | 0.16825
Portfolio Adjusted1-in-10Size: 20 kW to 199.99 kWAll2018Typical Event Day | Portfolio Adjusted | 1-in-10 | Size: 20 kW to 199.99 kW | All | 2018 | Typical Event Day | 8 | 14.8863 | 14.0538 | 13.602 | 13.4702 | 13.9609 | 15.5236 | 17.1899 | 20.0533 | 23.9512 | 27.2048 | 29.803 | 31.4754 | 32.4681 | 33.1708 | 33.3901 | 32.9245 | 31.6082 | 29.2109 | 26.247 | 24.9368 | 24.1815 | 21.8954 | 19.0112 | 16.6816 | 0 | 0 | 0 | 0 | 0 | 0 | 0 | 0 | 0 | 0 | 0 | 0 | 0 | 0 | 0.50085 | 0.49387 | 0.47412 | 0.43816 | 0 | 0 | 0 | 0 | 0 | 0 | 75.2881 | 74.1518 | 73.0732 | 72.1655 | 71.2899 | 70.4098 | 69.8667 | 70.1459 | 73.1062 | 77.9774 | 82.8458 | 86.995 | 90.0074 | 92.0371 | 93.1683 | 93.6223 | 93.6901 | 92.8944 | 91.4673 | 89.0183 | 85.4313 | 82.073 | 79.8199 | 78.113 | 0.17829 | 0.16529 | 0.1613 | 0.16042 | 0.17387 | 0.20542 | 0.26942 | 0.29938 | 0.31052 | 0.3036 | 0.30132 | 0.31949 | 0.36211 | 0.41429 | 0.45089 | 0.4753 | 0.48742 | 0.45169 | 0.40211 | 0.31816 | 0.28775 | 0.25064 | 0.20238 | 0.16383
Portfolio Adjusted1-in-10Size: 20 kW to 199.99 kWAll2019January Monthly Peak | Portfolio Adjusted | 1-in-10 | Size: 20 kW to 199.99 kW | All | 2019 | January Monthly Peak | 1 | 12.9937 | 12.6334 | 12.4842 | 12.6034 | 13.2647 | 14.8142 | 17.3987 | 18.8243 | 20.6214 | 21.3096 | 21.3007 | 20.7189 | 20.0844 | 19.6436 | 19.1919 | 18.5896 | 18.3197 | 19.5956 | 19.0488 | 18.632 | 17.8751 | 16.8725 | 15.3075 | 14.0939 | 0 | 0 | 0 | 0 | 0 | 0 | 0 | 0 | 0 | 0 | 0 | 0 | 0 | 0 | 0.28788 | 0.27884 | 0.2748 | 0.29393 | 0 | 0 | 0 | 0 | 0 | 0 | 39.4901 | 39.0098 | 38.4029 | 37.6563 | 37.1725 | 36.7286 | 36.2146 | 35.9292 | 36.5652 | 39.4196 | 42.2748 | 44.5871 | 46.2485 | 47.4106 | 48.4107 | 48.6198 | 48.3051 | 47.2607 | 45.4734 | 44.3195 | 43.3442 | 42.8545 | 42.2638 | 41.6114 | 0.19631 | 0.18207 | 0.17778 | 0.17687 | 0.19167 | 0.22598 | 0.29642 | 0.3285 | 0.34016 | 0.33219 | 0.32965 | 0.3497 | 0.39694 | 0.45468 | 0.49542 | 0.52212 | 0.53568 | 0.49673 | 0.44237 | 0.35045 | 0.31716 | 0.27646 | 0.22332 | 0.18051
Portfolio Adjusted1-in-10Size: 20 kW to 199.99 kWAll2019February Monthly Peak | Portfolio Adjusted | 1-in-10 | Size: 20 kW to 199.99 kW | All | 2019 | February Monthly Peak | 2 | 12.3285 | 11.9477 | 11.7374 | 11.8289 | 12.407 | 13.8209 | 15.7939 | 17.0861 | 18.9914 | 20.0437 | 20.5951 | 20.6908 | 20.7115 | 20.778 | 20.6498 | 20.1072 | 19.5007 | 19.5202 | 19.4427 | 18.5959 | 17.6928 | 16.4614 | 14.7573 | 13.4043 | 0 | 0 | 0 | 0 | 0 | 0 | 0 | 0 | 0 | 0 | 0 | 0 | 0 | 0 | 0.30975 | 0.30161 | 0.29251 | 0.2928 | 0 | 0 | 0 | 0 | 0 | 0 | 46.8442 | 46.4519 | 46.1279 | 45.6364 | 45.3659 | 44.8091 | 44.2492 | 44.4465 | 45.65 | 49.0725 | 52.2462 | 55.0194 | 56.7814 | 57.7853 | 58.4313 | 58.6742 | 57.9899 | 56.984 | 54.9223 | 52.7986 | 51.3135 | 49.9869 | 48.8986 | 47.615 | 0.17754 | 0.16459 | 0.16061 | 0.15973 | 0.17313 | 0.20454 | 0.26828 | 0.29814 | 0.30927 | 0.30242 | 0.30016 | 0.31826 | 0.36067 | 0.41263 | 0.44908 | 0.47337 | 0.48542 | 0.44982 | 0.40042 | 0.31682 | 0.28654 | 0.24959 | 0.20154 | 0.16314
Portfolio Adjusted1-in-10Size: 20 kW to 199.99 kWAll2019March Monthly Peak | Portfolio Adjusted | 1-in-10 | Size: 20 kW to 199.99 kW | All | 2019 | March Monthly Peak | 3 | 12.4216 | 11.8551 | 11.5775 | 11.5713 | 12.0723 | 13.3818 | 15.2177 | 16.6068 | 18.7366 | 20.3942 | 21.6529 | 22.4792 | 23.0977 | 23.6552 | 23.9435 | 23.5797 | 22.5838 | 21.0938 | 20.0024 | 19.9971 | 18.9437 | 17.3756 | 15.3186 | 13.6597 | 0 | 0 | 0 | 0 | 0 | 0 | 0 | 0 | 0 | 0 | 0 | 0 | 0 | 0 | 0.35915 | 0.3537 | 0.33876 | 0.31641 | 0 | 0 | 0 | 0 | 0 | 0 | 57.9775 | 56.6854 | 55.8246 | 55.0994 | 54.2264 | 53.2597 | 52.6631 | 53.2521 | 56.8084 | 61.9646 | 67.1106 | 71.4704 | 74.3906 | 75.9116 | 76.6341 | 77.0524 | 76.6819 | 75.4369 | 72.9527 | 69.35 | 66.1365 | 63.2311 | 60.9538 | 59.2389 | 0.17608 | 0.16323 | 0.15927 | 0.1584 | 0.17168 | 0.20287 | 0.26609 | 0.29579 | 0.30688 | 0.30013 | 0.29789 | 0.31583 | 0.35787 | 0.40938 | 0.44549 | 0.46959 | 0.48151 | 0.44617 | 0.39715 | 0.3142 | 0.28415 | 0.2475 | 0.19983 | 0.16179
Portfolio Adjusted1-in-10Size: 20 kW to 199.99 kWAll2019April Monthly Peak | Portfolio Adjusted | 1-in-10 | Size: 20 kW to 199.99 kW | All | 2019 | April Monthly Peak | 4 | 13.0306 | 12.3547 | 12.0148 | 11.9482 | 12.4358 | 13.7528 | 15.2092 | 17.147 | 20.141 | 22.6072 | 24.56 | 25.9356 | 26.9432 | 27.743 | 28.1177 | 27.7429 | 26.5476 | 24.455 | 22.2307 | 21.8725 | 20.9623 | 19.0009 | 16.5472 | 14.6084 | 0 | 0 | 0 | 0 | 0 | 0 | 0 | 0 | 0 | 0 | 0 | 0 | 0 | 0 | 0.42177 | 0.41614 | 0.39821 | 0.36682 | 0 | 0 | 0 | 0 | 0 | 0 | 68.4565 | 66.9793 | 65.3578 | 64.0084 | 62.8881 | 61.9385 | 61.3673 | 61.3906 | 64.6665 | 70.7116 | 76.8233 | 82.1179 | 85.3564 | 87.2201 | 88.0323 | 88.5603 | 88.4507 | 87.8173 | 85.9579 | 82.5949 | 78.1563 | 74.2604 | 71.6038 | 69.9304 | 0.17736 | 0.16442 | 0.16044 | 0.15956 | 0.17294 | 0.20435 | 0.26803 | 0.29792 | 0.30907 | 0.30226 | 0.3 | 0.31808 | 0.36043 | 0.41232 | 0.44871 | 0.47298 | 0.485 | 0.44941 | 0.40004 | 0.3165 | 0.28623 | 0.24931 | 0.2013 | 0.16298
Portfolio Adjusted1-in-10Size: 20 kW to 199.99 kWAll2019May Monthly Peak | Portfolio Adjusted | 1-in-10 | Size: 20 kW to 199.99 kW | All | 2019 | May Monthly Peak | 5 | 13.4645 | 12.7461 | 12.3611 | 12.2629 | 12.7544 | 13.9823 | 15.1507 | 17.8661 | 21.4276 | 24.3237 | 26.547 | 27.9841 | 28.8801 | 29.579 | 29.8704 | 29.4258 | 28.2064 | 26.0369 | 23.5751 | 22.4385 | 21.9895 | 19.9052 | 17.2891 | 15.1843 | 0 | 0 | 0 | 0 | 0 | 0 | 0 | 0 | 0 | 0 | 0 | 0 | 0 | 0 | 0.44806 | 0.44139 | 0.4231 | 0.39055 | 0 | 0 | 0 | 0 | 0 | 0 | 71.0656 | 69.6123 | 68.1837 | 67.0783 | 66.0424 | 65.1512 | 64.7207 | 65.0994 | 68.6455 | 74.3879 | 80.0676 | 84.2379 | 87.2468 | 89.2552 | 90.7601 | 91.489 | 91.3978 | 90.501 | 88.6899 | 86.1705 | 82.5313 | 78.5445 | 75.5874 | 73.0492 | 0.17743 | 0.16448 | 0.16051 | 0.15963 | 0.17302 | 0.20442 | 0.26812 | 0.29796 | 0.30907 | 0.30221 | 0.29994 | 0.31803 | 0.36042 | 0.41234 | 0.44876 | 0.47305 | 0.4851 | 0.44952 | 0.40017 | 0.31661 | 0.28634 | 0.24942 | 0.20139 | 0.16304
Portfolio Adjusted1-in-10Size: 20 kW to 199.99 kWAll2019June Monthly Peak | Portfolio Adjusted | 1-in-10 | Size: 20 kW to 199.99 kW | All | 2019 | June Monthly Peak | 6 | 14.2217 | 13.4302 | 13.0126 | 12.8934 | 13.3987 | 14.504 | 15.8861 | 18.9908 | 22.5972 | 25.6636 | 28.0454 | 29.6183 | 30.6479 | 31.4177 | 31.7591 | 31.3494 | 30.1455 | 27.9283 | 25.256 | 23.6072 | 23.0755 | 21.0911 | 18.2972 | 16.051 | 0 | 0 | 0 | 0 | 0 | 0 | 0 | 0 | 0 | 0 | 0 | 0 | 0 | 0 | 0.47639 | 0.47024 | 0.45218 | 0.41893 | 0 | 0 | 0 | 0 | 0 | 0 | 72.795 | 71.4581 | 70.3869 | 69.2527 | 68.2739 | 67.0485 | 66.4881 | 67.3886 | 71.0889 | 76.2008 | 81.2693 | 85.0589 | 87.5959 | 89.3299 | 90.7064 | 91.3595 | 91.8369 | 91.3162 | 90.1663 | 88.0915 | 84.595 | 80.6823 | 78.1123 | 76.2498 | 0.1786 | 0.16557 | 0.16158 | 0.16071 | 0.17418 | 0.20576 | 0.26987 | 0.29983 | 0.31095 | 0.30401 | 0.30172 | 0.31992 | 0.36263 | 0.41491 | 0.4516 | 0.47604 | 0.4882 | 0.45243 | 0.40278 | 0.31871 | 0.28826 | 0.2511 | 0.20276 | 0.16412
Portfolio Adjusted1-in-10Size: 20 kW to 199.99 kWAll2019July Monthly Peak | Portfolio Adjusted | 1-in-10 | Size: 20 kW to 199.99 kW | All | 2019 | July Monthly Peak | 7 | 15.0398 | 14.1854 | 13.7227 | 13.5832 | 14.1099 | 15.4836 | 17.0973 | 20.3441 | 24.0605 | 27.1352 | 29.4924 | 31.0121 | 31.9414 | 32.6296 | 32.8848 | 32.4596 | 31.2965 | 29.0528 | 26.2923 | 24.5656 | 24.0662 | 22.0747 | 19.1966 | 16.8491 | 0 | 0 | 0 | 0 | 0 | 0 | 0 | 0 | 0 | 0 | 0 | 0 | 0 | 0 | 0.49327 | 0.48689 | 0.46945 | 0.43579 | 0 | 0 | 0 | 0 | 0 | 0 | 74.8845 | 73.869 | 72.8857 | 72.0033 | 71.2455 | 70.5259 | 70.0127 | 70.3018 | 73.4511 | 78.2699 | 82.9219 | 86.4929 | 88.9312 | 90.6365 | 91.8819 | 92.2705 | 92.5669 | 91.7197 | 90.049 | 87.7973 | 84.8578 | 81.8277 | 79.7162 | 78.251 | 0.1767 | 0.16381 | 0.15984 | 0.15897 | 0.1723 | 0.20358 | 0.26702 | 0.29675 | 0.30783 | 0.30101 | 0.29875 | 0.31676 | 0.35898 | 0.41068 | 0.44694 | 0.47113 | 0.48312 | 0.44769 | 0.39853 | 0.31531 | 0.28516 | 0.24839 | 0.20056 | 0.16237
Portfolio Adjusted1-in-10Size: 20 kW to 199.99 kWAll2019August Monthly Peak | Portfolio Adjusted | 1-in-10 | Size: 20 kW to 199.99 kW | All | 2019 | August Monthly Peak | 8 | 15.0023 | 14.1581 | 13.6963 | 13.5609 | 14.0516 | 15.6277 | 17.3132 | 20.2399 | 24.2314 | 27.5602 | 30.217 | 31.9177 | 32.9183 | 33.6203 | 33.836 | 33.3622 | 32.0242 | 29.6013 | 26.574 | 25.2356 | 24.4386 | 22.1113 | 19.1927 | 16.8318 | 0 | 0 | 0 | 0 | 0 | 0 | 0 | 0 | 0 | 0 | 0 | 0 | 0 | 0 | 0.50754 | 0.50043 | 0.48036 | 0.44402 | 0 | 0 | 0 | 0 | 0 | 0 | 76.0894 | 75.1011 | 74.0441 | 73.2057 | 72.4435 | 71.8028 | 71.2792 | 71.2783 | 74.007 | 78.7247 | 83.168 | 87.3751 | 90.5742 | 92.7603 | 93.9623 | 94.3946 | 94.0909 | 93.2097 | 92.0185 | 89.4973 | 85.6503 | 82.5667 | 80.5859 | 78.8796 | 0.17913 | 0.16606 | 0.16205 | 0.16117 | 0.17469 | 0.2064 | 0.2707 | 0.30084 | 0.31204 | 0.30509 | 0.30279 | 0.32104 | 0.36385 | 0.41626 | 0.45301 | 0.47756 | 0.48974 | 0.45383 | 0.40403 | 0.31964 | 0.28908 | 0.25179 | 0.2033 | 0.1646
Portfolio Adjusted1-in-10Size: 20 kW to 199.99 kWAll2019September Monthly Peak | Portfolio Adjusted | 1-in-10 | Size: 20 kW to 199.99 kW | All | 2019 | September Monthly Peak | 9 | 15.0093 | 14.1953 | 13.7342 | 13.6227 | 14.1305 | 15.7438 | 17.8991 | 20.4188 | 24.5697 | 27.9814 | 30.6836 | 32.3613 | 33.3818 | 34.1042 | 34.3324 | 33.7804 | 32.3439 | 29.7559 | 26.7643 | 26.1002 | 24.2978 | 21.9152 | 19.065 | 16.7735 | 0 | 0 | 0 | 0 | 0 | 0 | 0 | 0 | 0 | 0 | 0 | 0 | 0 | 0 | 0.51499 | 0.50671 | 0.48516 | 0.44634 | 0 | 0 | 0 | 0 | 0 | 0 | 77.3833 | 76.179 | 74.9763 | 74.2003 | 73.1965 | 72.2619 | 71.6866 | 71.6148 | 73.878 | 78.7143 | 84.0239 | 89.0532 | 92.9283 | 95.4216 | 96.1227 | 96.4645 | 96.2657 | 95.3322 | 93.6353 | 90.6872 | 86.6221 | 83.2154 | 80.865 | 79.0718 | 0.17924 | 0.16616 | 0.16215 | 0.16126 | 0.17479 | 0.20651 | 0.27085 | 0.30099 | 0.3122 | 0.30526 | 0.30296 | 0.32123 | 0.36406 | 0.41651 | 0.4533 | 0.47784 | 0.49002 | 0.45409 | 0.40425 | 0.31984 | 0.28926 | 0.25195 | 0.20344 | 0.1647
Portfolio Adjusted1-in-10Size: 20 kW to 199.99 kWAll2019October Monthly Peak | Portfolio Adjusted | 1-in-10 | Size: 20 kW to 199.99 kW | All | 2019 | October Monthly Peak | 10 | 13.5532 | 12.8753 | 12.4872 | 12.4044 | 12.8662 | 14.3104 | 16.5103 | 18.2261 | 21.286 | 24.1705 | 26.5731 | 28.2457 | 29.4113 | 30.2866 | 30.6198 | 30.0901 | 28.658 | 26.1876 | 24.7171 | 23.6412 | 21.8414 | 19.7518 | 17.2016 | 15.1429 | 0 | 0 | 0 | 0 | 0 | 0 | 0 | 0 | 0 | 0 | 0 | 0 | 0 | 0 | 0.4593 | 0.45135 | 0.42987 | 0.39281 | 0 | 0 | 0 | 0 | 0 | 0 | 73.0103 | 72.1038 | 71.16 | 69.8144 | 68.839 | 68.0128 | 67.6033 | 67.271 | 68.1904 | 72.3823 | 77.5093 | 82.2547 | 85.6179 | 88.0122 | 89.1773 | 89.5388 | 88.8585 | 87.1658 | 84.54 | 81.4501 | 78.3626 | 76.1517 | 74.4576 | 73.0262 | 0.17768 | 0.16472 | 0.16074 | 0.15986 | 0.17327 | 0.20471 | 0.2685 | 0.29838 | 0.3095 | 0.30262 | 0.30035 | 0.31846 | 0.36092 | 0.41291 | 0.44938 | 0.4737 | 0.48577 | 0.45015 | 0.40073 | 0.31706 | 0.28675 | 0.24977 | 0.20168 | 0.16327
Portfolio Adjusted1-in-10Size: 20 kW to 199.99 kWAll2019November Monthly Peak | Portfolio Adjusted | 1-in-10 | Size: 20 kW to 199.99 kW | All | 2019 | November Monthly Peak | 11 | 12.1354 | 11.6697 | 11.4514 | 11.5074 | 12.0099 | 13.4173 | 14.782 | 16.3203 | 18.6922 | 20.5651 | 22.0031 | 22.9654 | 23.5597 | 23.9977 | 24.0107 | 23.2655 | 22.364 | 22.1609 | 20.663 | 19.4479 | 18.2722 | 16.7521 | 14.8479 | 13.2963 | 0 | 0 | 0 | 0 | 0 | 0 | 0 | 0 | 0 | 0 | 0 | 0 | 0 | 0 | 0.36016 | 0.34898 | 0.33546 | 0.33241 | 0 | 0 | 0 | 0 | 0 | 0 | 60.9678 | 59.6549 | 58.659 | 57.3783 | 56.4735 | 55.8382 | 55.4272 | 55.4422 | 57.7927 | 62.2917 | 67.653 | 71.8829 | 74.5549 | 76.2057 | 77.2326 | 77.3532 | 76.3264 | 74.026 | 71.3337 | 68.3576 | 66.1964 | 64.6358 | 63.0665 | 62.0542 | 0.17669 | 0.16379 | 0.15982 | 0.15895 | 0.17228 | 0.20357 | 0.26701 | 0.29679 | 0.30791 | 0.30112 | 0.29887 | 0.31688 | 0.35907 | 0.41076 | 0.447 | 0.47119 | 0.48316 | 0.4477 | 0.39852 | 0.31529 | 0.28514 | 0.24836 | 0.20053 | 0.16235
Portfolio Adjusted1-in-10Size: 20 kW to 199.99 kWAll2019December Monthly Peak | Portfolio Adjusted | 1-in-10 | Size: 20 kW to 199.99 kW | All | 2019 | December Monthly Peak | 12 | 12.7107 | 12.2767 | 12.0976 | 12.1702 | 12.77 | 14.2954 | 16.5127 | 17.8424 | 19.5742 | 20.4263 | 20.6621 | 20.2943 | 19.7843 | 19.3688 | 18.9368 | 18.3134 | 18.5077 | 19.5176 | 18.7234 | 18.219 | 17.4409 | 16.4116 | 15.0013 | 13.7484 | 0 | 0 | 0 | 0 | 0 | 0 | 0 | 0 | 0 | 0 | 0 | 0 | 0 | 0 | 0.28405 | 0.2747 | 0.27762 | 0.29276 | 0 | 0 | 0 | 0 | 0 | 0 | 42.2269 | 41.5645 | 41.1053 | 40.6927 | 40.2232 | 39.5135 | 39.5006 | 39.4241 | 40.1855 | 42.6708 | 45.2848 | 47.5917 | 49.0264 | 49.6326 | 50.001 | 50.0404 | 49.4011 | 47.9237 | 46.2284 | 45.093 | 44.1644 | 43.2519 | 42.7621 | 42.3071 | 0.18305 | 0.16973 | 0.1656 | 0.16471 | 0.17851 | 0.21083 | 0.27655 | 0.30722 | 0.31866 | 0.31167 | 0.30938 | 0.32805 | 0.3718 | 0.42543 | 0.46312 | 0.48805 | 0.50044 | 0.46376 | 0.41275 | 0.3267 | 0.29552 | 0.2575 | 0.20793 | 0.16825
Portfolio Adjusted1-in-10Size: 20 kW to 199.99 kWAll2019Typical Event Day | Portfolio Adjusted | 1-in-10 | Size: 20 kW to 199.99 kW | All | 2019 | Typical Event Day | 8 | 14.8863 | 14.0538 | 13.602 | 13.4702 | 13.9609 | 15.5236 | 17.1899 | 20.0533 | 23.9512 | 27.2048 | 29.803 | 31.4754 | 32.4681 | 33.1708 | 33.3901 | 32.9245 | 31.6082 | 29.2109 | 26.247 | 24.9368 | 24.1815 | 21.8954 | 19.0112 | 16.6816 | 0 | 0 | 0 | 0 | 0 | 0 | 0 | 0 | 0 | 0 | 0 | 0 | 0 | 0 | 0.50085 | 0.49387 | 0.47412 | 0.43816 | 0 | 0 | 0 | 0 | 0 | 0 | 75.2881 | 74.1518 | 73.0732 | 72.1655 | 71.2899 | 70.4098 | 69.8667 | 70.1459 | 73.1062 | 77.9774 | 82.8458 | 86.995 | 90.0074 | 92.0371 | 93.1683 | 93.6223 | 93.6901 | 92.8944 | 91.4673 | 89.0183 | 85.4313 | 82.073 | 79.8198 | 78.113 | 0.17829 | 0.16529 | 0.1613 | 0.16042 | 0.17387 | 0.20542 | 0.26942 | 0.29938 | 0.31052 | 0.3036 | 0.30132 | 0.31949 | 0.36211 | 0.41429 | 0.45089 | 0.4753 | 0.48742 | 0.45169 | 0.40211 | 0.31816 | 0.28775 | 0.25064 | 0.20238 | 0.16383
Portfolio Adjusted1-in-10Size: 20 kW to 199.99 kWAll2020January Monthly Peak | Portfolio Adjusted | 1-in-10 | Size: 20 kW to 199.99 kW | All | 2020 | January Monthly Peak | 1 | 12.9937 | 12.6334 | 12.4842 | 12.6034 | 13.2647 | 14.8142 | 17.3987 | 18.8243 | 20.6214 | 21.3096 | 21.3007 | 20.7189 | 20.0844 | 19.6436 | 19.1919 | 18.5896 | 18.3197 | 19.5956 | 19.0488 | 18.632 | 17.8751 | 16.8725 | 15.3075 | 14.0939 | 0 | 0 | 0 | 0 | 0 | 0 | 0 | 0 | 0 | 0 | 0 | 0 | 0 | 0 | 0.28788 | 0.27884 | 0.2748 | 0.29393 | 0 | 0 | 0 | 0 | 0 | 0 | 39.4901 | 39.0098 | 38.403 | 37.6563 | 37.1725 | 36.7286 | 36.2146 | 35.9292 | 36.5652 | 39.4196 | 42.2748 | 44.5871 | 46.2485 | 47.4106 | 48.4107 | 48.6198 | 48.3051 | 47.2607 | 45.4734 | 44.3195 | 43.3442 | 42.8545 | 42.2638 | 41.6114 | 0.19631 | 0.18207 | 0.17778 | 0.17687 | 0.19167 | 0.22598 | 0.29642 | 0.3285 | 0.34016 | 0.33219 | 0.32965 | 0.3497 | 0.39694 | 0.45468 | 0.49542 | 0.52212 | 0.53568 | 0.49673 | 0.44237 | 0.35045 | 0.31716 | 0.27646 | 0.22332 | 0.18051
Portfolio Adjusted1-in-10Size: 20 kW to 199.99 kWAll2020February Monthly Peak | Portfolio Adjusted | 1-in-10 | Size: 20 kW to 199.99 kW | All | 2020 | February Monthly Peak | 2 | 12.3285 | 11.9477 | 11.7374 | 11.8289 | 12.407 | 13.8209 | 15.7939 | 17.0861 | 18.9914 | 20.0437 | 20.5951 | 20.6908 | 20.7115 | 20.778 | 20.6498 | 20.1072 | 19.5007 | 19.5202 | 19.4427 | 18.5959 | 17.6928 | 16.4614 | 14.7573 | 13.4043 | 0 | 0 | 0 | 0 | 0 | 0 | 0 | 0 | 0 | 0 | 0 | 0 | 0 | 0 | 0.30975 | 0.30161 | 0.29251 | 0.2928 | 0 | 0 | 0 | 0 | 0 | 0 | 46.8442 | 46.4519 | 46.1279 | 45.6364 | 45.3659 | 44.8091 | 44.2492 | 44.4465 | 45.65 | 49.0725 | 52.2462 | 55.0194 | 56.7814 | 57.7853 | 58.4313 | 58.6742 | 57.9899 | 56.984 | 54.9223 | 52.7986 | 51.3135 | 49.9869 | 48.8986 | 47.615 | 0.17754 | 0.16459 | 0.16061 | 0.15973 | 0.17313 | 0.20454 | 0.26828 | 0.29814 | 0.30927 | 0.30242 | 0.30016 | 0.31826 | 0.36067 | 0.41263 | 0.44908 | 0.47337 | 0.48542 | 0.44982 | 0.40042 | 0.31682 | 0.28654 | 0.24959 | 0.20154 | 0.16314
Portfolio Adjusted1-in-10Size: 20 kW to 199.99 kWAll2020March Monthly Peak | Portfolio Adjusted | 1-in-10 | Size: 20 kW to 199.99 kW | All | 2020 | March Monthly Peak | 3 | 12.4216 | 11.8551 | 11.5775 | 11.5713 | 12.0723 | 13.3818 | 15.2177 | 16.6068 | 18.7366 | 20.3942 | 21.6529 | 22.4792 | 23.0978 | 23.6552 | 23.9435 | 23.5797 | 22.5838 | 21.0938 | 20.0024 | 19.9971 | 18.9437 | 17.3756 | 15.3186 | 13.6597 | 0 | 0 | 0 | 0 | 0 | 0 | 0 | 0 | 0 | 0 | 0 | 0 | 0 | 0 | 0.35915 | 0.3537 | 0.33876 | 0.31641 | 0 | 0 | 0 | 0 | 0 | 0 | 57.9775 | 56.6854 | 55.8246 | 55.0994 | 54.2264 | 53.2597 | 52.6631 | 53.2521 | 56.8084 | 61.9646 | 67.1106 | 71.4704 | 74.3906 | 75.9116 | 76.6341 | 77.0524 | 76.6819 | 75.4369 | 72.9527 | 69.35 | 66.1365 | 63.2311 | 60.9538 | 59.2389 | 0.17608 | 0.16323 | 0.15927 | 0.1584 | 0.17168 | 0.20287 | 0.26609 | 0.29579 | 0.30688 | 0.30013 | 0.29789 | 0.31583 | 0.35787 | 0.40938 | 0.44549 | 0.46959 | 0.48151 | 0.44617 | 0.39715 | 0.3142 | 0.28415 | 0.2475 | 0.19983 | 0.16179
Portfolio Adjusted1-in-10Size: 20 kW to 199.99 kWAll2020April Monthly Peak | Portfolio Adjusted | 1-in-10 | Size: 20 kW to 199.99 kW | All | 2020 | April Monthly Peak | 4 | 13.0306 | 12.3547 | 12.0148 | 11.9482 | 12.4358 | 13.7528 | 15.2092 | 17.147 | 20.141 | 22.6072 | 24.56 | 25.9356 | 26.9432 | 27.743 | 28.1177 | 27.7429 | 26.5476 | 24.455 | 22.2307 | 21.8725 | 20.9623 | 19.0009 | 16.5472 | 14.6084 | 0 | 0 | 0 | 0 | 0 | 0 | 0 | 0 | 0 | 0 | 0 | 0 | 0 | 0 | 0.42177 | 0.41614 | 0.39821 | 0.36682 | 0 | 0 | 0 | 0 | 0 | 0 | 68.4565 | 66.9793 | 65.3578 | 64.0084 | 62.8881 | 61.9385 | 61.3673 | 61.3906 | 64.6665 | 70.7116 | 76.8233 | 82.1179 | 85.3564 | 87.2201 | 88.0323 | 88.5603 | 88.4507 | 87.8173 | 85.9579 | 82.5949 | 78.1563 | 74.2604 | 71.6038 | 69.9304 | 0.17736 | 0.16442 | 0.16044 | 0.15956 | 0.17294 | 0.20435 | 0.26803 | 0.29792 | 0.30907 | 0.30226 | 0.3 | 0.31808 | 0.36043 | 0.41232 | 0.44871 | 0.47298 | 0.485 | 0.44941 | 0.40004 | 0.3165 | 0.28623 | 0.24931 | 0.2013 | 0.16298
Portfolio Adjusted1-in-10Size: 20 kW to 199.99 kWAll2020May Monthly Peak | Portfolio Adjusted | 1-in-10 | Size: 20 kW to 199.99 kW | All | 2020 | May Monthly Peak | 5 | 13.4645 | 12.7461 | 12.3611 | 12.2629 | 12.7544 | 13.9823 | 15.1507 | 17.8661 | 21.4276 | 24.3237 | 26.547 | 27.9842 | 28.8801 | 29.579 | 29.8704 | 29.4258 | 28.2064 | 26.0369 | 23.5751 | 22.4385 | 21.9895 | 19.9052 | 17.2891 | 15.1843 | 0 | 0 | 0 | 0 | 0 | 0 | 0 | 0 | 0 | 0 | 0 | 0 | 0 | 0 | 0.44806 | 0.44139 | 0.4231 | 0.39055 | 0 | 0 | 0 | 0 | 0 | 0 | 71.0656 | 69.6123 | 68.1837 | 67.0783 | 66.0424 | 65.1512 | 64.7207 | 65.0994 | 68.6455 | 74.3879 | 80.0676 | 84.2379 | 87.2468 | 89.2552 | 90.7601 | 91.489 | 91.3978 | 90.501 | 88.6899 | 86.1705 | 82.5313 | 78.5445 | 75.5874 | 73.0492 | 0.17743 | 0.16448 | 0.16051 | 0.15963 | 0.17302 | 0.20442 | 0.26812 | 0.29796 | 0.30907 | 0.30221 | 0.29994 | 0.31803 | 0.36042 | 0.41234 | 0.44876 | 0.47305 | 0.4851 | 0.44952 | 0.40017 | 0.31661 | 0.28634 | 0.24942 | 0.20139 | 0.16304
Portfolio Adjusted1-in-10Size: 20 kW to 199.99 kWAll2020June Monthly Peak | Portfolio Adjusted | 1-in-10 | Size: 20 kW to 199.99 kW | All | 2020 | June Monthly Peak | 6 | 14.2217 | 13.4302 | 13.0126 | 12.8934 | 13.3987 | 14.504 | 15.8861 | 18.9908 | 22.5972 | 25.6636 | 28.0454 | 29.6183 | 30.6479 | 31.4177 | 31.7591 | 31.3494 | 30.1455 | 27.9283 | 25.256 | 23.6072 | 23.0755 | 21.0911 | 18.2972 | 16.051 | 0 | 0 | 0 | 0 | 0 | 0 | 0 | 0 | 0 | 0 | 0 | 0 | 0 | 0 | 0.47639 | 0.47024 | 0.45218 | 0.41893 | 0 | 0 | 0 | 0 | 0 | 0 | 72.795 | 71.4581 | 70.3869 | 69.2527 | 68.2739 | 67.0485 | 66.4881 | 67.3886 | 71.0889 | 76.2008 | 81.2693 | 85.0589 | 87.5959 | 89.3299 | 90.7064 | 91.3595 | 91.8369 | 91.3162 | 90.1663 | 88.0915 | 84.595 | 80.6823 | 78.1123 | 76.2498 | 0.1786 | 0.16557 | 0.16158 | 0.16071 | 0.17418 | 0.20576 | 0.26987 | 0.29983 | 0.31095 | 0.30401 | 0.30172 | 0.31992 | 0.36263 | 0.41491 | 0.4516 | 0.47604 | 0.4882 | 0.45243 | 0.40278 | 0.31871 | 0.28826 | 0.2511 | 0.20276 | 0.16412
Portfolio Adjusted1-in-10Size: 20 kW to 199.99 kWAll2020July Monthly Peak | Portfolio Adjusted | 1-in-10 | Size: 20 kW to 199.99 kW | All | 2020 | July Monthly Peak | 7 | 15.0398 | 14.1854 | 13.7227 | 13.5832 | 14.1099 | 15.4836 | 17.0973 | 20.3441 | 24.0605 | 27.1352 | 29.4924 | 31.0121 | 31.9414 | 32.6296 | 32.8848 | 32.4596 | 31.2964 | 29.0528 | 26.2923 | 24.5656 | 24.0662 | 22.0747 | 19.1966 | 16.8491 | 0 | 0 | 0 | 0 | 0 | 0 | 0 | 0 | 0 | 0 | 0 | 0 | 0 | 0 | 0.49327 | 0.48689 | 0.46945 | 0.43579 | 0 | 0 | 0 | 0 | 0 | 0 | 74.8845 | 73.869 | 72.8857 | 72.0033 | 71.2455 | 70.5259 | 70.0127 | 70.3018 | 73.4511 | 78.2699 | 82.9219 | 86.4929 | 88.9312 | 90.6365 | 91.8819 | 92.2705 | 92.5669 | 91.7197 | 90.049 | 87.7973 | 84.8578 | 81.8277 | 79.7162 | 78.251 | 0.1767 | 0.16381 | 0.15984 | 0.15897 | 0.1723 | 0.20358 | 0.26702 | 0.29675 | 0.30783 | 0.30101 | 0.29875 | 0.31676 | 0.35898 | 0.41068 | 0.44694 | 0.47113 | 0.48312 | 0.44769 | 0.39853 | 0.31531 | 0.28516 | 0.24839 | 0.20056 | 0.16237
Portfolio Adjusted1-in-10Size: 20 kW to 199.99 kWAll2020August Monthly Peak | Portfolio Adjusted | 1-in-10 | Size: 20 kW to 199.99 kW | All | 2020 | August Monthly Peak | 8 | 15.0023 | 14.1581 | 13.6963 | 13.5609 | 14.0516 | 15.6277 | 17.3132 | 20.2399 | 24.2314 | 27.5602 | 30.217 | 31.9177 | 32.9183 | 33.6203 | 33.836 | 33.3622 | 32.0242 | 29.6013 | 26.574 | 25.2356 | 24.4386 | 22.1113 | 19.1927 | 16.8318 | 0 | 0 | 0 | 0 | 0 | 0 | 0 | 0 | 0 | 0 | 0 | 0 | 0 | 0 | 0.50754 | 0.50043 | 0.48036 | 0.44402 | 0 | 0 | 0 | 0 | 0 | 0 | 76.0894 | 75.1011 | 74.0441 | 73.2057 | 72.4435 | 71.8028 | 71.2792 | 71.2783 | 74.007 | 78.7247 | 83.168 | 87.3751 | 90.5742 | 92.7603 | 93.9623 | 94.3946 | 94.0909 | 93.2097 | 92.0185 | 89.4973 | 85.6503 | 82.5667 | 80.5859 | 78.8796 | 0.17913 | 0.16606 | 0.16205 | 0.16117 | 0.17469 | 0.2064 | 0.2707 | 0.30084 | 0.31204 | 0.30509 | 0.30279 | 0.32104 | 0.36385 | 0.41626 | 0.45301 | 0.47756 | 0.48974 | 0.45383 | 0.40403 | 0.31964 | 0.28908 | 0.25179 | 0.2033 | 0.1646
Portfolio Adjusted1-in-10Size: 20 kW to 199.99 kWAll2020September Monthly Peak | Portfolio Adjusted | 1-in-10 | Size: 20 kW to 199.99 kW | All | 2020 | September Monthly Peak | 9 | 15.0093 | 14.1953 | 13.7342 | 13.6227 | 14.1305 | 15.7438 | 17.8991 | 20.4188 | 24.5697 | 27.9814 | 30.6836 | 32.3613 | 33.3818 | 34.1042 | 34.3324 | 33.7804 | 32.3439 | 29.7559 | 26.7643 | 26.1002 | 24.2978 | 21.9152 | 19.065 | 16.7735 | 0 | 0 | 0 | 0 | 0 | 0 | 0 | 0 | 0 | 0 | 0 | 0 | 0 | 0 | 0.51499 | 0.50671 | 0.48516 | 0.44634 | 0 | 0 | 0 | 0 | 0 | 0 | 77.3833 | 76.179 | 74.9763 | 74.2003 | 73.1965 | 72.2618 | 71.6866 | 71.6148 | 73.878 | 78.7143 | 84.0239 | 89.0532 | 92.9283 | 95.4216 | 96.1227 | 96.4645 | 96.2657 | 95.3322 | 93.6353 | 90.6872 | 86.6221 | 83.2154 | 80.865 | 79.0718 | 0.17924 | 0.16616 | 0.16215 | 0.16126 | 0.17479 | 0.20651 | 0.27085 | 0.30099 | 0.3122 | 0.30526 | 0.30296 | 0.32123 | 0.36406 | 0.41651 | 0.4533 | 0.47784 | 0.49002 | 0.45409 | 0.40425 | 0.31984 | 0.28926 | 0.25195 | 0.20344 | 0.1647
Portfolio Adjusted1-in-10Size: 20 kW to 199.99 kWAll2020October Monthly Peak | Portfolio Adjusted | 1-in-10 | Size: 20 kW to 199.99 kW | All | 2020 | October Monthly Peak | 10 | 13.5532 | 12.8753 | 12.4872 | 12.4044 | 12.8662 | 14.3104 | 16.5103 | 18.2261 | 21.286 | 24.1705 | 26.5731 | 28.2457 | 29.4113 | 30.2866 | 30.6198 | 30.0901 | 28.658 | 26.1876 | 24.7171 | 23.6412 | 21.8414 | 19.7518 | 17.2016 | 15.1429 | 0 | 0 | 0 | 0 | 0 | 0 | 0 | 0 | 0 | 0 | 0 | 0 | 0 | 0 | 0.4593 | 0.45135 | 0.42987 | 0.39281 | 0 | 0 | 0 | 0 | 0 | 0 | 73.0103 | 72.1038 | 71.16 | 69.8144 | 68.839 | 68.0128 | 67.6033 | 67.271 | 68.1904 | 72.3823 | 77.5093 | 82.2547 | 85.6179 | 88.0122 | 89.1773 | 89.5388 | 88.8585 | 87.1658 | 84.54 | 81.4501 | 78.3626 | 76.1517 | 74.4576 | 73.0262 | 0.17768 | 0.16472 | 0.16074 | 0.15986 | 0.17327 | 0.20471 | 0.2685 | 0.29838 | 0.3095 | 0.30262 | 0.30035 | 0.31846 | 0.36092 | 0.41291 | 0.44938 | 0.4737 | 0.48577 | 0.45015 | 0.40073 | 0.31706 | 0.28675 | 0.24977 | 0.20168 | 0.16327
Portfolio Adjusted1-in-10Size: 20 kW to 199.99 kWAll2020November Monthly Peak | Portfolio Adjusted | 1-in-10 | Size: 20 kW to 199.99 kW | All | 2020 | November Monthly Peak | 11 | 12.1354 | 11.6697 | 11.4514 | 11.5074 | 12.01 | 13.4173 | 14.782 | 16.3203 | 18.6922 | 20.5651 | 22.0031 | 22.9654 | 23.5597 | 23.9977 | 24.0107 | 23.2655 | 22.364 | 22.1609 | 20.663 | 19.4479 | 18.2722 | 16.7521 | 14.8479 | 13.2963 | 0 | 0 | 0 | 0 | 0 | 0 | 0 | 0 | 0 | 0 | 0 | 0 | 0 | 0 | 0.36016 | 0.34898 | 0.33546 | 0.33241 | 0 | 0 | 0 | 0 | 0 | 0 | 60.9678 | 59.6549 | 58.659 | 57.3783 | 56.4735 | 55.8382 | 55.4272 | 55.4422 | 57.7927 | 62.2917 | 67.653 | 71.8829 | 74.5549 | 76.2057 | 77.2326 | 77.3532 | 76.3264 | 74.026 | 71.3336 | 68.3576 | 66.1964 | 64.6358 | 63.0665 | 62.0542 | 0.17669 | 0.16379 | 0.15982 | 0.15895 | 0.17228 | 0.20357 | 0.26701 | 0.29679 | 0.30791 | 0.30112 | 0.29887 | 0.31688 | 0.35907 | 0.41076 | 0.447 | 0.47119 | 0.48316 | 0.4477 | 0.39852 | 0.31529 | 0.28514 | 0.24836 | 0.20053 | 0.16235
Portfolio Adjusted1-in-10Size: 20 kW to 199.99 kWAll2020December Monthly Peak | Portfolio Adjusted | 1-in-10 | Size: 20 kW to 199.99 kW | All | 2020 | December Monthly Peak | 12 | 12.7107 | 12.2767 | 12.0976 | 12.1702 | 12.77 | 14.2954 | 16.5127 | 17.8424 | 19.5742 | 20.4263 | 20.6621 | 20.2943 | 19.7843 | 19.3688 | 18.9368 | 18.3134 | 18.5077 | 19.5176 | 18.7234 | 18.219 | 17.4409 | 16.4116 | 15.0013 | 13.7484 | 0 | 0 | 0 | 0 | 0 | 0 | 0 | 0 | 0 | 0 | 0 | 0 | 0 | 0 | 0.28405 | 0.2747 | 0.27762 | 0.29276 | 0 | 0 | 0 | 0 | 0 | 0 | 42.2269 | 41.5645 | 41.1053 | 40.6927 | 40.2232 | 39.5135 | 39.5006 | 39.4241 | 40.1855 | 42.6708 | 45.2848 | 47.5917 | 49.0264 | 49.6326 | 50.001 | 50.0404 | 49.4011 | 47.9237 | 46.2284 | 45.093 | 44.1644 | 43.2519 | 42.7621 | 42.3071 | 0.18305 | 0.16973 | 0.1656 | 0.16471 | 0.17851 | 0.21083 | 0.27655 | 0.30722 | 0.31866 | 0.31167 | 0.30938 | 0.32805 | 0.3718 | 0.42543 | 0.46312 | 0.48805 | 0.50044 | 0.46376 | 0.41275 | 0.3267 | 0.29552 | 0.2575 | 0.20793 | 0.16825
Portfolio Adjusted1-in-10Size: 20 kW to 199.99 kWAll2020Typical Event Day | Portfolio Adjusted | 1-in-10 | Size: 20 kW to 199.99 kW | All | 2020 | Typical Event Day | 8 | 14.8863 | 14.0538 | 13.602 | 13.4702 | 13.9609 | 15.5236 | 17.1899 | 20.0533 | 23.9512 | 27.2048 | 29.803 | 31.4754 | 32.4681 | 33.1708 | 33.3901 | 32.9245 | 31.6082 | 29.2109 | 26.247 | 24.9368 | 24.1815 | 21.8954 | 19.0112 | 16.6816 | 0 | 0 | 0 | 0 | 0 | 0 | 0 | 0 | 0 | 0 | 0 | 0 | 0 | 0 | 0.50085 | 0.49387 | 0.47412 | 0.43816 | 0 | 0 | 0 | 0 | 0 | 0 | 75.2881 | 74.1518 | 73.0732 | 72.1655 | 71.2899 | 70.4098 | 69.8667 | 70.1459 | 73.1062 | 77.9774 | 82.8458 | 86.995 | 90.0074 | 92.0371 | 93.1683 | 93.6223 | 93.6901 | 92.8944 | 91.4673 | 89.0183 | 85.4313 | 82.073 | 79.8198 | 78.113 | 0.17829 | 0.16529 | 0.1613 | 0.16042 | 0.17387 | 0.20542 | 0.26942 | 0.29938 | 0.31052 | 0.3036 | 0.30132 | 0.31949 | 0.36211 | 0.41429 | 0.45089 | 0.4753 | 0.48742 | 0.45169 | 0.40211 | 0.31816 | 0.28775 | 0.25064 | 0.20238 | 0.16383
Portfolio Adjusted1-in-10Size: 20 kW to 199.99 kWAll2021January Monthly Peak | Portfolio Adjusted | 1-in-10 | Size: 20 kW to 199.99 kW | All | 2021 | January Monthly Peak | 1 | 12.9937 | 12.6334 | 12.4842 | 12.6034 | 13.2647 | 14.8142 | 17.3987 | 18.8243 | 20.6214 | 21.3096 | 21.3007 | 20.7189 | 20.0844 | 19.6436 | 19.1919 | 18.5896 | 18.3197 | 19.5956 | 19.0488 | 18.632 | 17.8751 | 16.8725 | 15.3075 | 14.0939 | 0 | 0 | 0 | 0 | 0 | 0 | 0 | 0 | 0 | 0 | 0 | 0 | 0 | 0 | 0.28788 | 0.27884 | 0.2748 | 0.29393 | 0 | 0 | 0 | 0 | 0 | 0 | 39.4901 | 39.0098 | 38.403 | 37.6563 | 37.1725 | 36.7286 | 36.2146 | 35.9292 | 36.5652 | 39.4196 | 42.2748 | 44.5871 | 46.2485 | 47.4106 | 48.4106 | 48.6198 | 48.3051 | 47.2607 | 45.4734 | 44.3195 | 43.3442 | 42.8545 | 42.2638 | 41.6114 | 0.19631 | 0.18207 | 0.17778 | 0.17687 | 0.19167 | 0.22598 | 0.29642 | 0.3285 | 0.34016 | 0.33219 | 0.32965 | 0.3497 | 0.39694 | 0.45468 | 0.49542 | 0.52212 | 0.53568 | 0.49673 | 0.44237 | 0.35045 | 0.31716 | 0.27646 | 0.22332 | 0.18051
Portfolio Adjusted1-in-10Size: 20 kW to 199.99 kWAll2021February Monthly Peak | Portfolio Adjusted | 1-in-10 | Size: 20 kW to 199.99 kW | All | 2021 | February Monthly Peak | 2 | 12.3285 | 11.9477 | 11.7374 | 11.8289 | 12.407 | 13.8209 | 15.7939 | 17.0861 | 18.9914 | 20.0437 | 20.5951 | 20.6908 | 20.7115 | 20.778 | 20.6498 | 20.1072 | 19.5007 | 19.5202 | 19.4427 | 18.5959 | 17.6928 | 16.4614 | 14.7573 | 13.4043 | 0 | 0 | 0 | 0 | 0 | 0 | 0 | 0 | 0 | 0 | 0 | 0 | 0 | 0 | 0.30975 | 0.30161 | 0.29251 | 0.2928 | 0 | 0 | 0 | 0 | 0 | 0 | 46.8442 | 46.4519 | 46.1279 | 45.6364 | 45.3659 | 44.8091 | 44.2492 | 44.4465 | 45.65 | 49.0725 | 52.2462 | 55.0194 | 56.7814 | 57.7853 | 58.4313 | 58.6742 | 57.9899 | 56.984 | 54.9223 | 52.7986 | 51.3135 | 49.9869 | 48.8986 | 47.615 | 0.17754 | 0.16459 | 0.16061 | 0.15973 | 0.17313 | 0.20454 | 0.26828 | 0.29814 | 0.30927 | 0.30242 | 0.30016 | 0.31826 | 0.36067 | 0.41263 | 0.44908 | 0.47337 | 0.48542 | 0.44982 | 0.40042 | 0.31682 | 0.28654 | 0.24959 | 0.20154 | 0.16314
Portfolio Adjusted1-in-10Size: 20 kW to 199.99 kWAll2021March Monthly Peak | Portfolio Adjusted | 1-in-10 | Size: 20 kW to 199.99 kW | All | 2021 | March Monthly Peak | 3 | 12.4216 | 11.8551 | 11.5775 | 11.5713 | 12.0723 | 13.3818 | 15.2177 | 16.6068 | 18.7366 | 20.3942 | 21.6529 | 22.4792 | 23.0978 | 23.6552 | 23.9435 | 23.5797 | 22.5838 | 21.0938 | 20.0024 | 19.9971 | 18.9437 | 17.3756 | 15.3186 | 13.6597 | 0 | 0 | 0 | 0 | 0 | 0 | 0 | 0 | 0 | 0 | 0 | 0 | 0 | 0 | 0.35915 | 0.3537 | 0.33876 | 0.31641 | 0 | 0 | 0 | 0 | 0 | 0 | 57.9775 | 56.6854 | 55.8246 | 55.0994 | 54.2264 | 53.2597 | 52.6631 | 53.2521 | 56.8084 | 61.9646 | 67.1106 | 71.4704 | 74.3906 | 75.9116 | 76.6341 | 77.0524 | 76.6819 | 75.4369 | 72.9527 | 69.35 | 66.1365 | 63.2311 | 60.9538 | 59.2389 | 0.17608 | 0.16323 | 0.15927 | 0.1584 | 0.17168 | 0.20287 | 0.26609 | 0.29579 | 0.30688 | 0.30013 | 0.29789 | 0.31583 | 0.35787 | 0.40938 | 0.44549 | 0.46959 | 0.48151 | 0.44617 | 0.39715 | 0.3142 | 0.28415 | 0.2475 | 0.19983 | 0.16179
Portfolio Adjusted1-in-10Size: 20 kW to 199.99 kWAll2021April Monthly Peak | Portfolio Adjusted | 1-in-10 | Size: 20 kW to 199.99 kW | All | 2021 | April Monthly Peak | 4 | 13.0306 | 12.3547 | 12.0148 | 11.9482 | 12.4358 | 13.7528 | 15.2092 | 17.147 | 20.141 | 22.6072 | 24.56 | 25.9356 | 26.9432 | 27.743 | 28.1177 | 27.7429 | 26.5476 | 24.455 | 22.2307 | 21.8725 | 20.9623 | 19.0009 | 16.5472 | 14.6084 | 0 | 0 | 0 | 0 | 0 | 0 | 0 | 0 | 0 | 0 | 0 | 0 | 0 | 0 | 0.42177 | 0.41614 | 0.39821 | 0.36682 | 0 | 0 | 0 | 0 | 0 | 0 | 68.4565 | 66.9793 | 65.3578 | 64.0084 | 62.8881 | 61.9385 | 61.3673 | 61.3906 | 64.6665 | 70.7116 | 76.8233 | 82.1179 | 85.3564 | 87.2201 | 88.0323 | 88.5603 | 88.4507 | 87.8173 | 85.9579 | 82.5949 | 78.1563 | 74.2604 | 71.6038 | 69.9304 | 0.17736 | 0.16442 | 0.16044 | 0.15956 | 0.17294 | 0.20435 | 0.26803 | 0.29792 | 0.30907 | 0.30226 | 0.3 | 0.31808 | 0.36043 | 0.41232 | 0.44871 | 0.47298 | 0.485 | 0.44941 | 0.40004 | 0.3165 | 0.28623 | 0.24931 | 0.2013 | 0.16298
Portfolio Adjusted1-in-10Size: 20 kW to 199.99 kWAll2021May Monthly Peak | Portfolio Adjusted | 1-in-10 | Size: 20 kW to 199.99 kW | All | 2021 | May Monthly Peak | 5 | 13.4645 | 12.7461 | 12.3611 | 12.2629 | 12.7544 | 13.9823 | 15.1507 | 17.8661 | 21.4276 | 24.3237 | 26.547 | 27.9841 | 28.8801 | 29.579 | 29.8704 | 29.4258 | 28.2064 | 26.0369 | 23.5751 | 22.4385 | 21.9895 | 19.9052 | 17.2891 | 15.1843 | 0 | 0 | 0 | 0 | 0 | 0 | 0 | 0 | 0 | 0 | 0 | 0 | 0 | 0 | 0.44806 | 0.44139 | 0.4231 | 0.39055 | 0 | 0 | 0 | 0 | 0 | 0 | 71.0656 | 69.6123 | 68.1837 | 67.0783 | 66.0424 | 65.1512 | 64.7206 | 65.0994 | 68.6455 | 74.3879 | 80.0676 | 84.2379 | 87.2468 | 89.2552 | 90.7601 | 91.489 | 91.3978 | 90.501 | 88.6899 | 86.1705 | 82.5313 | 78.5445 | 75.5874 | 73.0492 | 0.17743 | 0.16448 | 0.16051 | 0.15963 | 0.17302 | 0.20442 | 0.26812 | 0.29796 | 0.30907 | 0.30221 | 0.29994 | 0.31803 | 0.36042 | 0.41234 | 0.44876 | 0.47305 | 0.4851 | 0.44952 | 0.40017 | 0.31661 | 0.28634 | 0.24942 | 0.20139 | 0.16304
Portfolio Adjusted1-in-10Size: 20 kW to 199.99 kWAll2021June Monthly Peak | Portfolio Adjusted | 1-in-10 | Size: 20 kW to 199.99 kW | All | 2021 | June Monthly Peak | 6 | 14.2217 | 13.4302 | 13.0126 | 12.8934 | 13.3987 | 14.504 | 15.8861 | 18.9908 | 22.5972 | 25.6636 | 28.0454 | 29.6183 | 30.6479 | 31.4177 | 31.7591 | 31.3494 | 30.1455 | 27.9283 | 25.256 | 23.6072 | 23.0755 | 21.0911 | 18.2972 | 16.051 | 0 | 0 | 0 | 0 | 0 | 0 | 0 | 0 | 0 | 0 | 0 | 0 | 0 | 0 | 0.47639 | 0.47024 | 0.45218 | 0.41893 | 0 | 0 | 0 | 0 | 0 | 0 | 72.795 | 71.4581 | 70.3869 | 69.2527 | 68.2739 | 67.0485 | 66.4881 | 67.3886 | 71.0889 | 76.2008 | 81.2693 | 85.0589 | 87.5959 | 89.3299 | 90.7064 | 91.3595 | 91.8369 | 91.3162 | 90.1663 | 88.0915 | 84.595 | 80.6823 | 78.1123 | 76.2498 | 0.1786 | 0.16557 | 0.16158 | 0.16071 | 0.17418 | 0.20576 | 0.26987 | 0.29983 | 0.31095 | 0.30401 | 0.30172 | 0.31992 | 0.36263 | 0.41491 | 0.4516 | 0.47604 | 0.4882 | 0.45243 | 0.40278 | 0.31871 | 0.28826 | 0.2511 | 0.20276 | 0.16412
Portfolio Adjusted1-in-10Size: 20 kW to 199.99 kWAll2021July Monthly Peak | Portfolio Adjusted | 1-in-10 | Size: 20 kW to 199.99 kW | All | 2021 | July Monthly Peak | 7 | 15.0398 | 14.1854 | 13.7227 | 13.5832 | 14.1099 | 15.4836 | 17.0973 | 20.3441 | 24.0605 | 27.1352 | 29.4924 | 31.0121 | 31.9414 | 32.6296 | 32.8848 | 32.4596 | 31.2965 | 29.0528 | 26.2923 | 24.5656 | 24.0662 | 22.0747 | 19.1966 | 16.8491 | 0 | 0 | 0 | 0 | 0 | 0 | 0 | 0 | 0 | 0 | 0 | 0 | 0 | 0 | 0.49327 | 0.48689 | 0.46945 | 0.43579 | 0 | 0 | 0 | 0 | 0 | 0 | 74.8845 | 73.869 | 72.8857 | 72.0033 | 71.2455 | 70.526 | 70.0127 | 70.3018 | 73.4511 | 78.2699 | 82.9219 | 86.4929 | 88.9312 | 90.6365 | 91.8819 | 92.2705 | 92.5669 | 91.7197 | 90.049 | 87.7973 | 84.8578 | 81.8277 | 79.7162 | 78.251 | 0.1767 | 0.16381 | 0.15984 | 0.15897 | 0.1723 | 0.20358 | 0.26702 | 0.29675 | 0.30783 | 0.30101 | 0.29875 | 0.31676 | 0.35898 | 0.41068 | 0.44694 | 0.47113 | 0.48312 | 0.44769 | 0.39853 | 0.31531 | 0.28516 | 0.24839 | 0.20056 | 0.16237
Portfolio Adjusted1-in-10Size: 20 kW to 199.99 kWAll2021August Monthly Peak | Portfolio Adjusted | 1-in-10 | Size: 20 kW to 199.99 kW | All | 2021 | August Monthly Peak | 8 | 15.0023 | 14.1581 | 13.6963 | 13.5609 | 14.0516 | 15.6277 | 17.3132 | 20.2399 | 24.2314 | 27.5602 | 30.217 | 31.9177 | 32.9183 | 33.6203 | 33.836 | 33.3622 | 32.0242 | 29.6013 | 26.574 | 25.2356 | 24.4386 | 22.1113 | 19.1927 | 16.8318 | 0 | 0 | 0 | 0 | 0 | 0 | 0 | 0 | 0 | 0 | 0 | 0 | 0 | 0 | 0.50754 | 0.50043 | 0.48036 | 0.44402 | 0 | 0 | 0 | 0 | 0 | 0 | 76.0894 | 75.1011 | 74.0441 | 73.2057 | 72.4435 | 71.8028 | 71.2792 | 71.2783 | 74.007 | 78.7247 | 83.168 | 87.3751 | 90.5742 | 92.7603 | 93.9623 | 94.3946 | 94.0909 | 93.2097 | 92.0185 | 89.4973 | 85.6503 | 82.5667 | 80.5859 | 78.8796 | 0.17913 | 0.16606 | 0.16205 | 0.16117 | 0.17469 | 0.2064 | 0.2707 | 0.30084 | 0.31204 | 0.30509 | 0.30279 | 0.32104 | 0.36385 | 0.41626 | 0.45301 | 0.47756 | 0.48974 | 0.45383 | 0.40403 | 0.31964 | 0.28908 | 0.25179 | 0.2033 | 0.1646
Portfolio Adjusted1-in-10Size: 20 kW to 199.99 kWAll2021September Monthly Peak | Portfolio Adjusted | 1-in-10 | Size: 20 kW to 199.99 kW | All | 2021 | September Monthly Peak | 9 | 15.0093 | 14.1953 | 13.7342 | 13.6227 | 14.1305 | 15.7438 | 17.8991 | 20.4188 | 24.5697 | 27.9814 | 30.6836 | 32.3613 | 33.3818 | 34.1042 | 34.3324 | 33.7804 | 32.3439 | 29.7559 | 26.7643 | 26.1002 | 24.2978 | 21.9152 | 19.065 | 16.7735 | 0 | 0 | 0 | 0 | 0 | 0 | 0 | 0 | 0 | 0 | 0 | 0 | 0 | 0 | 0.51499 | 0.50671 | 0.48516 | 0.44634 | 0 | 0 | 0 | 0 | 0 | 0 | 77.3833 | 76.179 | 74.9763 | 74.2003 | 73.1965 | 72.2618 | 71.6866 | 71.6148 | 73.878 | 78.7143 | 84.0239 | 89.0532 | 92.9283 | 95.4216 | 96.1227 | 96.4645 | 96.2657 | 95.3322 | 93.6353 | 90.6872 | 86.6221 | 83.2154 | 80.865 | 79.0718 | 0.17924 | 0.16616 | 0.16215 | 0.16126 | 0.17479 | 0.20651 | 0.27085 | 0.30099 | 0.3122 | 0.30526 | 0.30296 | 0.32123 | 0.36406 | 0.41651 | 0.4533 | 0.47784 | 0.49002 | 0.45409 | 0.40425 | 0.31984 | 0.28926 | 0.25195 | 0.20344 | 0.1647
Portfolio Adjusted1-in-10Size: 20 kW to 199.99 kWAll2021October Monthly Peak | Portfolio Adjusted | 1-in-10 | Size: 20 kW to 199.99 kW | All | 2021 | October Monthly Peak | 10 | 13.5532 | 12.8753 | 12.4872 | 12.4044 | 12.8662 | 14.3104 | 16.5103 | 18.2261 | 21.286 | 24.1705 | 26.5731 | 28.2457 | 29.4113 | 30.2866 | 30.6198 | 30.0901 | 28.658 | 26.1876 | 24.7171 | 23.6412 | 21.8414 | 19.7518 | 17.2016 | 15.1429 | 0 | 0 | 0 | 0 | 0 | 0 | 0 | 0 | 0 | 0 | 0 | 0 | 0 | 0 | 0.4593 | 0.45135 | 0.42987 | 0.39281 | 0 | 0 | 0 | 0 | 0 | 0 | 73.0103 | 72.1038 | 71.16 | 69.8144 | 68.839 | 68.0128 | 67.6033 | 67.271 | 68.1904 | 72.3823 | 77.5093 | 82.2547 | 85.6179 | 88.0122 | 89.1773 | 89.5388 | 88.8585 | 87.1658 | 84.54 | 81.4501 | 78.3626 | 76.1517 | 74.4576 | 73.0262 | 0.17768 | 0.16472 | 0.16074 | 0.15986 | 0.17327 | 0.20471 | 0.2685 | 0.29838 | 0.3095 | 0.30262 | 0.30035 | 0.31846 | 0.36092 | 0.41291 | 0.44938 | 0.4737 | 0.48577 | 0.45015 | 0.40073 | 0.31706 | 0.28675 | 0.24977 | 0.20168 | 0.16327
Portfolio Adjusted1-in-10Size: 20 kW to 199.99 kWAll2021November Monthly Peak | Portfolio Adjusted | 1-in-10 | Size: 20 kW to 199.99 kW | All | 2021 | November Monthly Peak | 11 | 12.1354 | 11.6697 | 11.4514 | 11.5074 | 12.01 | 13.4173 | 14.782 | 16.3203 | 18.6922 | 20.5651 | 22.0031 | 22.9654 | 23.5597 | 23.9977 | 24.0107 | 23.2655 | 22.364 | 22.1609 | 20.663 | 19.4479 | 18.2722 | 16.7521 | 14.8479 | 13.2963 | 0 | 0 | 0 | 0 | 0 | 0 | 0 | 0 | 0 | 0 | 0 | 0 | 0 | 0 | 0.36016 | 0.34898 | 0.33546 | 0.33241 | 0 | 0 | 0 | 0 | 0 | 0 | 60.9678 | 59.6549 | 58.659 | 57.3783 | 56.4735 | 55.8382 | 55.4272 | 55.4422 | 57.7927 | 62.2917 | 67.653 | 71.8829 | 74.5549 | 76.2057 | 77.2326 | 77.3532 | 76.3264 | 74.026 | 71.3337 | 68.3576 | 66.1964 | 64.6358 | 63.0665 | 62.0542 | 0.17669 | 0.16379 | 0.15982 | 0.15895 | 0.17228 | 0.20357 | 0.26701 | 0.29679 | 0.30791 | 0.30112 | 0.29887 | 0.31688 | 0.35907 | 0.41076 | 0.447 | 0.47119 | 0.48316 | 0.4477 | 0.39852 | 0.31529 | 0.28514 | 0.24836 | 0.20053 | 0.16235
Portfolio Adjusted1-in-10Size: 20 kW to 199.99 kWAll2021December Monthly Peak | Portfolio Adjusted | 1-in-10 | Size: 20 kW to 199.99 kW | All | 2021 | December Monthly Peak | 12 | 12.7107 | 12.2767 | 12.0976 | 12.1702 | 12.77 | 14.2954 | 16.5127 | 17.8424 | 19.5742 | 20.4263 | 20.6621 | 20.2943 | 19.7843 | 19.3688 | 18.9368 | 18.3134 | 18.5077 | 19.5176 | 18.7234 | 18.219 | 17.4409 | 16.4116 | 15.0013 | 13.7484 | 0 | 0 | 0 | 0 | 0 | 0 | 0 | 0 | 0 | 0 | 0 | 0 | 0 | 0 | 0.28405 | 0.2747 | 0.27762 | 0.29276 | 0 | 0 | 0 | 0 | 0 | 0 | 42.2269 | 41.5645 | 41.1053 | 40.6927 | 40.2232 | 39.5135 | 39.5006 | 39.4241 | 40.1855 | 42.6708 | 45.2848 | 47.5917 | 49.0264 | 49.6326 | 50.001 | 50.0404 | 49.4011 | 47.9236 | 46.2284 | 45.093 | 44.1644 | 43.2519 | 42.7621 | 42.3071 | 0.18305 | 0.16973 | 0.1656 | 0.16471 | 0.17851 | 0.21083 | 0.27655 | 0.30722 | 0.31866 | 0.31167 | 0.30938 | 0.32805 | 0.3718 | 0.42543 | 0.46312 | 0.48805 | 0.50044 | 0.46376 | 0.41275 | 0.3267 | 0.29552 | 0.2575 | 0.20793 | 0.16825
Portfolio Adjusted1-in-10Size: 20 kW to 199.99 kWAll2021Typical Event Day | Portfolio Adjusted | 1-in-10 | Size: 20 kW to 199.99 kW | All | 2021 | Typical Event Day | 8 | 14.8863 | 14.0538 | 13.602 | 13.4702 | 13.9609 | 15.5236 | 17.1899 | 20.0533 | 23.9512 | 27.2048 | 29.803 | 31.4754 | 32.4681 | 33.1708 | 33.3901 | 32.9245 | 31.6082 | 29.2109 | 26.247 | 24.9368 | 24.1815 | 21.8954 | 19.0112 | 16.6816 | 0 | 0 | 0 | 0 | 0 | 0 | 0 | 0 | 0 | 0 | 0 | 0 | 0 | 0 | 0.50085 | 0.49387 | 0.47412 | 0.43816 | 0 | 0 | 0 | 0 | 0 | 0 | 75.2881 | 74.1518 | 73.0732 | 72.1655 | 71.2899 | 70.4098 | 69.8667 | 70.1459 | 73.1062 | 77.9774 | 82.8458 | 86.995 | 90.0074 | 92.0371 | 93.1683 | 93.6223 | 93.6901 | 92.8944 | 91.4673 | 89.0183 | 85.4313 | 82.073 | 79.8198 | 78.113 | 0.17829 | 0.16529 | 0.1613 | 0.16042 | 0.17387 | 0.20542 | 0.26942 | 0.29938 | 0.31052 | 0.3036 | 0.30132 | 0.31949 | 0.36211 | 0.41429 | 0.45089 | 0.4753 | 0.48742 | 0.45169 | 0.40211 | 0.31816 | 0.28775 | 0.25064 | 0.20238 | 0.16383
Portfolio Adjusted1-in-10Size: 20 kW to 199.99 kWAll2022January Monthly Peak | Portfolio Adjusted | 1-in-10 | Size: 20 kW to 199.99 kW | All | 2022 | January Monthly Peak | 1 | 12.9937 | 12.6334 | 12.4842 | 12.6034 | 13.2647 | 14.8142 | 17.3987 | 18.8243 | 20.6214 | 21.3096 | 21.3007 | 20.7189 | 20.0844 | 19.6436 | 19.1919 | 18.5896 | 18.3197 | 19.5956 | 19.0488 | 18.632 | 17.8751 | 16.8725 | 15.3075 | 14.0939 | 0 | 0 | 0 | 0 | 0 | 0 | 0 | 0 | 0 | 0 | 0 | 0 | 0 | 0 | 0.28788 | 0.27884 | 0.2748 | 0.29393 | 0 | 0 | 0 | 0 | 0 | 0 | 39.4901 | 39.0098 | 38.4029 | 37.6563 | 37.1725 | 36.7286 | 36.2146 | 35.9292 | 36.5652 | 39.4196 | 42.2748 | 44.5871 | 46.2485 | 47.4106 | 48.4107 | 48.6198 | 48.3051 | 47.2607 | 45.4734 | 44.3195 | 43.3442 | 42.8545 | 42.2638 | 41.6114 | 0.19631 | 0.18207 | 0.17778 | 0.17687 | 0.19167 | 0.22598 | 0.29642 | 0.3285 | 0.34016 | 0.33219 | 0.32965 | 0.3497 | 0.39694 | 0.45468 | 0.49542 | 0.52212 | 0.53568 | 0.49673 | 0.44237 | 0.35045 | 0.31716 | 0.27646 | 0.22332 | 0.18051
Portfolio Adjusted1-in-10Size: 20 kW to 199.99 kWAll2022February Monthly Peak | Portfolio Adjusted | 1-in-10 | Size: 20 kW to 199.99 kW | All | 2022 | February Monthly Peak | 2 | 12.3285 | 11.9477 | 11.7374 | 11.8289 | 12.407 | 13.8209 | 15.7939 | 17.0861 | 18.9914 | 20.0437 | 20.5951 | 20.6908 | 20.7115 | 20.778 | 20.6498 | 20.1072 | 19.5007 | 19.5202 | 19.4427 | 18.5959 | 17.6928 | 16.4614 | 14.7573 | 13.4043 | 0 | 0 | 0 | 0 | 0 | 0 | 0 | 0 | 0 | 0 | 0 | 0 | 0 | 0 | 0.30975 | 0.30161 | 0.29251 | 0.2928 | 0 | 0 | 0 | 0 | 0 | 0 | 46.8442 | 46.4519 | 46.1279 | 45.6364 | 45.3659 | 44.8091 | 44.2492 | 44.4465 | 45.65 | 49.0725 | 52.2462 | 55.0194 | 56.7814 | 57.7853 | 58.4313 | 58.6742 | 57.9899 | 56.984 | 54.9223 | 52.7986 | 51.3135 | 49.9869 | 48.8986 | 47.615 | 0.17754 | 0.16459 | 0.16061 | 0.15973 | 0.17313 | 0.20454 | 0.26828 | 0.29814 | 0.30927 | 0.30242 | 0.30016 | 0.31826 | 0.36067 | 0.41263 | 0.44908 | 0.47337 | 0.48542 | 0.44982 | 0.40042 | 0.31682 | 0.28654 | 0.24959 | 0.20154 | 0.16314
Portfolio Adjusted1-in-10Size: 20 kW to 199.99 kWAll2022March Monthly Peak | Portfolio Adjusted | 1-in-10 | Size: 20 kW to 199.99 kW | All | 2022 | March Monthly Peak | 3 | 12.4216 | 11.8551 | 11.5775 | 11.5713 | 12.0723 | 13.3818 | 15.2177 | 16.6068 | 18.7366 | 20.3942 | 21.6529 | 22.4792 | 23.0978 | 23.6552 | 23.9435 | 23.5797 | 22.5838 | 21.0938 | 20.0024 | 19.9971 | 18.9437 | 17.3756 | 15.3186 | 13.6597 | 0 | 0 | 0 | 0 | 0 | 0 | 0 | 0 | 0 | 0 | 0 | 0 | 0 | 0 | 0.35915 | 0.3537 | 0.33876 | 0.31641 | 0 | 0 | 0 | 0 | 0 | 0 | 57.9775 | 56.6854 | 55.8246 | 55.0994 | 54.2264 | 53.2597 | 52.6631 | 53.2521 | 56.8084 | 61.9646 | 67.1106 | 71.4704 | 74.3906 | 75.9116 | 76.6341 | 77.0524 | 76.6819 | 75.4369 | 72.9527 | 69.35 | 66.1365 | 63.2312 | 60.9538 | 59.2389 | 0.17608 | 0.16323 | 0.15927 | 0.1584 | 0.17168 | 0.20287 | 0.26609 | 0.29579 | 0.30688 | 0.30013 | 0.29789 | 0.31583 | 0.35787 | 0.40938 | 0.44549 | 0.46959 | 0.48151 | 0.44617 | 0.39715 | 0.3142 | 0.28415 | 0.2475 | 0.19983 | 0.16179
Portfolio Adjusted1-in-10Size: 20 kW to 199.99 kWAll2022April Monthly Peak | Portfolio Adjusted | 1-in-10 | Size: 20 kW to 199.99 kW | All | 2022 | April Monthly Peak | 4 | 13.0306 | 12.3547 | 12.0148 | 11.9482 | 12.4358 | 13.7528 | 15.2092 | 17.147 | 20.141 | 22.6072 | 24.56 | 25.9356 | 26.9432 | 27.743 | 28.1177 | 27.7429 | 26.5476 | 24.455 | 22.2307 | 21.8725 | 20.9623 | 19.0009 | 16.5472 | 14.6084 | 0 | 0 | 0 | 0 | 0 | 0 | 0 | 0 | 0 | 0 | 0 | 0 | 0 | 0 | 0.42177 | 0.41614 | 0.39821 | 0.36682 | 0 | 0 | 0 | 0 | 0 | 0 | 68.4565 | 66.9793 | 65.3578 | 64.0084 | 62.8881 | 61.9385 | 61.3673 | 61.3906 | 64.6665 | 70.7116 | 76.8233 | 82.1179 | 85.3564 | 87.2201 | 88.0323 | 88.5603 | 88.4507 | 87.8173 | 85.9579 | 82.5949 | 78.1563 | 74.2604 | 71.6038 | 69.9304 | 0.17736 | 0.16442 | 0.16044 | 0.15956 | 0.17294 | 0.20435 | 0.26803 | 0.29792 | 0.30907 | 0.30226 | 0.3 | 0.31808 | 0.36043 | 0.41232 | 0.44871 | 0.47298 | 0.485 | 0.44941 | 0.40004 | 0.3165 | 0.28623 | 0.24931 | 0.2013 | 0.16298
Portfolio Adjusted1-in-10Size: 20 kW to 199.99 kWAll2022May Monthly Peak | Portfolio Adjusted | 1-in-10 | Size: 20 kW to 199.99 kW | All | 2022 | May Monthly Peak | 5 | 13.4645 | 12.7461 | 12.3611 | 12.2629 | 12.7544 | 13.9823 | 15.1507 | 17.8661 | 21.4276 | 24.3237 | 26.547 | 27.9842 | 28.8801 | 29.579 | 29.8704 | 29.4258 | 28.2064 | 26.0369 | 23.5751 | 22.4385 | 21.9895 | 19.9052 | 17.2891 | 15.1843 | 0 | 0 | 0 | 0 | 0 | 0 | 0 | 0 | 0 | 0 | 0 | 0 | 0 | 0 | 0.44806 | 0.44139 | 0.4231 | 0.39055 | 0 | 0 | 0 | 0 | 0 | 0 | 71.0656 | 69.6123 | 68.1837 | 67.0783 | 66.0424 | 65.1512 | 64.7206 | 65.0994 | 68.6455 | 74.3879 | 80.0676 | 84.2379 | 87.2468 | 89.2552 | 90.7601 | 91.489 | 91.3978 | 90.501 | 88.6899 | 86.1705 | 82.5313 | 78.5445 | 75.5874 | 73.0492 | 0.17743 | 0.16448 | 0.16051 | 0.15963 | 0.17302 | 0.20442 | 0.26812 | 0.29796 | 0.30907 | 0.30221 | 0.29994 | 0.31803 | 0.36042 | 0.41234 | 0.44876 | 0.47305 | 0.4851 | 0.44952 | 0.40017 | 0.31661 | 0.28634 | 0.24942 | 0.20139 | 0.16304
Portfolio Adjusted1-in-10Size: 20 kW to 199.99 kWAll2022June Monthly Peak | Portfolio Adjusted | 1-in-10 | Size: 20 kW to 199.99 kW | All | 2022 | June Monthly Peak | 6 | 14.2217 | 13.4302 | 13.0126 | 12.8934 | 13.3987 | 14.504 | 15.8861 | 18.9908 | 22.5972 | 25.6636 | 28.0454 | 29.6183 | 30.6479 | 31.4177 | 31.7591 | 31.3494 | 30.1455 | 27.9283 | 25.256 | 23.6072 | 23.0755 | 21.0911 | 18.2972 | 16.051 | 0 | 0 | 0 | 0 | 0 | 0 | 0 | 0 | 0 | 0 | 0 | 0 | 0 | 0 | 0.47639 | 0.47024 | 0.45218 | 0.41893 | 0 | 0 | 0 | 0 | 0 | 0 | 72.795 | 71.4581 | 70.3869 | 69.2527 | 68.2739 | 67.0485 | 66.4881 | 67.3886 | 71.0889 | 76.2008 | 81.2693 | 85.0589 | 87.5959 | 89.3299 | 90.7064 | 91.3595 | 91.8369 | 91.3162 | 90.1663 | 88.0915 | 84.595 | 80.6823 | 78.1123 | 76.2498 | 0.1786 | 0.16557 | 0.16158 | 0.16071 | 0.17418 | 0.20576 | 0.26987 | 0.29983 | 0.31095 | 0.30401 | 0.30172 | 0.31992 | 0.36263 | 0.41491 | 0.4516 | 0.47604 | 0.4882 | 0.45243 | 0.40278 | 0.31871 | 0.28826 | 0.2511 | 0.20276 | 0.16412
Portfolio Adjusted1-in-10Size: 20 kW to 199.99 kWAll2022July Monthly Peak | Portfolio Adjusted | 1-in-10 | Size: 20 kW to 199.99 kW | All | 2022 | July Monthly Peak | 7 | 15.0398 | 14.1854 | 13.7227 | 13.5832 | 14.1099 | 15.4836 | 17.0973 | 20.3441 | 24.0605 | 27.1352 | 29.4924 | 31.0121 | 31.9414 | 32.6296 | 32.8848 | 32.4596 | 31.2964 | 29.0528 | 26.2923 | 24.5656 | 24.0662 | 22.0747 | 19.1966 | 16.8491 | 0 | 0 | 0 | 0 | 0 | 0 | 0 | 0 | 0 | 0 | 0 | 0 | 0 | 0 | 0.49327 | 0.48689 | 0.46945 | 0.43579 | 0 | 0 | 0 | 0 | 0 | 0 | 74.8845 | 73.8691 | 72.8857 | 72.0033 | 71.2455 | 70.526 | 70.0127 | 70.3018 | 73.4511 | 78.2699 | 82.9219 | 86.4929 | 88.9312 | 90.6365 | 91.8819 | 92.2705 | 92.5669 | 91.7197 | 90.049 | 87.7973 | 84.8578 | 81.8277 | 79.7162 | 78.251 | 0.1767 | 0.16381 | 0.15984 | 0.15897 | 0.1723 | 0.20358 | 0.26702 | 0.29675 | 0.30783 | 0.30101 | 0.29875 | 0.31676 | 0.35898 | 0.41068 | 0.44694 | 0.47113 | 0.48312 | 0.44769 | 0.39853 | 0.31531 | 0.28516 | 0.24839 | 0.20056 | 0.16237
Portfolio Adjusted1-in-10Size: 20 kW to 199.99 kWAll2022August Monthly Peak | Portfolio Adjusted | 1-in-10 | Size: 20 kW to 199.99 kW | All | 2022 | August Monthly Peak | 8 | 15.0023 | 14.1581 | 13.6963 | 13.5609 | 14.0516 | 15.6277 | 17.3132 | 20.2399 | 24.2314 | 27.5602 | 30.217 | 31.9177 | 32.9183 | 33.6203 | 33.836 | 33.3622 | 32.0242 | 29.6013 | 26.574 | 25.2356 | 24.4386 | 22.1113 | 19.1927 | 16.8318 | 0 | 0 | 0 | 0 | 0 | 0 | 0 | 0 | 0 | 0 | 0 | 0 | 0 | 0 | 0.50754 | 0.50043 | 0.48036 | 0.44402 | 0 | 0 | 0 | 0 | 0 | 0 | 76.0894 | 75.1011 | 74.0441 | 73.2057 | 72.4435 | 71.8028 | 71.2792 | 71.2783 | 74.007 | 78.7247 | 83.168 | 87.3751 | 90.5742 | 92.7603 | 93.9623 | 94.3946 | 94.0909 | 93.2097 | 92.0185 | 89.4974 | 85.6503 | 82.5667 | 80.5859 | 78.8796 | 0.17913 | 0.16606 | 0.16205 | 0.16117 | 0.17469 | 0.2064 | 0.2707 | 0.30084 | 0.31204 | 0.30509 | 0.30279 | 0.32104 | 0.36385 | 0.41626 | 0.45301 | 0.47756 | 0.48974 | 0.45383 | 0.40403 | 0.31964 | 0.28908 | 0.25179 | 0.2033 | 0.1646
Portfolio Adjusted1-in-10Size: 20 kW to 199.99 kWAll2022September Monthly Peak | Portfolio Adjusted | 1-in-10 | Size: 20 kW to 199.99 kW | All | 2022 | September Monthly Peak | 9 | 15.0093 | 14.1953 | 13.7342 | 13.6227 | 14.1305 | 15.7438 | 17.8991 | 20.4188 | 24.5697 | 27.9814 | 30.6836 | 32.3613 | 33.3818 | 34.1042 | 34.3324 | 33.7804 | 32.3439 | 29.7559 | 26.7643 | 26.1002 | 24.2978 | 21.9152 | 19.065 | 16.7735 | 0 | 0 | 0 | 0 | 0 | 0 | 0 | 0 | 0 | 0 | 0 | 0 | 0 | 0 | 0.51499 | 0.50671 | 0.48516 | 0.44634 | 0 | 0 | 0 | 0 | 0 | 0 | 77.3833 | 76.179 | 74.9763 | 74.2003 | 73.1965 | 72.2619 | 71.6866 | 71.6148 | 73.878 | 78.7143 | 84.0239 | 89.0532 | 92.9283 | 95.4216 | 96.1227 | 96.4645 | 96.2657 | 95.3322 | 93.6353 | 90.6872 | 86.6221 | 83.2154 | 80.865 | 79.0718 | 0.17924 | 0.16616 | 0.16215 | 0.16126 | 0.17479 | 0.20651 | 0.27085 | 0.30099 | 0.3122 | 0.30526 | 0.30296 | 0.32123 | 0.36406 | 0.41651 | 0.4533 | 0.47784 | 0.49002 | 0.45409 | 0.40425 | 0.31984 | 0.28926 | 0.25195 | 0.20344 | 0.1647
Portfolio Adjusted1-in-10Size: 20 kW to 199.99 kWAll2022October Monthly Peak | Portfolio Adjusted | 1-in-10 | Size: 20 kW to 199.99 kW | All | 2022 | October Monthly Peak | 10 | 13.5532 | 12.8753 | 12.4872 | 12.4044 | 12.8662 | 14.3104 | 16.5103 | 18.2261 | 21.286 | 24.1705 | 26.5731 | 28.2457 | 29.4113 | 30.2866 | 30.6198 | 30.0901 | 28.658 | 26.1876 | 24.7171 | 23.6412 | 21.8414 | 19.7518 | 17.2016 | 15.1429 | 0 | 0 | 0 | 0 | 0 | 0 | 0 | 0 | 0 | 0 | 0 | 0 | 0 | 0 | 0.4593 | 0.45135 | 0.42987 | 0.39281 | 0 | 0 | 0 | 0 | 0 | 0 | 73.0103 | 72.1038 | 71.16 | 69.8144 | 68.839 | 68.0128 | 67.6033 | 67.271 | 68.1904 | 72.3823 | 77.5093 | 82.2547 | 85.6179 | 88.0122 | 89.1773 | 89.5388 | 88.8585 | 87.1658 | 84.54 | 81.4501 | 78.3626 | 76.1517 | 74.4576 | 73.0262 | 0.17768 | 0.16472 | 0.16074 | 0.15986 | 0.17327 | 0.20471 | 0.2685 | 0.29838 | 0.3095 | 0.30262 | 0.30035 | 0.31846 | 0.36092 | 0.41291 | 0.44938 | 0.4737 | 0.48577 | 0.45015 | 0.40073 | 0.31706 | 0.28675 | 0.24977 | 0.20168 | 0.16327
Portfolio Adjusted1-in-10Size: 20 kW to 199.99 kWAll2022November Monthly Peak | Portfolio Adjusted | 1-in-10 | Size: 20 kW to 199.99 kW | All | 2022 | November Monthly Peak | 11 | 12.1354 | 11.6697 | 11.4514 | 11.5074 | 12.01 | 13.4173 | 14.782 | 16.3203 | 18.6922 | 20.5651 | 22.0031 | 22.9654 | 23.5597 | 23.9977 | 24.0107 | 23.2655 | 22.364 | 22.1609 | 20.663 | 19.4479 | 18.2722 | 16.7521 | 14.8479 | 13.2963 | 0 | 0 | 0 | 0 | 0 | 0 | 0 | 0 | 0 | 0 | 0 | 0 | 0 | 0 | 0.36016 | 0.34898 | 0.33546 | 0.33241 | 0 | 0 | 0 | 0 | 0 | 0 | 60.9678 | 59.6549 | 58.659 | 57.3783 | 56.4735 | 55.8382 | 55.4272 | 55.4422 | 57.7927 | 62.2917 | 67.653 | 71.8829 | 74.5549 | 76.2057 | 77.2326 | 77.3532 | 76.3264 | 74.026 | 71.3336 | 68.3576 | 66.1964 | 64.6358 | 63.0665 | 62.0542 | 0.17669 | 0.16379 | 0.15982 | 0.15895 | 0.17228 | 0.20357 | 0.26701 | 0.29679 | 0.30791 | 0.30112 | 0.29887 | 0.31688 | 0.35907 | 0.41076 | 0.447 | 0.47119 | 0.48316 | 0.4477 | 0.39852 | 0.31529 | 0.28514 | 0.24836 | 0.20053 | 0.16235
Portfolio Adjusted1-in-10Size: 20 kW to 199.99 kWAll2022December Monthly Peak | Portfolio Adjusted | 1-in-10 | Size: 20 kW to 199.99 kW | All | 2022 | December Monthly Peak | 12 | 12.7107 | 12.2767 | 12.0976 | 12.1702 | 12.77 | 14.2954 | 16.5127 | 17.8424 | 19.5742 | 20.4263 | 20.6621 | 20.2943 | 19.7843 | 19.3688 | 18.9368 | 18.3134 | 18.5077 | 19.5176 | 18.7234 | 18.219 | 17.4409 | 16.4116 | 15.0013 | 13.7484 | 0 | 0 | 0 | 0 | 0 | 0 | 0 | 0 | 0 | 0 | 0 | 0 | 0 | 0 | 0.28405 | 0.2747 | 0.27762 | 0.29276 | 0 | 0 | 0 | 0 | 0 | 0 | 42.2269 | 41.5645 | 41.1053 | 40.6927 | 40.2232 | 39.5135 | 39.5006 | 39.4241 | 40.1855 | 42.6708 | 45.2848 | 47.5917 | 49.0264 | 49.6326 | 50.001 | 50.0404 | 49.4011 | 47.9237 | 46.2284 | 45.093 | 44.1644 | 43.2519 | 42.7621 | 42.3071 | 0.18305 | 0.16973 | 0.1656 | 0.16471 | 0.17851 | 0.21083 | 0.27655 | 0.30722 | 0.31866 | 0.31167 | 0.30938 | 0.32805 | 0.3718 | 0.42543 | 0.46312 | 0.48805 | 0.50044 | 0.46376 | 0.41275 | 0.3267 | 0.29552 | 0.2575 | 0.20793 | 0.16825
Portfolio Adjusted1-in-10Size: 20 kW to 199.99 kWAll2022Typical Event Day | Portfolio Adjusted | 1-in-10 | Size: 20 kW to 199.99 kW | All | 2022 | Typical Event Day | 8 | 14.8863 | 14.0538 | 13.602 | 13.4702 | 13.9609 | 15.5236 | 17.1899 | 20.0533 | 23.9512 | 27.2048 | 29.803 | 31.4754 | 32.4681 | 33.1708 | 33.3901 | 32.9245 | 31.6082 | 29.2109 | 26.247 | 24.9368 | 24.1815 | 21.8954 | 19.0112 | 16.6816 | 0 | 0 | 0 | 0 | 0 | 0 | 0 | 0 | 0 | 0 | 0 | 0 | 0 | 0 | 0.50085 | 0.49387 | 0.47412 | 0.43816 | 0 | 0 | 0 | 0 | 0 | 0 | 75.2881 | 74.1518 | 73.0732 | 72.1655 | 71.2899 | 70.4098 | 69.8667 | 70.1459 | 73.1062 | 77.9774 | 82.8458 | 86.995 | 90.0074 | 92.0371 | 93.1683 | 93.6223 | 93.6901 | 92.8944 | 91.4673 | 89.0183 | 85.4313 | 82.073 | 79.8198 | 78.113 | 0.17829 | 0.16529 | 0.1613 | 0.16042 | 0.17387 | 0.20542 | 0.26942 | 0.29938 | 0.31052 | 0.3036 | 0.30132 | 0.31949 | 0.36211 | 0.41429 | 0.45089 | 0.4753 | 0.48742 | 0.45169 | 0.40211 | 0.31816 | 0.28775 | 0.25064 | 0.20238 | 0.16383
Portfolio Adjusted1-in-10Size: 20 kW to 199.99 kWAll2023January Monthly Peak | Portfolio Adjusted | 1-in-10 | Size: 20 kW to 199.99 kW | All | 2023 | January Monthly Peak | 1 | 12.9937 | 12.6334 | 12.4842 | 12.6034 | 13.2647 | 14.8142 | 17.3987 | 18.8243 | 20.6214 | 21.3096 | 21.3007 | 20.7189 | 20.0844 | 19.6436 | 19.1919 | 18.5896 | 18.3197 | 19.5956 | 19.0488 | 18.632 | 17.8751 | 16.8725 | 15.3075 | 14.0939 | 0 | 0 | 0 | 0 | 0 | 0 | 0 | 0 | 0 | 0 | 0 | 0 | 0 | 0 | 0.28788 | 0.27884 | 0.2748 | 0.29393 | 0 | 0 | 0 | 0 | 0 | 0 | 39.4901 | 39.0098 | 38.403 | 37.6563 | 37.1725 | 36.7286 | 36.2146 | 35.9292 | 36.5652 | 39.4196 | 42.2748 | 44.5871 | 46.2485 | 47.4106 | 48.4106 | 48.6198 | 48.3051 | 47.2607 | 45.4734 | 44.3195 | 43.3442 | 42.8545 | 42.2638 | 41.6114 | 0.19631 | 0.18207 | 0.17778 | 0.17687 | 0.19167 | 0.22598 | 0.29642 | 0.3285 | 0.34016 | 0.33219 | 0.32965 | 0.3497 | 0.39694 | 0.45468 | 0.49542 | 0.52212 | 0.53568 | 0.49673 | 0.44237 | 0.35045 | 0.31716 | 0.27646 | 0.22332 | 0.18051
Portfolio Adjusted1-in-10Size: 20 kW to 199.99 kWAll2023February Monthly Peak | Portfolio Adjusted | 1-in-10 | Size: 20 kW to 199.99 kW | All | 2023 | February Monthly Peak | 2 | 12.3285 | 11.9477 | 11.7374 | 11.8289 | 12.407 | 13.8209 | 15.7939 | 17.0861 | 18.9914 | 20.0437 | 20.5951 | 20.6908 | 20.7115 | 20.778 | 20.6498 | 20.1072 | 19.5007 | 19.5202 | 19.4427 | 18.5959 | 17.6928 | 16.4614 | 14.7573 | 13.4043 | 0 | 0 | 0 | 0 | 0 | 0 | 0 | 0 | 0 | 0 | 0 | 0 | 0 | 0 | 0.30975 | 0.30161 | 0.29251 | 0.2928 | 0 | 0 | 0 | 0 | 0 | 0 | 46.8442 | 46.4519 | 46.1279 | 45.6364 | 45.3659 | 44.8091 | 44.2492 | 44.4465 | 45.65 | 49.0725 | 52.2462 | 55.0194 | 56.7814 | 57.7853 | 58.4313 | 58.6742 | 57.9899 | 56.984 | 54.9223 | 52.7986 | 51.3135 | 49.9869 | 48.8986 | 47.615 | 0.17754 | 0.16459 | 0.16061 | 0.15973 | 0.17313 | 0.20454 | 0.26828 | 0.29814 | 0.30927 | 0.30242 | 0.30016 | 0.31826 | 0.36067 | 0.41263 | 0.44908 | 0.47337 | 0.48542 | 0.44982 | 0.40042 | 0.31682 | 0.28654 | 0.24959 | 0.20154 | 0.16314
Portfolio Adjusted1-in-10Size: 20 kW to 199.99 kWAll2023March Monthly Peak | Portfolio Adjusted | 1-in-10 | Size: 20 kW to 199.99 kW | All | 2023 | March Monthly Peak | 3 | 12.4216 | 11.8551 | 11.5775 | 11.5713 | 12.0723 | 13.3818 | 15.2177 | 16.6068 | 18.7366 | 20.3942 | 21.6529 | 22.4792 | 23.0978 | 23.6552 | 23.9435 | 23.5797 | 22.5838 | 21.0938 | 20.0024 | 19.9971 | 18.9437 | 17.3756 | 15.3186 | 13.6597 | 0 | 0 | 0 | 0 | 0 | 0 | 0 | 0 | 0 | 0 | 0 | 0 | 0 | 0 | 0.35915 | 0.3537 | 0.33876 | 0.31641 | 0 | 0 | 0 | 0 | 0 | 0 | 57.9775 | 56.6854 | 55.8246 | 55.0994 | 54.2264 | 53.2597 | 52.6631 | 53.2521 | 56.8084 | 61.9646 | 67.1106 | 71.4704 | 74.3906 | 75.9116 | 76.6341 | 77.0524 | 76.6819 | 75.4369 | 72.9527 | 69.35 | 66.1365 | 63.2311 | 60.9538 | 59.2389 | 0.17608 | 0.16323 | 0.15927 | 0.1584 | 0.17168 | 0.20287 | 0.26609 | 0.29579 | 0.30688 | 0.30013 | 0.29789 | 0.31583 | 0.35787 | 0.40938 | 0.44549 | 0.46959 | 0.48151 | 0.44617 | 0.39715 | 0.3142 | 0.28415 | 0.2475 | 0.19983 | 0.16179
Portfolio Adjusted1-in-10Size: 20 kW to 199.99 kWAll2023April Monthly Peak | Portfolio Adjusted | 1-in-10 | Size: 20 kW to 199.99 kW | All | 2023 | April Monthly Peak | 4 | 13.0306 | 12.3547 | 12.0148 | 11.9482 | 12.4358 | 13.7528 | 15.2092 | 17.147 | 20.141 | 22.6072 | 24.56 | 25.9356 | 26.9432 | 27.743 | 28.1177 | 27.7429 | 26.5476 | 24.455 | 22.2307 | 21.8725 | 20.9623 | 19.0009 | 16.5472 | 14.6084 | 0 | 0 | 0 | 0 | 0 | 0 | 0 | 0 | 0 | 0 | 0 | 0 | 0 | 0 | 0.42177 | 0.41614 | 0.39821 | 0.36682 | 0 | 0 | 0 | 0 | 0 | 0 | 68.4565 | 66.9793 | 65.3578 | 64.0084 | 62.8881 | 61.9385 | 61.3673 | 61.3906 | 64.6665 | 70.7116 | 76.8233 | 82.1179 | 85.3564 | 87.2201 | 88.0323 | 88.5603 | 88.4507 | 87.8173 | 85.9579 | 82.5949 | 78.1563 | 74.2604 | 71.6038 | 69.9304 | 0.17736 | 0.16442 | 0.16044 | 0.15956 | 0.17294 | 0.20435 | 0.26803 | 0.29792 | 0.30907 | 0.30226 | 0.3 | 0.31808 | 0.36043 | 0.41232 | 0.44871 | 0.47298 | 0.485 | 0.44941 | 0.40004 | 0.3165 | 0.28623 | 0.24931 | 0.2013 | 0.16298
Portfolio Adjusted1-in-10Size: 20 kW to 199.99 kWAll2023May Monthly Peak | Portfolio Adjusted | 1-in-10 | Size: 20 kW to 199.99 kW | All | 2023 | May Monthly Peak | 5 | 13.4645 | 12.7461 | 12.3611 | 12.2629 | 12.7544 | 13.9823 | 15.1507 | 17.8661 | 21.4276 | 24.3237 | 26.547 | 27.9842 | 28.8801 | 29.579 | 29.8704 | 29.4258 | 28.2064 | 26.0369 | 23.5751 | 22.4385 | 21.9895 | 19.9052 | 17.2891 | 15.1843 | 0 | 0 | 0 | 0 | 0 | 0 | 0 | 0 | 0 | 0 | 0 | 0 | 0 | 0 | 0.44806 | 0.44139 | 0.4231 | 0.39055 | 0 | 0 | 0 | 0 | 0 | 0 | 71.0656 | 69.6123 | 68.1837 | 67.0783 | 66.0424 | 65.1512 | 64.7206 | 65.0994 | 68.6455 | 74.3879 | 80.0676 | 84.2379 | 87.2468 | 89.2552 | 90.7601 | 91.489 | 91.3978 | 90.501 | 88.6899 | 86.1705 | 82.5313 | 78.5445 | 75.5874 | 73.0492 | 0.17743 | 0.16448 | 0.16051 | 0.15963 | 0.17302 | 0.20442 | 0.26812 | 0.29796 | 0.30907 | 0.30221 | 0.29994 | 0.31803 | 0.36042 | 0.41234 | 0.44876 | 0.47305 | 0.4851 | 0.44952 | 0.40017 | 0.31661 | 0.28634 | 0.24942 | 0.20139 | 0.16304
Portfolio Adjusted1-in-10Size: 20 kW to 199.99 kWAll2023June Monthly Peak | Portfolio Adjusted | 1-in-10 | Size: 20 kW to 199.99 kW | All | 2023 | June Monthly Peak | 6 | 14.2217 | 13.4302 | 13.0126 | 12.8934 | 13.3987 | 14.504 | 15.8861 | 18.9908 | 22.5972 | 25.6636 | 28.0454 | 29.6183 | 30.6479 | 31.4177 | 31.7591 | 31.3494 | 30.1455 | 27.9283 | 25.256 | 23.6072 | 23.0755 | 21.0911 | 18.2972 | 16.051 | 0 | 0 | 0 | 0 | 0 | 0 | 0 | 0 | 0 | 0 | 0 | 0 | 0 | 0 | 0.47639 | 0.47024 | 0.45218 | 0.41893 | 0 | 0 | 0 | 0 | 0 | 0 | 72.795 | 71.4581 | 70.3869 | 69.2527 | 68.2739 | 67.0485 | 66.4881 | 67.3886 | 71.0889 | 76.2008 | 81.2693 | 85.0589 | 87.5959 | 89.3299 | 90.7064 | 91.3595 | 91.8369 | 91.3162 | 90.1663 | 88.0915 | 84.595 | 80.6823 | 78.1123 | 76.2498 | 0.1786 | 0.16557 | 0.16158 | 0.16071 | 0.17418 | 0.20576 | 0.26987 | 0.29983 | 0.31095 | 0.30401 | 0.30172 | 0.31992 | 0.36263 | 0.41491 | 0.4516 | 0.47604 | 0.4882 | 0.45243 | 0.40278 | 0.31871 | 0.28826 | 0.2511 | 0.20276 | 0.16412
Portfolio Adjusted1-in-10Size: 20 kW to 199.99 kWAll2023July Monthly Peak | Portfolio Adjusted | 1-in-10 | Size: 20 kW to 199.99 kW | All | 2023 | July Monthly Peak | 7 | 15.0398 | 14.1854 | 13.7227 | 13.5832 | 14.1099 | 15.4836 | 17.0973 | 20.3441 | 24.0605 | 27.1352 | 29.4924 | 31.0121 | 31.9414 | 32.6296 | 32.8848 | 32.4596 | 31.2965 | 29.0528 | 26.2923 | 24.5656 | 24.0662 | 22.0747 | 19.1966 | 16.8491 | 0 | 0 | 0 | 0 | 0 | 0 | 0 | 0 | 0 | 0 | 0 | 0 | 0 | 0 | 0.49327 | 0.48689 | 0.46945 | 0.43579 | 0 | 0 | 0 | 0 | 0 | 0 | 74.8845 | 73.869 | 72.8857 | 72.0033 | 71.2455 | 70.526 | 70.0127 | 70.3018 | 73.4511 | 78.2699 | 82.9219 | 86.4929 | 88.9312 | 90.6365 | 91.8819 | 92.2705 | 92.5669 | 91.7197 | 90.049 | 87.7973 | 84.8578 | 81.8277 | 79.7162 | 78.251 | 0.1767 | 0.16381 | 0.15984 | 0.15897 | 0.1723 | 0.20358 | 0.26702 | 0.29675 | 0.30783 | 0.30101 | 0.29875 | 0.31676 | 0.35898 | 0.41068 | 0.44694 | 0.47113 | 0.48312 | 0.44769 | 0.39853 | 0.31531 | 0.28516 | 0.24839 | 0.20056 | 0.16237
Portfolio Adjusted1-in-10Size: 20 kW to 199.99 kWAll2023August Monthly Peak | Portfolio Adjusted | 1-in-10 | Size: 20 kW to 199.99 kW | All | 2023 | August Monthly Peak | 8 | 15.0023 | 14.1581 | 13.6963 | 13.5609 | 14.0516 | 15.6277 | 17.3132 | 20.2399 | 24.2314 | 27.5602 | 30.217 | 31.9177 | 32.9183 | 33.6203 | 33.836 | 33.3622 | 32.0242 | 29.6013 | 26.574 | 25.2356 | 24.4386 | 22.1113 | 19.1927 | 16.8318 | 0 | 0 | 0 | 0 | 0 | 0 | 0 | 0 | 0 | 0 | 0 | 0 | 0 | 0 | 0.50754 | 0.50043 | 0.48036 | 0.44402 | 0 | 0 | 0 | 0 | 0 | 0 | 76.0894 | 75.1011 | 74.0441 | 73.2057 | 72.4435 | 71.8028 | 71.2792 | 71.2783 | 74.007 | 78.7247 | 83.168 | 87.3751 | 90.5742 | 92.7603 | 93.9623 | 94.3946 | 94.0909 | 93.2097 | 92.0185 | 89.4973 | 85.6503 | 82.5667 | 80.5859 | 78.8796 | 0.17913 | 0.16606 | 0.16205 | 0.16117 | 0.17469 | 0.2064 | 0.2707 | 0.30084 | 0.31204 | 0.30509 | 0.30279 | 0.32104 | 0.36385 | 0.41626 | 0.45301 | 0.47756 | 0.48974 | 0.45383 | 0.40403 | 0.31964 | 0.28908 | 0.25179 | 0.2033 | 0.1646
Portfolio Adjusted1-in-10Size: 20 kW to 199.99 kWAll2023September Monthly Peak | Portfolio Adjusted | 1-in-10 | Size: 20 kW to 199.99 kW | All | 2023 | September Monthly Peak | 9 | 15.0093 | 14.1953 | 13.7342 | 13.6227 | 14.1305 | 15.7438 | 17.8991 | 20.4188 | 24.5697 | 27.9814 | 30.6836 | 32.3613 | 33.3818 | 34.1042 | 34.3324 | 33.7804 | 32.3439 | 29.7559 | 26.7643 | 26.1002 | 24.2978 | 21.9152 | 19.065 | 16.7735 | 0 | 0 | 0 | 0 | 0 | 0 | 0 | 0 | 0 | 0 | 0 | 0 | 0 | 0 | 0.51499 | 0.50671 | 0.48516 | 0.44634 | 0 | 0 | 0 | 0 | 0 | 0 | 77.3833 | 76.179 | 74.9763 | 74.2003 | 73.1965 | 72.2618 | 71.6866 | 71.6148 | 73.878 | 78.7143 | 84.0239 | 89.0532 | 92.9283 | 95.4216 | 96.1227 | 96.4645 | 96.2657 | 95.3322 | 93.6353 | 90.6872 | 86.6221 | 83.2154 | 80.865 | 79.0718 | 0.17924 | 0.16616 | 0.16215 | 0.16126 | 0.17479 | 0.20651 | 0.27085 | 0.30099 | 0.3122 | 0.30526 | 0.30296 | 0.32123 | 0.36406 | 0.41651 | 0.4533 | 0.47784 | 0.49002 | 0.45409 | 0.40425 | 0.31984 | 0.28926 | 0.25195 | 0.20344 | 0.1647
Portfolio Adjusted1-in-10Size: 20 kW to 199.99 kWAll2023October Monthly Peak | Portfolio Adjusted | 1-in-10 | Size: 20 kW to 199.99 kW | All | 2023 | October Monthly Peak | 10 | 13.5532 | 12.8753 | 12.4872 | 12.4044 | 12.8662 | 14.3104 | 16.5103 | 18.2261 | 21.286 | 24.1705 | 26.5731 | 28.2457 | 29.4113 | 30.2866 | 30.6198 | 30.0901 | 28.658 | 26.1876 | 24.7171 | 23.6412 | 21.8414 | 19.7518 | 17.2016 | 15.1429 | 0 | 0 | 0 | 0 | 0 | 0 | 0 | 0 | 0 | 0 | 0 | 0 | 0 | 0 | 0.4593 | 0.45135 | 0.42987 | 0.39281 | 0 | 0 | 0 | 0 | 0 | 0 | 73.0103 | 72.1038 | 71.16 | 69.8144 | 68.839 | 68.0127 | 67.6033 | 67.271 | 68.1904 | 72.3823 | 77.5093 | 82.2547 | 85.6179 | 88.0122 | 89.1773 | 89.5388 | 88.8585 | 87.1658 | 84.54 | 81.4501 | 78.3626 | 76.1517 | 74.4576 | 73.0262 | 0.17768 | 0.16472 | 0.16074 | 0.15986 | 0.17327 | 0.20471 | 0.2685 | 0.29838 | 0.3095 | 0.30262 | 0.30035 | 0.31846 | 0.36092 | 0.41291 | 0.44938 | 0.4737 | 0.48577 | 0.45015 | 0.40073 | 0.31706 | 0.28675 | 0.24977 | 0.20168 | 0.16327
Portfolio Adjusted1-in-10Size: 20 kW to 199.99 kWAll2023November Monthly Peak | Portfolio Adjusted | 1-in-10 | Size: 20 kW to 199.99 kW | All | 2023 | November Monthly Peak | 11 | 12.1354 | 11.6697 | 11.4514 | 11.5074 | 12.01 | 13.4173 | 14.782 | 16.3203 | 18.6922 | 20.5651 | 22.0031 | 22.9654 | 23.5597 | 23.9977 | 24.0107 | 23.2655 | 22.364 | 22.1609 | 20.663 | 19.4479 | 18.2722 | 16.7521 | 14.8479 | 13.2963 | 0 | 0 | 0 | 0 | 0 | 0 | 0 | 0 | 0 | 0 | 0 | 0 | 0 | 0 | 0.36016 | 0.34898 | 0.33546 | 0.33241 | 0 | 0 | 0 | 0 | 0 | 0 | 60.9678 | 59.6549 | 58.659 | 57.3783 | 56.4735 | 55.8382 | 55.4272 | 55.4422 | 57.7927 | 62.2917 | 67.653 | 71.8829 | 74.5549 | 76.2057 | 77.2326 | 77.3532 | 76.3264 | 74.026 | 71.3337 | 68.3576 | 66.1964 | 64.6358 | 63.0665 | 62.0542 | 0.17669 | 0.16379 | 0.15982 | 0.15895 | 0.17228 | 0.20357 | 0.26701 | 0.29679 | 0.30791 | 0.30112 | 0.29887 | 0.31688 | 0.35907 | 0.41076 | 0.447 | 0.47119 | 0.48316 | 0.4477 | 0.39852 | 0.31529 | 0.28514 | 0.24836 | 0.20053 | 0.16235
Portfolio Adjusted1-in-10Size: 20 kW to 199.99 kWAll2023December Monthly Peak | Portfolio Adjusted | 1-in-10 | Size: 20 kW to 199.99 kW | All | 2023 | December Monthly Peak | 12 | 12.7107 | 12.2767 | 12.0976 | 12.1702 | 12.77 | 14.2954 | 16.5127 | 17.8424 | 19.5742 | 20.4263 | 20.6621 | 20.2943 | 19.7843 | 19.3688 | 18.9368 | 18.3134 | 18.5077 | 19.5176 | 18.7234 | 18.219 | 17.4409 | 16.4116 | 15.0013 | 13.7484 | 0 | 0 | 0 | 0 | 0 | 0 | 0 | 0 | 0 | 0 | 0 | 0 | 0 | 0 | 0.28405 | 0.2747 | 0.27762 | 0.29276 | 0 | 0 | 0 | 0 | 0 | 0 | 42.2269 | 41.5645 | 41.1053 | 40.6927 | 40.2232 | 39.5135 | 39.5006 | 39.4241 | 40.1855 | 42.6708 | 45.2848 | 47.5917 | 49.0264 | 49.6326 | 50.001 | 50.0404 | 49.4011 | 47.9236 | 46.2284 | 45.093 | 44.1644 | 43.2519 | 42.7621 | 42.3071 | 0.18305 | 0.16973 | 0.1656 | 0.16471 | 0.17851 | 0.21083 | 0.27655 | 0.30722 | 0.31866 | 0.31167 | 0.30938 | 0.32805 | 0.3718 | 0.42543 | 0.46312 | 0.48805 | 0.50044 | 0.46376 | 0.41275 | 0.3267 | 0.29552 | 0.2575 | 0.20793 | 0.16825
Portfolio Adjusted1-in-10Size: 20 kW to 199.99 kWAll2023Typical Event Day | Portfolio Adjusted | 1-in-10 | Size: 20 kW to 199.99 kW | All | 2023 | Typical Event Day | 8 | 14.8863 | 14.0538 | 13.602 | 13.4702 | 13.9609 | 15.5236 | 17.1899 | 20.0533 | 23.9512 | 27.2048 | 29.803 | 31.4754 | 32.4681 | 33.1708 | 33.3901 | 32.9245 | 31.6082 | 29.2109 | 26.247 | 24.9368 | 24.1815 | 21.8954 | 19.0112 | 16.6816 | 0 | 0 | 0 | 0 | 0 | 0 | 0 | 0 | 0 | 0 | 0 | 0 | 0 | 0 | 0.50085 | 0.49387 | 0.47412 | 0.43816 | 0 | 0 | 0 | 0 | 0 | 0 | 75.2881 | 74.1518 | 73.0732 | 72.1655 | 71.2899 | 70.4098 | 69.8667 | 70.1459 | 73.1062 | 77.9774 | 82.8458 | 86.995 | 90.0074 | 92.0371 | 93.1683 | 93.6223 | 93.6901 | 92.8944 | 91.4673 | 89.0183 | 85.4313 | 82.073 | 79.8198 | 78.113 | 0.17829 | 0.16529 | 0.1613 | 0.16042 | 0.17387 | 0.20542 | 0.26942 | 0.29938 | 0.31052 | 0.3036 | 0.30132 | 0.31949 | 0.36211 | 0.41429 | 0.45089 | 0.4753 | 0.48742 | 0.45169 | 0.40211 | 0.31816 | 0.28775 | 0.25064 | 0.20238 | 0.16383
Portfolio Adjusted1-in-10Size: 20 kW to 199.99 kWAll2024January Monthly Peak | Portfolio Adjusted | 1-in-10 | Size: 20 kW to 199.99 kW | All | 2024 | January Monthly Peak | 1 | 12.9937 | 12.6334 | 12.4842 | 12.6034 | 13.2647 | 14.8142 | 17.3987 | 18.8243 | 20.6214 | 21.3096 | 21.3007 | 20.7189 | 20.0844 | 19.6436 | 19.1919 | 18.5896 | 18.3197 | 19.5956 | 19.0488 | 18.632 | 17.8751 | 16.8725 | 15.3075 | 14.0939 | 0 | 0 | 0 | 0 | 0 | 0 | 0 | 0 | 0 | 0 | 0 | 0 | 0 | 0 | 0.28788 | 0.27884 | 0.2748 | 0.29393 | 0 | 0 | 0 | 0 | 0 | 0 | 39.4901 | 39.0098 | 38.403 | 37.6563 | 37.1725 | 36.7286 | 36.2146 | 35.9292 | 36.5652 | 39.4196 | 42.2748 | 44.5871 | 46.2485 | 47.4106 | 48.4107 | 48.6198 | 48.3051 | 47.2607 | 45.4734 | 44.3195 | 43.3442 | 42.8545 | 42.2638 | 41.6114 | 0.19631 | 0.18207 | 0.17778 | 0.17687 | 0.19167 | 0.22598 | 0.29642 | 0.3285 | 0.34016 | 0.33219 | 0.32965 | 0.3497 | 0.39694 | 0.45468 | 0.49542 | 0.52212 | 0.53568 | 0.49673 | 0.44237 | 0.35045 | 0.31716 | 0.27646 | 0.22332 | 0.18051
Portfolio Adjusted1-in-10Size: 20 kW to 199.99 kWAll2024February Monthly Peak | Portfolio Adjusted | 1-in-10 | Size: 20 kW to 199.99 kW | All | 2024 | February Monthly Peak | 2 | 12.3285 | 11.9477 | 11.7374 | 11.8289 | 12.407 | 13.8209 | 15.7939 | 17.0861 | 18.9914 | 20.0437 | 20.5951 | 20.6908 | 20.7115 | 20.778 | 20.6498 | 20.1072 | 19.5007 | 19.5202 | 19.4427 | 18.5959 | 17.6928 | 16.4614 | 14.7573 | 13.4043 | 0 | 0 | 0 | 0 | 0 | 0 | 0 | 0 | 0 | 0 | 0 | 0 | 0 | 0 | 0.30975 | 0.30161 | 0.29251 | 0.2928 | 0 | 0 | 0 | 0 | 0 | 0 | 46.8442 | 46.4519 | 46.1279 | 45.6364 | 45.3659 | 44.8091 | 44.2492 | 44.4465 | 45.65 | 49.0725 | 52.2462 | 55.0194 | 56.7814 | 57.7853 | 58.4313 | 58.6742 | 57.9899 | 56.984 | 54.9223 | 52.7986 | 51.3135 | 49.9869 | 48.8986 | 47.615 | 0.17754 | 0.16459 | 0.16061 | 0.15973 | 0.17313 | 0.20454 | 0.26828 | 0.29814 | 0.30927 | 0.30242 | 0.30016 | 0.31826 | 0.36067 | 0.41263 | 0.44908 | 0.47337 | 0.48542 | 0.44982 | 0.40042 | 0.31682 | 0.28654 | 0.24959 | 0.20154 | 0.16314
Portfolio Adjusted1-in-10Size: 20 kW to 199.99 kWAll2024March Monthly Peak | Portfolio Adjusted | 1-in-10 | Size: 20 kW to 199.99 kW | All | 2024 | March Monthly Peak | 3 | 12.4216 | 11.8551 | 11.5775 | 11.5713 | 12.0723 | 13.3818 | 15.2177 | 16.6068 | 18.7366 | 20.3942 | 21.6529 | 22.4792 | 23.0977 | 23.6552 | 23.9435 | 23.5797 | 22.5838 | 21.0938 | 20.0024 | 19.9971 | 18.9437 | 17.3756 | 15.3186 | 13.6597 | 0 | 0 | 0 | 0 | 0 | 0 | 0 | 0 | 0 | 0 | 0 | 0 | 0 | 0 | 0.35915 | 0.3537 | 0.33876 | 0.31641 | 0 | 0 | 0 | 0 | 0 | 0 | 57.9775 | 56.6854 | 55.8246 | 55.0994 | 54.2264 | 53.2597 | 52.6631 | 53.2521 | 56.8084 | 61.9646 | 67.1106 | 71.4704 | 74.3906 | 75.9116 | 76.6341 | 77.0524 | 76.6819 | 75.4369 | 72.9527 | 69.35 | 66.1365 | 63.2311 | 60.9538 | 59.2389 | 0.17608 | 0.16323 | 0.15927 | 0.1584 | 0.17168 | 0.20287 | 0.26609 | 0.29579 | 0.30688 | 0.30013 | 0.29789 | 0.31583 | 0.35787 | 0.40938 | 0.44549 | 0.46959 | 0.48151 | 0.44617 | 0.39715 | 0.3142 | 0.28415 | 0.2475 | 0.19983 | 0.16179
Portfolio Adjusted1-in-10Size: 20 kW to 199.99 kWAll2024April Monthly Peak | Portfolio Adjusted | 1-in-10 | Size: 20 kW to 199.99 kW | All | 2024 | April Monthly Peak | 4 | 13.0306 | 12.3547 | 12.0148 | 11.9482 | 12.4358 | 13.7528 | 15.2092 | 17.147 | 20.141 | 22.6072 | 24.56 | 25.9356 | 26.9432 | 27.743 | 28.1177 | 27.7429 | 26.5476 | 24.455 | 22.2307 | 21.8725 | 20.9623 | 19.0009 | 16.5472 | 14.6085 | 0 | 0 | 0 | 0 | 0 | 0 | 0 | 0 | 0 | 0 | 0 | 0 | 0 | 0 | 0.42177 | 0.41614 | 0.39821 | 0.36682 | 0 | 0 | 0 | 0 | 0 | 0 | 68.4565 | 66.9793 | 65.3578 | 64.0084 | 62.8881 | 61.9385 | 61.3673 | 61.3906 | 64.6665 | 70.7116 | 76.8233 | 82.1179 | 85.3564 | 87.2201 | 88.0323 | 88.5603 | 88.4507 | 87.8173 | 85.9579 | 82.5949 | 78.1563 | 74.2604 | 71.6038 | 69.9304 | 0.17736 | 0.16442 | 0.16044 | 0.15956 | 0.17294 | 0.20435 | 0.26803 | 0.29792 | 0.30907 | 0.30226 | 0.3 | 0.31808 | 0.36043 | 0.41232 | 0.44871 | 0.47298 | 0.485 | 0.44941 | 0.40004 | 0.3165 | 0.28623 | 0.24931 | 0.2013 | 0.16298
Portfolio Adjusted1-in-10Size: 20 kW to 199.99 kWAll2024May Monthly Peak | Portfolio Adjusted | 1-in-10 | Size: 20 kW to 199.99 kW | All | 2024 | May Monthly Peak | 5 | 13.4645 | 12.7461 | 12.3611 | 12.2629 | 12.7544 | 13.9823 | 15.1507 | 17.8661 | 21.4276 | 24.3237 | 26.547 | 27.9841 | 28.8801 | 29.579 | 29.8704 | 29.4258 | 28.2064 | 26.0369 | 23.5751 | 22.4385 | 21.9895 | 19.9052 | 17.2891 | 15.1843 | 0 | 0 | 0 | 0 | 0 | 0 | 0 | 0 | 0 | 0 | 0 | 0 | 0 | 0 | 0.44806 | 0.44139 | 0.4231 | 0.39055 | 0 | 0 | 0 | 0 | 0 | 0 | 71.0656 | 69.6123 | 68.1837 | 67.0783 | 66.0424 | 65.1512 | 64.7206 | 65.0994 | 68.6455 | 74.3879 | 80.0676 | 84.2379 | 87.2468 | 89.2552 | 90.7601 | 91.489 | 91.3978 | 90.501 | 88.6899 | 86.1705 | 82.5313 | 78.5445 | 75.5874 | 73.0492 | 0.17743 | 0.16448 | 0.16051 | 0.15963 | 0.17302 | 0.20442 | 0.26812 | 0.29796 | 0.30907 | 0.30221 | 0.29994 | 0.31803 | 0.36042 | 0.41234 | 0.44876 | 0.47305 | 0.4851 | 0.44952 | 0.40017 | 0.31661 | 0.28634 | 0.24942 | 0.20139 | 0.16304
Portfolio Adjusted1-in-10Size: 20 kW to 199.99 kWAll2024June Monthly Peak | Portfolio Adjusted | 1-in-10 | Size: 20 kW to 199.99 kW | All | 2024 | June Monthly Peak | 6 | 14.2217 | 13.4302 | 13.0126 | 12.8934 | 13.3987 | 14.504 | 15.8861 | 18.9908 | 22.5972 | 25.6636 | 28.0454 | 29.6183 | 30.6479 | 31.4177 | 31.7591 | 31.3494 | 30.1455 | 27.9283 | 25.256 | 23.6072 | 23.0755 | 21.0911 | 18.2972 | 16.051 | 0 | 0 | 0 | 0 | 0 | 0 | 0 | 0 | 0 | 0 | 0 | 0 | 0 | 0 | 0.47639 | 0.47024 | 0.45218 | 0.41893 | 0 | 0 | 0 | 0 | 0 | 0 | 72.795 | 71.4581 | 70.3869 | 69.2527 | 68.2739 | 67.0485 | 66.4881 | 67.3886 | 71.0889 | 76.2008 | 81.2693 | 85.0589 | 87.5959 | 89.3299 | 90.7064 | 91.3595 | 91.8369 | 91.3162 | 90.1663 | 88.0915 | 84.595 | 80.6823 | 78.1123 | 76.2498 | 0.1786 | 0.16557 | 0.16158 | 0.16071 | 0.17418 | 0.20576 | 0.26987 | 0.29983 | 0.31095 | 0.30401 | 0.30172 | 0.31992 | 0.36263 | 0.41491 | 0.4516 | 0.47604 | 0.4882 | 0.45243 | 0.40278 | 0.31871 | 0.28826 | 0.2511 | 0.20276 | 0.16412
Portfolio Adjusted1-in-10Size: 20 kW to 199.99 kWAll2024July Monthly Peak | Portfolio Adjusted | 1-in-10 | Size: 20 kW to 199.99 kW | All | 2024 | July Monthly Peak | 7 | 15.0398 | 14.1854 | 13.7227 | 13.5832 | 14.1099 | 15.4836 | 17.0973 | 20.3441 | 24.0605 | 27.1352 | 29.4924 | 31.0121 | 31.9414 | 32.6296 | 32.8848 | 32.4596 | 31.2964 | 29.0528 | 26.2923 | 24.5656 | 24.0662 | 22.0747 | 19.1966 | 16.8491 | 0 | 0 | 0 | 0 | 0 | 0 | 0 | 0 | 0 | 0 | 0 | 0 | 0 | 0 | 0.49327 | 0.48689 | 0.46945 | 0.43579 | 0 | 0 | 0 | 0 | 0 | 0 | 74.8845 | 73.869 | 72.8857 | 72.0033 | 71.2455 | 70.526 | 70.0127 | 70.3018 | 73.4511 | 78.2699 | 82.9219 | 86.4929 | 88.9312 | 90.6365 | 91.8819 | 92.2705 | 92.5669 | 91.7197 | 90.049 | 87.7973 | 84.8578 | 81.8277 | 79.7162 | 78.251 | 0.1767 | 0.16381 | 0.15984 | 0.15897 | 0.1723 | 0.20358 | 0.26702 | 0.29675 | 0.30783 | 0.30101 | 0.29875 | 0.31676 | 0.35898 | 0.41068 | 0.44694 | 0.47113 | 0.48312 | 0.44769 | 0.39853 | 0.31531 | 0.28516 | 0.24839 | 0.20056 | 0.16237
Portfolio Adjusted1-in-10Size: 20 kW to 199.99 kWAll2024August Monthly Peak | Portfolio Adjusted | 1-in-10 | Size: 20 kW to 199.99 kW | All | 2024 | August Monthly Peak | 8 | 15.0023 | 14.1581 | 13.6963 | 13.5609 | 14.0516 | 15.6277 | 17.3132 | 20.2399 | 24.2314 | 27.5602 | 30.217 | 31.9177 | 32.9183 | 33.6203 | 33.836 | 33.3622 | 32.0242 | 29.6013 | 26.574 | 25.2356 | 24.4386 | 22.1113 | 19.1927 | 16.8318 | 0 | 0 | 0 | 0 | 0 | 0 | 0 | 0 | 0 | 0 | 0 | 0 | 0 | 0 | 0.50754 | 0.50043 | 0.48036 | 0.44402 | 0 | 0 | 0 | 0 | 0 | 0 | 76.0894 | 75.1011 | 74.0441 | 73.2057 | 72.4435 | 71.8028 | 71.2792 | 71.2783 | 74.007 | 78.7247 | 83.168 | 87.3751 | 90.5742 | 92.7603 | 93.9623 | 94.3946 | 94.0909 | 93.2097 | 92.0185 | 89.4973 | 85.6503 | 82.5667 | 80.5859 | 78.8796 | 0.17913 | 0.16606 | 0.16205 | 0.16117 | 0.17469 | 0.2064 | 0.2707 | 0.30084 | 0.31204 | 0.30509 | 0.30279 | 0.32104 | 0.36385 | 0.41626 | 0.45301 | 0.47756 | 0.48974 | 0.45383 | 0.40403 | 0.31964 | 0.28908 | 0.25179 | 0.2033 | 0.1646
Portfolio Adjusted1-in-10Size: 20 kW to 199.99 kWAll2024September Monthly Peak | Portfolio Adjusted | 1-in-10 | Size: 20 kW to 199.99 kW | All | 2024 | September Monthly Peak | 9 | 15.0093 | 14.1953 | 13.7342 | 13.6227 | 14.1305 | 15.7438 | 17.8991 | 20.4188 | 24.5697 | 27.9814 | 30.6836 | 32.3613 | 33.3818 | 34.1042 | 34.3324 | 33.7804 | 32.3439 | 29.7559 | 26.7643 | 26.1002 | 24.2978 | 21.9152 | 19.065 | 16.7735 | 0 | 0 | 0 | 0 | 0 | 0 | 0 | 0 | 0 | 0 | 0 | 0 | 0 | 0 | 0.51499 | 0.50671 | 0.48516 | 0.44634 | 0 | 0 | 0 | 0 | 0 | 0 | 77.3833 | 76.179 | 74.9763 | 74.2003 | 73.1965 | 72.2618 | 71.6866 | 71.6148 | 73.878 | 78.7143 | 84.0239 | 89.0532 | 92.9283 | 95.4216 | 96.1227 | 96.4645 | 96.2657 | 95.3322 | 93.6353 | 90.6872 | 86.6221 | 83.2154 | 80.865 | 79.0718 | 0.17924 | 0.16616 | 0.16215 | 0.16126 | 0.17479 | 0.20651 | 0.27085 | 0.30099 | 0.3122 | 0.30526 | 0.30296 | 0.32123 | 0.36406 | 0.41651 | 0.4533 | 0.47784 | 0.49002 | 0.45409 | 0.40425 | 0.31984 | 0.28926 | 0.25195 | 0.20344 | 0.1647
Portfolio Adjusted1-in-10Size: 20 kW to 199.99 kWAll2024October Monthly Peak | Portfolio Adjusted | 1-in-10 | Size: 20 kW to 199.99 kW | All | 2024 | October Monthly Peak | 10 | 13.5532 | 12.8753 | 12.4872 | 12.4044 | 12.8662 | 14.3104 | 16.5103 | 18.2261 | 21.286 | 24.1705 | 26.5731 | 28.2457 | 29.4113 | 30.2866 | 30.6198 | 30.0901 | 28.658 | 26.1876 | 24.7171 | 23.6412 | 21.8414 | 19.7518 | 17.2016 | 15.1429 | 0 | 0 | 0 | 0 | 0 | 0 | 0 | 0 | 0 | 0 | 0 | 0 | 0 | 0 | 0.4593 | 0.45135 | 0.42987 | 0.39281 | 0 | 0 | 0 | 0 | 0 | 0 | 73.0103 | 72.1038 | 71.16 | 69.8144 | 68.839 | 68.0128 | 67.6033 | 67.271 | 68.1904 | 72.3823 | 77.5093 | 82.2547 | 85.6179 | 88.0122 | 89.1773 | 89.5388 | 88.8585 | 87.1658 | 84.54 | 81.4501 | 78.3626 | 76.1517 | 74.4576 | 73.0262 | 0.17768 | 0.16472 | 0.16074 | 0.15986 | 0.17327 | 0.20471 | 0.2685 | 0.29838 | 0.3095 | 0.30262 | 0.30035 | 0.31846 | 0.36092 | 0.41291 | 0.44938 | 0.4737 | 0.48577 | 0.45015 | 0.40073 | 0.31706 | 0.28675 | 0.24977 | 0.20168 | 0.16327
Portfolio Adjusted1-in-10Size: 20 kW to 199.99 kWAll2024November Monthly Peak | Portfolio Adjusted | 1-in-10 | Size: 20 kW to 199.99 kW | All | 2024 | November Monthly Peak | 11 | 12.1354 | 11.6697 | 11.4514 | 11.5074 | 12.01 | 13.4173 | 14.782 | 16.3203 | 18.6922 | 20.5651 | 22.0031 | 22.9654 | 23.5597 | 23.9977 | 24.0107 | 23.2655 | 22.364 | 22.1609 | 20.663 | 19.4479 | 18.2722 | 16.7521 | 14.8479 | 13.2963 | 0 | 0 | 0 | 0 | 0 | 0 | 0 | 0 | 0 | 0 | 0 | 0 | 0 | 0 | 0.36016 | 0.34898 | 0.33546 | 0.33241 | 0 | 0 | 0 | 0 | 0 | 0 | 60.9678 | 59.6549 | 58.659 | 57.3783 | 56.4735 | 55.8382 | 55.4272 | 55.4422 | 57.7927 | 62.2917 | 67.653 | 71.8829 | 74.5549 | 76.2057 | 77.2326 | 77.3532 | 76.3264 | 74.026 | 71.3337 | 68.3576 | 66.1964 | 64.6358 | 63.0665 | 62.0542 | 0.17669 | 0.16379 | 0.15982 | 0.15895 | 0.17228 | 0.20357 | 0.26701 | 0.29679 | 0.30791 | 0.30112 | 0.29887 | 0.31688 | 0.35907 | 0.41076 | 0.447 | 0.47119 | 0.48316 | 0.4477 | 0.39852 | 0.31529 | 0.28514 | 0.24836 | 0.20053 | 0.16235
Portfolio Adjusted1-in-10Size: 20 kW to 199.99 kWAll2024December Monthly Peak | Portfolio Adjusted | 1-in-10 | Size: 20 kW to 199.99 kW | All | 2024 | December Monthly Peak | 12 | 12.7107 | 12.2767 | 12.0976 | 12.1702 | 12.77 | 14.2954 | 16.5127 | 17.8424 | 19.5742 | 20.4263 | 20.6621 | 20.2943 | 19.7843 | 19.3688 | 18.9368 | 18.3134 | 18.5077 | 19.5176 | 18.7234 | 18.219 | 17.4409 | 16.4116 | 15.0013 | 13.7484 | 0 | 0 | 0 | 0 | 0 | 0 | 0 | 0 | 0 | 0 | 0 | 0 | 0 | 0 | 0.28405 | 0.2747 | 0.27762 | 0.29276 | 0 | 0 | 0 | 0 | 0 | 0 | 42.2269 | 41.5645 | 41.1053 | 40.6927 | 40.2232 | 39.5135 | 39.5006 | 39.4241 | 40.1855 | 42.6708 | 45.2848 | 47.5917 | 49.0264 | 49.6326 | 50.001 | 50.0404 | 49.4011 | 47.9237 | 46.2284 | 45.093 | 44.1644 | 43.2519 | 42.7621 | 42.3071 | 0.18305 | 0.16973 | 0.1656 | 0.16471 | 0.17851 | 0.21083 | 0.27655 | 0.30722 | 0.31866 | 0.31167 | 0.30938 | 0.32805 | 0.3718 | 0.42543 | 0.46312 | 0.48805 | 0.50044 | 0.46376 | 0.41275 | 0.3267 | 0.29552 | 0.2575 | 0.20793 | 0.16825
Portfolio Adjusted1-in-10Size: 20 kW to 199.99 kWAll2024Typical Event Day | Portfolio Adjusted | 1-in-10 | Size: 20 kW to 199.99 kW | All | 2024 | Typical Event Day | 8 | 14.8863 | 14.0538 | 13.602 | 13.4702 | 13.9609 | 15.5236 | 17.1899 | 20.0533 | 23.9512 | 27.2048 | 29.803 | 31.4754 | 32.4681 | 33.1708 | 33.3901 | 32.9245 | 31.6082 | 29.2109 | 26.247 | 24.9368 | 24.1815 | 21.8954 | 19.0112 | 16.6816 | 0 | 0 | 0 | 0 | 0 | 0 | 0 | 0 | 0 | 0 | 0 | 0 | 0 | 0 | 0.50085 | 0.49387 | 0.47412 | 0.43816 | 0 | 0 | 0 | 0 | 0 | 0 | 75.2881 | 74.1518 | 73.0732 | 72.1655 | 71.2899 | 70.4098 | 69.8667 | 70.1459 | 73.1062 | 77.9774 | 82.8458 | 86.995 | 90.0074 | 92.0371 | 93.1683 | 93.6223 | 93.6901 | 92.8944 | 91.4673 | 89.0183 | 85.4313 | 82.073 | 79.8198 | 78.113 | 0.17829 | 0.16529 | 0.1613 | 0.16042 | 0.17387 | 0.20542 | 0.26942 | 0.29938 | 0.31052 | 0.3036 | 0.30132 | 0.31949 | 0.36211 | 0.41429 | 0.45089 | 0.4753 | 0.48742 | 0.45169 | 0.40211 | 0.31816 | 0.28775 | 0.25064 | 0.20238 | 0.16383
Portfolio Adjusted1-in-10Size: 20 kW to 199.99 kWAll2025January Monthly Peak | Portfolio Adjusted | 1-in-10 | Size: 20 kW to 199.99 kW | All | 2025 | January Monthly Peak | 1 | 12.9937 | 12.6334 | 12.4842 | 12.6034 | 13.2647 | 14.8142 | 17.3987 | 18.8243 | 20.6214 | 21.3096 | 21.3007 | 20.7189 | 20.0844 | 19.6436 | 19.1919 | 18.5896 | 18.3197 | 19.5956 | 19.0488 | 18.632 | 17.8751 | 16.8725 | 15.3075 | 14.0939 | 0 | 0 | 0 | 0 | 0 | 0 | 0 | 0 | 0 | 0 | 0 | 0 | 0 | 0 | 0.28788 | 0.27884 | 0.2748 | 0.29393 | 0 | 0 | 0 | 0 | 0 | 0 | 39.4901 | 39.0098 | 38.403 | 37.6563 | 37.1725 | 36.7286 | 36.2146 | 35.9292 | 36.5652 | 39.4196 | 42.2748 | 44.5871 | 46.2485 | 47.4106 | 48.4107 | 48.6198 | 48.3051 | 47.2607 | 45.4734 | 44.3195 | 43.3442 | 42.8545 | 42.2638 | 41.6114 | 0.19631 | 0.18207 | 0.17778 | 0.17687 | 0.19167 | 0.22598 | 0.29642 | 0.3285 | 0.34016 | 0.33219 | 0.32965 | 0.3497 | 0.39694 | 0.45468 | 0.49542 | 0.52212 | 0.53568 | 0.49673 | 0.44237 | 0.35045 | 0.31716 | 0.27646 | 0.22332 | 0.18051
Portfolio Adjusted1-in-10Size: 20 kW to 199.99 kWAll2025February Monthly Peak | Portfolio Adjusted | 1-in-10 | Size: 20 kW to 199.99 kW | All | 2025 | February Monthly Peak | 2 | 12.3285 | 11.9477 | 11.7374 | 11.8289 | 12.407 | 13.8209 | 15.7939 | 17.0861 | 18.9914 | 20.0437 | 20.5951 | 20.6908 | 20.7115 | 20.778 | 20.6498 | 20.1072 | 19.5007 | 19.5202 | 19.4427 | 18.5959 | 17.6928 | 16.4614 | 14.7573 | 13.4043 | 0 | 0 | 0 | 0 | 0 | 0 | 0 | 0 | 0 | 0 | 0 | 0 | 0 | 0 | 0.30975 | 0.30161 | 0.29251 | 0.2928 | 0 | 0 | 0 | 0 | 0 | 0 | 46.8442 | 46.4519 | 46.1279 | 45.6364 | 45.3659 | 44.8091 | 44.2492 | 44.4465 | 45.65 | 49.0725 | 52.2462 | 55.0194 | 56.7814 | 57.7853 | 58.4313 | 58.6742 | 57.9899 | 56.984 | 54.9223 | 52.7986 | 51.3135 | 49.9869 | 48.8986 | 47.615 | 0.17754 | 0.16459 | 0.16061 | 0.15973 | 0.17313 | 0.20454 | 0.26828 | 0.29814 | 0.30927 | 0.30242 | 0.30016 | 0.31826 | 0.36067 | 0.41263 | 0.44908 | 0.47337 | 0.48542 | 0.44982 | 0.40042 | 0.31682 | 0.28654 | 0.24959 | 0.20154 | 0.16314
Portfolio Adjusted1-in-10Size: 20 kW to 199.99 kWAll2025March Monthly Peak | Portfolio Adjusted | 1-in-10 | Size: 20 kW to 199.99 kW | All | 2025 | March Monthly Peak | 3 | 12.4216 | 11.8551 | 11.5775 | 11.5713 | 12.0723 | 13.3818 | 15.2177 | 16.6068 | 18.7366 | 20.3942 | 21.6529 | 22.4792 | 23.0978 | 23.6552 | 23.9435 | 23.5797 | 22.5838 | 21.0938 | 20.0024 | 19.9971 | 18.9437 | 17.3756 | 15.3186 | 13.6597 | 0 | 0 | 0 | 0 | 0 | 0 | 0 | 0 | 0 | 0 | 0 | 0 | 0 | 0 | 0.35915 | 0.3537 | 0.33876 | 0.31641 | 0 | 0 | 0 | 0 | 0 | 0 | 57.9775 | 56.6854 | 55.8246 | 55.0994 | 54.2264 | 53.2597 | 52.6631 | 53.2521 | 56.8084 | 61.9646 | 67.1106 | 71.4704 | 74.3906 | 75.9116 | 76.6341 | 77.0524 | 76.6819 | 75.4369 | 72.9527 | 69.35 | 66.1365 | 63.2311 | 60.9538 | 59.2389 | 0.17608 | 0.16323 | 0.15927 | 0.1584 | 0.17168 | 0.20287 | 0.26609 | 0.29579 | 0.30688 | 0.30013 | 0.29789 | 0.31583 | 0.35787 | 0.40938 | 0.44549 | 0.46959 | 0.48151 | 0.44617 | 0.39715 | 0.3142 | 0.28415 | 0.2475 | 0.19983 | 0.16179
Portfolio Adjusted1-in-10Size: 20 kW to 199.99 kWAll2025April Monthly Peak | Portfolio Adjusted | 1-in-10 | Size: 20 kW to 199.99 kW | All | 2025 | April Monthly Peak | 4 | 13.0306 | 12.3547 | 12.0148 | 11.9482 | 12.4358 | 13.7528 | 15.2092 | 17.147 | 20.141 | 22.6072 | 24.56 | 25.9356 | 26.9432 | 27.743 | 28.1177 | 27.7429 | 26.5476 | 24.455 | 22.2307 | 21.8725 | 20.9623 | 19.0009 | 16.5472 | 14.6084 | 0 | 0 | 0 | 0 | 0 | 0 | 0 | 0 | 0 | 0 | 0 | 0 | 0 | 0 | 0.42177 | 0.41614 | 0.39821 | 0.36682 | 0 | 0 | 0 | 0 | 0 | 0 | 68.4565 | 66.9793 | 65.3578 | 64.0084 | 62.8881 | 61.9385 | 61.3673 | 61.3906 | 64.6665 | 70.7116 | 76.8233 | 82.1179 | 85.3564 | 87.2201 | 88.0323 | 88.5603 | 88.4507 | 87.8173 | 85.9579 | 82.5949 | 78.1563 | 74.2604 | 71.6038 | 69.9304 | 0.17736 | 0.16442 | 0.16044 | 0.15956 | 0.17294 | 0.20435 | 0.26803 | 0.29792 | 0.30907 | 0.30226 | 0.3 | 0.31808 | 0.36043 | 0.41232 | 0.44871 | 0.47298 | 0.485 | 0.44941 | 0.40004 | 0.3165 | 0.28623 | 0.24931 | 0.2013 | 0.16298
Portfolio Adjusted1-in-10Size: 20 kW to 199.99 kWAll2025May Monthly Peak | Portfolio Adjusted | 1-in-10 | Size: 20 kW to 199.99 kW | All | 2025 | May Monthly Peak | 5 | 13.4645 | 12.7461 | 12.3611 | 12.2629 | 12.7544 | 13.9823 | 15.1507 | 17.8661 | 21.4276 | 24.3237 | 26.547 | 27.9842 | 28.8801 | 29.579 | 29.8704 | 29.4258 | 28.2064 | 26.0369 | 23.5751 | 22.4385 | 21.9895 | 19.9052 | 17.2891 | 15.1843 | 0 | 0 | 0 | 0 | 0 | 0 | 0 | 0 | 0 | 0 | 0 | 0 | 0 | 0 | 0.44806 | 0.44139 | 0.4231 | 0.39055 | 0 | 0 | 0 | 0 | 0 | 0 | 71.0656 | 69.6123 | 68.1837 | 67.0783 | 66.0424 | 65.1512 | 64.7206 | 65.0994 | 68.6455 | 74.3879 | 80.0676 | 84.2379 | 87.2468 | 89.2552 | 90.7601 | 91.489 | 91.3978 | 90.501 | 88.6899 | 86.1705 | 82.5313 | 78.5445 | 75.5874 | 73.0492 | 0.17743 | 0.16448 | 0.16051 | 0.15963 | 0.17302 | 0.20442 | 0.26812 | 0.29796 | 0.30907 | 0.30221 | 0.29994 | 0.31803 | 0.36042 | 0.41234 | 0.44876 | 0.47305 | 0.4851 | 0.44952 | 0.40017 | 0.31661 | 0.28634 | 0.24942 | 0.20139 | 0.16304
Portfolio Adjusted1-in-10Size: 20 kW to 199.99 kWAll2025June Monthly Peak | Portfolio Adjusted | 1-in-10 | Size: 20 kW to 199.99 kW | All | 2025 | June Monthly Peak | 6 | 14.2217 | 13.4302 | 13.0126 | 12.8934 | 13.3987 | 14.504 | 15.8861 | 18.9908 | 22.5972 | 25.6636 | 28.0454 | 29.6183 | 30.6479 | 31.4177 | 31.7591 | 31.3494 | 30.1455 | 27.9283 | 25.256 | 23.6072 | 23.0755 | 21.0911 | 18.2972 | 16.051 | 0 | 0 | 0 | 0 | 0 | 0 | 0 | 0 | 0 | 0 | 0 | 0 | 0 | 0 | 0.47639 | 0.47024 | 0.45218 | 0.41893 | 0 | 0 | 0 | 0 | 0 | 0 | 72.795 | 71.4581 | 70.3869 | 69.2527 | 68.2739 | 67.0485 | 66.4881 | 67.3886 | 71.0889 | 76.2008 | 81.2693 | 85.0589 | 87.5959 | 89.3299 | 90.7064 | 91.3595 | 91.8369 | 91.3162 | 90.1663 | 88.0915 | 84.595 | 80.6823 | 78.1123 | 76.2498 | 0.1786 | 0.16557 | 0.16158 | 0.16071 | 0.17418 | 0.20576 | 0.26987 | 0.29983 | 0.31095 | 0.30401 | 0.30172 | 0.31992 | 0.36263 | 0.41491 | 0.4516 | 0.47604 | 0.4882 | 0.45243 | 0.40278 | 0.31871 | 0.28826 | 0.2511 | 0.20276 | 0.16412
Portfolio Adjusted1-in-10Size: 20 kW to 199.99 kWAll2025July Monthly Peak | Portfolio Adjusted | 1-in-10 | Size: 20 kW to 199.99 kW | All | 2025 | July Monthly Peak | 7 | 15.0398 | 14.1854 | 13.7227 | 13.5832 | 14.1099 | 15.4836 | 17.0973 | 20.3441 | 24.0605 | 27.1352 | 29.4924 | 31.0121 | 31.9414 | 32.6296 | 32.8848 | 32.4596 | 31.2965 | 29.0528 | 26.2923 | 24.5656 | 24.0662 | 22.0747 | 19.1966 | 16.8491 | 0 | 0 | 0 | 0 | 0 | 0 | 0 | 0 | 0 | 0 | 0 | 0 | 0 | 0 | 0.49327 | 0.48689 | 0.46945 | 0.43579 | 0 | 0 | 0 | 0 | 0 | 0 | 74.8845 | 73.869 | 72.8857 | 72.0033 | 71.2455 | 70.526 | 70.0127 | 70.3018 | 73.451 | 78.2699 | 82.9219 | 86.4929 | 88.9312 | 90.6365 | 91.8819 | 92.2705 | 92.5669 | 91.7197 | 90.049 | 87.7973 | 84.8578 | 81.8277 | 79.7162 | 78.251 | 0.1767 | 0.16381 | 0.15984 | 0.15897 | 0.1723 | 0.20358 | 0.26702 | 0.29675 | 0.30783 | 0.30101 | 0.29875 | 0.31676 | 0.35898 | 0.41068 | 0.44694 | 0.47113 | 0.48312 | 0.44769 | 0.39853 | 0.31531 | 0.28516 | 0.24839 | 0.20056 | 0.16237
Portfolio Adjusted1-in-10Size: 20 kW to 199.99 kWAll2025August Monthly Peak | Portfolio Adjusted | 1-in-10 | Size: 20 kW to 199.99 kW | All | 2025 | August Monthly Peak | 8 | 15.0023 | 14.1581 | 13.6963 | 13.5609 | 14.0516 | 15.6277 | 17.3132 | 20.2399 | 24.2314 | 27.5602 | 30.217 | 31.9177 | 32.9183 | 33.6203 | 33.836 | 33.3622 | 32.0242 | 29.6013 | 26.574 | 25.2356 | 24.4386 | 22.1113 | 19.1927 | 16.8318 | 0 | 0 | 0 | 0 | 0 | 0 | 0 | 0 | 0 | 0 | 0 | 0 | 0 | 0 | 0.50754 | 0.50043 | 0.48036 | 0.44402 | 0 | 0 | 0 | 0 | 0 | 0 | 76.0894 | 75.1011 | 74.0441 | 73.2057 | 72.4435 | 71.8028 | 71.2792 | 71.2783 | 74.007 | 78.7247 | 83.168 | 87.3751 | 90.5742 | 92.7603 | 93.9623 | 94.3946 | 94.0909 | 93.2097 | 92.0185 | 89.4973 | 85.6503 | 82.5667 | 80.5859 | 78.8796 | 0.17913 | 0.16606 | 0.16205 | 0.16117 | 0.17469 | 0.2064 | 0.2707 | 0.30084 | 0.31204 | 0.30509 | 0.30279 | 0.32104 | 0.36385 | 0.41626 | 0.45301 | 0.47756 | 0.48974 | 0.45383 | 0.40403 | 0.31964 | 0.28908 | 0.25179 | 0.2033 | 0.1646
Portfolio Adjusted1-in-10Size: 20 kW to 199.99 kWAll2025September Monthly Peak | Portfolio Adjusted | 1-in-10 | Size: 20 kW to 199.99 kW | All | 2025 | September Monthly Peak | 9 | 15.0093 | 14.1953 | 13.7342 | 13.6227 | 14.1305 | 15.7438 | 17.8991 | 20.4188 | 24.5697 | 27.9814 | 30.6836 | 32.3613 | 33.3818 | 34.1042 | 34.3324 | 33.7804 | 32.3439 | 29.7559 | 26.7643 | 26.1002 | 24.2978 | 21.9152 | 19.065 | 16.7735 | 0 | 0 | 0 | 0 | 0 | 0 | 0 | 0 | 0 | 0 | 0 | 0 | 0 | 0 | 0.51499 | 0.50671 | 0.48516 | 0.44634 | 0 | 0 | 0 | 0 | 0 | 0 | 77.3833 | 76.179 | 74.9763 | 74.2003 | 73.1965 | 72.2618 | 71.6866 | 71.6148 | 73.878 | 78.7143 | 84.0239 | 89.0532 | 92.9283 | 95.4216 | 96.1227 | 96.4645 | 96.2657 | 95.3322 | 93.6353 | 90.6872 | 86.6221 | 83.2154 | 80.865 | 79.0718 | 0.17924 | 0.16616 | 0.16215 | 0.16126 | 0.17479 | 0.20651 | 0.27085 | 0.30099 | 0.3122 | 0.30526 | 0.30296 | 0.32123 | 0.36406 | 0.41651 | 0.4533 | 0.47784 | 0.49002 | 0.45409 | 0.40425 | 0.31984 | 0.28926 | 0.25195 | 0.20344 | 0.1647
Portfolio Adjusted1-in-10Size: 20 kW to 199.99 kWAll2025October Monthly Peak | Portfolio Adjusted | 1-in-10 | Size: 20 kW to 199.99 kW | All | 2025 | October Monthly Peak | 10 | 13.5532 | 12.8753 | 12.4872 | 12.4044 | 12.8662 | 14.3104 | 16.5103 | 18.2261 | 21.286 | 24.1705 | 26.5731 | 28.2457 | 29.4113 | 30.2866 | 30.6198 | 30.0901 | 28.658 | 26.1876 | 24.7171 | 23.6412 | 21.8414 | 19.7518 | 17.2016 | 15.1429 | 0 | 0 | 0 | 0 | 0 | 0 | 0 | 0 | 0 | 0 | 0 | 0 | 0 | 0 | 0.4593 | 0.45135 | 0.42987 | 0.39281 | 0 | 0 | 0 | 0 | 0 | 0 | 73.0103 | 72.1038 | 71.16 | 69.8144 | 68.839 | 68.0127 | 67.6033 | 67.271 | 68.1904 | 72.3823 | 77.5093 | 82.2547 | 85.6179 | 88.0122 | 89.1773 | 89.5388 | 88.8585 | 87.1658 | 84.54 | 81.4501 | 78.3626 | 76.1517 | 74.4576 | 73.0262 | 0.17768 | 0.16472 | 0.16074 | 0.15986 | 0.17327 | 0.20471 | 0.2685 | 0.29838 | 0.3095 | 0.30262 | 0.30035 | 0.31846 | 0.36092 | 0.41291 | 0.44938 | 0.4737 | 0.48577 | 0.45015 | 0.40073 | 0.31706 | 0.28675 | 0.24977 | 0.20168 | 0.16327
Portfolio Adjusted1-in-10Size: 20 kW to 199.99 kWAll2025November Monthly Peak | Portfolio Adjusted | 1-in-10 | Size: 20 kW to 199.99 kW | All | 2025 | November Monthly Peak | 11 | 12.1354 | 11.6697 | 11.4514 | 11.5074 | 12.01 | 13.4173 | 14.782 | 16.3203 | 18.6922 | 20.5651 | 22.0031 | 22.9654 | 23.5597 | 23.9977 | 24.0107 | 23.2655 | 22.364 | 22.1609 | 20.663 | 19.4479 | 18.2722 | 16.7521 | 14.8479 | 13.2963 | 0 | 0 | 0 | 0 | 0 | 0 | 0 | 0 | 0 | 0 | 0 | 0 | 0 | 0 | 0.36016 | 0.34898 | 0.33546 | 0.33241 | 0 | 0 | 0 | 0 | 0 | 0 | 60.9678 | 59.6549 | 58.659 | 57.3783 | 56.4735 | 55.8382 | 55.4272 | 55.4422 | 57.7927 | 62.2917 | 67.653 | 71.8829 | 74.5549 | 76.2057 | 77.2326 | 77.3532 | 76.3264 | 74.026 | 71.3337 | 68.3576 | 66.1964 | 64.6358 | 63.0665 | 62.0542 | 0.17669 | 0.16379 | 0.15982 | 0.15895 | 0.17228 | 0.20357 | 0.26701 | 0.29679 | 0.30791 | 0.30112 | 0.29887 | 0.31688 | 0.35907 | 0.41076 | 0.447 | 0.47119 | 0.48316 | 0.4477 | 0.39852 | 0.31529 | 0.28514 | 0.24836 | 0.20053 | 0.16235
Portfolio Adjusted1-in-10Size: 20 kW to 199.99 kWAll2025December Monthly Peak | Portfolio Adjusted | 1-in-10 | Size: 20 kW to 199.99 kW | All | 2025 | December Monthly Peak | 12 | 12.7107 | 12.2767 | 12.0976 | 12.1702 | 12.77 | 14.2954 | 16.5127 | 17.8424 | 19.5742 | 20.4263 | 20.6621 | 20.2943 | 19.7843 | 19.3688 | 18.9368 | 18.3134 | 18.5077 | 19.5176 | 18.7234 | 18.219 | 17.4409 | 16.4116 | 15.0013 | 13.7484 | 0 | 0 | 0 | 0 | 0 | 0 | 0 | 0 | 0 | 0 | 0 | 0 | 0 | 0 | 0.28405 | 0.2747 | 0.27762 | 0.29276 | 0 | 0 | 0 | 0 | 0 | 0 | 42.2269 | 41.5645 | 41.1053 | 40.6927 | 40.2232 | 39.5135 | 39.5006 | 39.4241 | 40.1855 | 42.6708 | 45.2848 | 47.5917 | 49.0264 | 49.6326 | 50.001 | 50.0404 | 49.4011 | 47.9237 | 46.2284 | 45.093 | 44.1644 | 43.2519 | 42.7621 | 42.3071 | 0.18305 | 0.16973 | 0.1656 | 0.16471 | 0.17851 | 0.21083 | 0.27655 | 0.30722 | 0.31866 | 0.31167 | 0.30938 | 0.32805 | 0.3718 | 0.42543 | 0.46312 | 0.48805 | 0.50044 | 0.46376 | 0.41275 | 0.3267 | 0.29552 | 0.2575 | 0.20793 | 0.16825
Portfolio Adjusted1-in-10Size: 20 kW to 199.99 kWAll2025Typical Event Day | Portfolio Adjusted | 1-in-10 | Size: 20 kW to 199.99 kW | All | 2025 | Typical Event Day | 8 | 14.8863 | 14.0538 | 13.602 | 13.4702 | 13.9609 | 15.5236 | 17.1899 | 20.0533 | 23.9512 | 27.2048 | 29.803 | 31.4754 | 32.4681 | 33.1708 | 33.3901 | 32.9245 | 31.6082 | 29.2109 | 26.247 | 24.9368 | 24.1815 | 21.8954 | 19.0112 | 16.6816 | 0 | 0 | 0 | 0 | 0 | 0 | 0 | 0 | 0 | 0 | 0 | 0 | 0 | 0 | 0.50085 | 0.49387 | 0.47412 | 0.43816 | 0 | 0 | 0 | 0 | 0 | 0 | 75.2881 | 74.1518 | 73.0732 | 72.1655 | 71.2899 | 70.4098 | 69.8667 | 70.1459 | 73.1062 | 77.9774 | 82.8458 | 86.995 | 90.0074 | 92.0371 | 93.1683 | 93.6223 | 93.6901 | 92.8944 | 91.4673 | 89.0183 | 85.4313 | 82.073 | 79.8198 | 78.113 | 0.17829 | 0.16529 | 0.1613 | 0.16042 | 0.17387 | 0.20542 | 0.26942 | 0.29938 | 0.31052 | 0.3036 | 0.30132 | 0.31949 | 0.36211 | 0.41429 | 0.45089 | 0.4753 | 0.48742 | 0.45169 | 0.40211 | 0.31816 | 0.28775 | 0.25064 | 0.20238 | 0.16383
Portfolio Adjusted1-in-2Size: 20 kW to 199.99 kWAll2015January Monthly Peak | Portfolio Adjusted | 1-in-2 | Size: 20 kW to 199.99 kW | All | 2015 | January Monthly Peak | 1
Portfolio Adjusted1-in-2Size: 20 kW to 199.99 kWAll2015February Monthly Peak | Portfolio Adjusted | 1-in-2 | Size: 20 kW to 199.99 kW | All | 2015 | February Monthly Peak | 2
Portfolio Adjusted1-in-2Size: 20 kW to 199.99 kWAll2015March Monthly Peak | Portfolio Adjusted | 1-in-2 | Size: 20 kW to 199.99 kW | All | 2015 | March Monthly Peak | 3
Portfolio Adjusted1-in-2Size: 20 kW to 199.99 kWAll2015April Monthly Peak | Portfolio Adjusted | 1-in-2 | Size: 20 kW to 199.99 kW | All | 2015 | April Monthly Peak | 4
Portfolio Adjusted1-in-2Size: 20 kW to 199.99 kWAll2015May Monthly Peak | Portfolio Adjusted | 1-in-2 | Size: 20 kW to 199.99 kW | All | 2015 | May Monthly Peak | 5
Portfolio Adjusted1-in-2Size: 20 kW to 199.99 kWAll2015June Monthly Peak | Portfolio Adjusted | 1-in-2 | Size: 20 kW to 199.99 kW | All | 2015 | June Monthly Peak | 6
Portfolio Adjusted1-in-2Size: 20 kW to 199.99 kWAll2015July Monthly Peak | Portfolio Adjusted | 1-in-2 | Size: 20 kW to 199.99 kW | All | 2015 | July Monthly Peak | 7
Portfolio Adjusted1-in-2Size: 20 kW to 199.99 kWAll2015August Monthly Peak | Portfolio Adjusted | 1-in-2 | Size: 20 kW to 199.99 kW | All | 2015 | August Monthly Peak | 8
Portfolio Adjusted1-in-2Size: 20 kW to 199.99 kWAll2015September Monthly Peak | Portfolio Adjusted | 1-in-2 | Size: 20 kW to 199.99 kW | All | 2015 | September Monthly Peak | 9
Portfolio Adjusted1-in-2Size: 20 kW to 199.99 kWAll2015October Monthly Peak | Portfolio Adjusted | 1-in-2 | Size: 20 kW to 199.99 kW | All | 2015 | October Monthly Peak | 10
Portfolio Adjusted1-in-2Size: 20 kW to 199.99 kWAll2015November Monthly Peak | Portfolio Adjusted | 1-in-2 | Size: 20 kW to 199.99 kW | All | 2015 | November Monthly Peak | 11
Portfolio Adjusted1-in-2Size: 20 kW to 199.99 kWAll2015December Monthly Peak | Portfolio Adjusted | 1-in-2 | Size: 20 kW to 199.99 kW | All | 2015 | December Monthly Peak | 12
Portfolio Adjusted1-in-2Size: 20 kW to 199.99 kWAll2015Typical Event Day | Portfolio Adjusted | 1-in-2 | Size: 20 kW to 199.99 kW | All | 2015 | Typical Event Day | 8
Portfolio Adjusted1-in-2Size: 20 kW to 199.99 kWAll2016January Monthly Peak | Portfolio Adjusted | 1-in-2 | Size: 20 kW to 199.99 kW | All | 2016 | January Monthly Peak | 1
Portfolio Adjusted1-in-2Size: 20 kW to 199.99 kWAll2016February Monthly Peak | Portfolio Adjusted | 1-in-2 | Size: 20 kW to 199.99 kW | All | 2016 | February Monthly Peak | 2
Portfolio Adjusted1-in-2Size: 20 kW to 199.99 kWAll2016March Monthly Peak | Portfolio Adjusted | 1-in-2 | Size: 20 kW to 199.99 kW | All | 2016 | March Monthly Peak | 3
Portfolio Adjusted1-in-2Size: 20 kW to 199.99 kWAll2016April Monthly Peak | Portfolio Adjusted | 1-in-2 | Size: 20 kW to 199.99 kW | All | 2016 | April Monthly Peak | 4
Portfolio Adjusted1-in-2Size: 20 kW to 199.99 kWAll2016May Monthly Peak | Portfolio Adjusted | 1-in-2 | Size: 20 kW to 199.99 kW | All | 2016 | May Monthly Peak | 5
Portfolio Adjusted1-in-2Size: 20 kW to 199.99 kWAll2016June Monthly Peak | Portfolio Adjusted | 1-in-2 | Size: 20 kW to 199.99 kW | All | 2016 | June Monthly Peak | 6
Portfolio Adjusted1-in-2Size: 20 kW to 199.99 kWAll2016July Monthly Peak | Portfolio Adjusted | 1-in-2 | Size: 20 kW to 199.99 kW | All | 2016 | July Monthly Peak | 7
Portfolio Adjusted1-in-2Size: 20 kW to 199.99 kWAll2016August Monthly Peak | Portfolio Adjusted | 1-in-2 | Size: 20 kW to 199.99 kW | All | 2016 | August Monthly Peak | 8
Portfolio Adjusted1-in-2Size: 20 kW to 199.99 kWAll2016September Monthly Peak | Portfolio Adjusted | 1-in-2 | Size: 20 kW to 199.99 kW | All | 2016 | September Monthly Peak | 9
Portfolio Adjusted1-in-2Size: 20 kW to 199.99 kWAll2016October Monthly Peak | Portfolio Adjusted | 1-in-2 | Size: 20 kW to 199.99 kW | All | 2016 | October Monthly Peak | 10
Portfolio Adjusted1-in-2Size: 20 kW to 199.99 kWAll2016November Monthly Peak | Portfolio Adjusted | 1-in-2 | Size: 20 kW to 199.99 kW | All | 2016 | November Monthly Peak | 11
Portfolio Adjusted1-in-2Size: 20 kW to 199.99 kWAll2016December Monthly Peak | Portfolio Adjusted | 1-in-2 | Size: 20 kW to 199.99 kW | All | 2016 | December Monthly Peak | 12
Portfolio Adjusted1-in-2Size: 20 kW to 199.99 kWAll2016Typical Event Day | Portfolio Adjusted | 1-in-2 | Size: 20 kW to 199.99 kW | All | 2016 | Typical Event Day | 8
Portfolio Adjusted1-in-2Size: 20 kW to 199.99 kWAll2017January Monthly Peak | Portfolio Adjusted | 1-in-2 | Size: 20 kW to 199.99 kW | All | 2017 | January Monthly Peak | 1
Portfolio Adjusted1-in-2Size: 20 kW to 199.99 kWAll2017February Monthly Peak | Portfolio Adjusted | 1-in-2 | Size: 20 kW to 199.99 kW | All | 2017 | February Monthly Peak | 2
Portfolio Adjusted1-in-2Size: 20 kW to 199.99 kWAll2017March Monthly Peak | Portfolio Adjusted | 1-in-2 | Size: 20 kW to 199.99 kW | All | 2017 | March Monthly Peak | 3
Portfolio Adjusted1-in-2Size: 20 kW to 199.99 kWAll2017April Monthly Peak | Portfolio Adjusted | 1-in-2 | Size: 20 kW to 199.99 kW | All | 2017 | April Monthly Peak | 4 | 12.5009 | 11.8889 | 11.6033 | 11.559 | 12.0507 | 13.32 | 14.7381 | 16.3726 | 18.8549 | 20.8344 | 22.363 | 23.4409 | 24.2772 | 24.978 | 25.3141 | 24.9691 | 23.9392 | 22.1257 | 20.3208 | 20.2119 | 19.5554 | 17.8576 | 15.6389 | 13.8928 | 0 | 0 | 0 | 0 | 0 | 0 | 0 | 0 | 0 | 0 | 0 | 0 | 0 | 0 | 0.37971 | 0.37454 | 0.35909 | 0.33189 | 0 | 0 | 0 | 0 | 0 | 0 | 62.2439 | 61.1642 | 59.8068 | 58.6519 | 57.7396 | 57.0409 | 56.5677 | 56.5444 | 59.0344 | 63.0504 | 67.889 | 72.1553 | 75.4136 | 77.7884 | 78.9999 | 79.6179 | 79.7047 | 79.089 | 77.6818 | 75.2179 | 71.4148 | 68.5173 | 66.3723 | 64.0804 | 0.17566 | 0.16285 | 0.1589 | 0.15803 | 0.17128 | 0.2024 | 0.26546 | 0.29506 | 0.3061 | 0.29936 | 0.29712 | 0.31502 | 0.35697 | 0.40837 | 0.44441 | 0.46845 | 0.48035 | 0.44511 | 0.39621 | 0.31347 | 0.28349 | 0.24693 | 0.19938 | 0.16141
Portfolio Adjusted1-in-2Size: 20 kW to 199.99 kWAll2017May Monthly Peak | Portfolio Adjusted | 1-in-2 | Size: 20 kW to 199.99 kW | All | 2017 | May Monthly Peak | 5 | 12.7777 | 12.1362 | 11.8137 | 11.741 | 12.2344 | 13.3967 | 14.4942 | 16.8332 | 19.7875 | 22.128 | 23.8851 | 25.015 | 25.7536 | 26.3717 | 26.6396 | 26.233 | 25.1883 | 23.2974 | 21.3138 | 20.4416 | 20.2824 | 18.5008 | 16.1565 | 14.2739 | 0 | 0 | 0 | 0 | 0 | 0 | 0 | 0 | 0 | 0 | 0 | 0 | 0 | 0 | 0.39959 | 0.39349 | 0.37782 | 0.34946 | 0 | 0 | 0 | 0 | 0 | 0 | 64.3302 | 63.4415 | 62.6429 | 61.7212 | 60.9077 | 60.3074 | 59.8205 | 60.254 | 62.3446 | 65.9621 | 69.8584 | 73.6404 | 76.9732 | 79.4938 | 80.5501 | 81.1874 | 81.079 | 80.1195 | 78.4456 | 75.9087 | 72.4083 | 69.4396 | 67.3481 | 65.8646 | 0.17571 | 0.16289 | 0.15894 | 0.15807 | 0.17132 | 0.20245 | 0.26554 | 0.29518 | 0.30625 | 0.29952 | 0.29729 | 0.3152 | 0.35715 | 0.40855 | 0.44459 | 0.46863 | 0.48053 | 0.44526 | 0.39633 | 0.31355 | 0.28357 | 0.24699 | 0.19943 | 0.16146
Portfolio Adjusted1-in-2Size: 20 kW to 199.99 kWAll2017June Monthly Peak | Portfolio Adjusted | 1-in-2 | Size: 20 kW to 199.99 kW | All | 2017 | June Monthly Peak | 6 | 13.7459 | 13.0049 | 12.6258 | 12.522 | 13.023 | 14.0801 | 15.3962 | 18.253 | 21.4851 | 24.2284 | 26.3541 | 27.777 | 28.7472 | 29.4953 | 29.8391 | 29.4535 | 28.3366 | 26.2467 | 23.851 | 22.3408 | 21.9785 | 20.1755 | 17.5476 | 15.4341 | 0 | 0 | 0 | 0 | 0 | 0 | 0 | 0 | 0 | 0 | 0 | 0 | 0 | 0 | 0.44759 | 0.4418 | 0.42505 | 0.3937 | 0 | 0 | 0 | 0 | 0 | 0 | 68.6633 | 67.5309 | 66.4801 | 65.4599 | 64.5441 | 63.6286 | 62.8114 | 63.6256 | 66.9193 | 71.6592 | 76.4341 | 80.7636 | 83.5513 | 85.0392 | 86.147 | 86.6299 | 86.9942 | 86.5863 | 85.5867 | 83.153 | 79.6855 | 75.6358 | 73.1897 | 71.3127 | 0.17608 | 0.16323 | 0.15927 | 0.15841 | 0.17169 | 0.20287 | 0.26608 | 0.29574 | 0.3068 | 0.30002 | 0.29778 | 0.31572 | 0.35778 | 0.40929 | 0.44542 | 0.46952 | 0.48146 | 0.44613 | 0.39713 | 0.3142 | 0.28415 | 0.24751 | 0.19985 | 0.16179
Portfolio Adjusted1-in-2Size: 20 kW to 199.99 kWAll2017July Monthly Peak | Portfolio Adjusted | 1-in-2 | Size: 20 kW to 199.99 kW | All | 2017 | July Monthly Peak | 7 | 14.9658 | 14.1187 | 13.6611 | 13.5236 | 14.0481 | 15.4141 | 17.0145 | 20.2237 | 23.8876 | 26.9199 | 29.246 | 30.7509 | 31.6777 | 32.3673 | 32.626 | 32.2037 | 31.0491 | 28.8167 | 26.0927 | 24.3828 | 23.9056 | 21.9392 | 19.0855 | 16.7555 | 0 | 0 | 0 | 0 | 0 | 0 | 0 | 0 | 0 | 0 | 0 | 0 | 0 | 0 | 0.48939 | 0.48306 | 0.46574 | 0.43225 | 0 | 0 | 0 | 0 | 0 | 0 | 75.0165 | 73.854 | 73.01 | 72.1932 | 71.3089 | 70.4422 | 69.8535 | 70.4878 | 73.5339 | 77.5788 | 81.7374 | 85.2808 | 88.0381 | 89.558 | 90.6177 | 91.0693 | 90.9064 | 89.9697 | 88.9671 | 87.4241 | 84.696 | 81.2037 | 78.8077 | 77.1682 | 0.17635 | 0.16348 | 0.15952 | 0.15865 | 0.17196 | 0.20319 | 0.2665 | 0.29621 | 0.30729 | 0.30049 | 0.29824 | 0.31621 | 0.35833 | 0.40992 | 0.4461 | 0.47024 | 0.48221 | 0.44683 | 0.39776 | 0.31469 | 0.28459 | 0.24788 | 0.20015 | 0.16204
Portfolio Adjusted1-in-2Size: 20 kW to 199.99 kWAll2017August Monthly Peak | Portfolio Adjusted | 1-in-2 | Size: 20 kW to 199.99 kW | All | 2017 | August Monthly Peak | 8 | 14.6496 | 13.8412 | 13.4064 | 13.2814 | 13.7672 | 15.3051 | 16.9323 | 19.6788 | 23.4114 | 26.5304 | 29.0292 | 30.6522 | 31.6351 | 32.3402 | 32.5678 | 32.1126 | 30.8246 | 28.4634 | 25.6143 | 24.3549 | 23.6702 | 21.4629 | 18.6531 | 16.3807 | 0 | 0 | 0 | 0 | 0 | 0 | 0 | 0 | 0 | 0 | 0 | 0 | 0 | 0 | 0.48852 | 0.48169 | 0.46237 | 0.42695 | 0 | 0 | 0 | 0 | 0 | 0 | 74.1199 | 72.8829 | 71.6065 | 70.6925 | 69.9039 | 69.0235 | 68.5493 | 68.1746 | 70.3745 | 75.4485 | 80.8558 | 85.3627 | 88.5863 | 90.472 | 91.6689 | 92.2567 | 92.3564 | 91.8518 | 90.2826 | 87.1272 | 82.9843 | 79.8958 | 77.8281 | 76.177 | 0.17682 | 0.16391 | 0.15994 | 0.15907 | 0.17241 | 0.20373 | 0.26721 | 0.29702 | 0.30813 | 0.30132 | 0.29906 | 0.31708 | 0.35931 | 0.41103 | 0.44729 | 0.4715 | 0.4835 | 0.44802 | 0.39882 | 0.31551 | 0.28533 | 0.24852 | 0.20066 | 0.16247
Portfolio Adjusted1-in-2Size: 20 kW to 199.99 kWAll2017September Monthly Peak | Portfolio Adjusted | 1-in-2 | Size: 20 kW to 199.99 kW | All | 2017 | September Monthly Peak | 9 | 14.3661 | 13.6172 | 13.2077 | 13.1151 | 13.6123 | 15.154 | 17.1969 | 19.3732 | 23.0296 | 26.0472 | 28.4488 | 29.9852 | 30.973 | 31.7035 | 31.9572 | 31.4416 | 30.1041 | 27.6371 | 24.9813 | 24.4694 | 22.8829 | 20.7263 | 18.0772 | 15.9494 | 0 | 0 | 0 | 0 | 0 | 0 | 0 | 0 | 0 | 0 | 0 | 0 | 0 | 0 | 0.47936 | 0.47162 | 0.45156 | 0.41456 | 0 | 0 | 0 | 0 | 0 | 0 | 72.5719 | 71.4771 | 70.386 | 69.3796 | 68.4784 | 67.671 | 67.3041 | 67.1194 | 69.3055 | 74.168 | 79.4011 | 84.1683 | 88.0394 | 90.3143 | 91.6215 | 92.1467 | 92.1086 | 91.2159 | 89.8093 | 86.8996 | 82.8588 | 79.8212 | 77.6792 | 76.2687 | 0.17589 | 0.16306 | 0.1591 | 0.15824 | 0.17151 | 0.20266 | 0.26581 | 0.29545 | 0.3065 | 0.29974 | 0.2975 | 0.31542 | 0.35743 | 0.40889 | 0.44497 | 0.46905 | 0.48097 | 0.44568 | 0.39672 | 0.31387 | 0.28385 | 0.24724 | 0.19963 | 0.16162
Portfolio Adjusted1-in-2Size: 20 kW to 199.99 kWAll2017October Monthly Peak | Portfolio Adjusted | 1-in-2 | Size: 20 kW to 199.99 kW | All | 2017 | October Monthly Peak | 10 | 12.9022 | 12.2974 | 11.9682 | 11.9088 | 12.3662 | 13.7454 | 15.8653 | 17.2268 | 19.7357 | 22.1327 | 24.1337 | 25.5584 | 26.6065 | 27.4262 | 27.7475 | 27.2522 | 25.9645 | 23.718 | 22.6645 | 21.8126 | 20.2706 | 18.4532 | 16.1479 | 14.2878 | 0 | 0 | 0 | 0 | 0 | 0 | 0 | 0 | 0 | 0 | 0 | 0 | 0 | 0 | 0.41621 | 0.40878 | 0.38947 | 0.35577 | 0 | 0 | 0 | 0 | 0 | 0 | 64.5321 | 63.6061 | 62.7412 | 61.7743 | 60.9086 | 60.2163 | 59.5706 | 59.2209 | 60.2125 | 64.2822 | 70.153 | 76.3012 | 81.5589 | 84.5404 | 85.3511 | 86.0183 | 86.182 | 85.2888 | 82.9088 | 78.3484 | 74.6249 | 71.7324 | 69.3787 | 67.5222 | 0.17527 | 0.16248 | 0.15854 | 0.15768 | 0.1709 | 0.20194 | 0.26487 | 0.29441 | 0.30544 | 0.29871 | 0.29648 | 0.31434 | 0.35619 | 0.40747 | 0.44342 | 0.46741 | 0.47929 | 0.44411 | 0.39533 | 0.31276 | 0.28285 | 0.24637 | 0.19893 | 0.16105
Portfolio Adjusted1-in-2Size: 20 kW to 199.99 kWAll2017November Monthly Peak | Portfolio Adjusted | 1-in-2 | Size: 20 kW to 199.99 kW | All | 2017 | November Monthly Peak | 11 | 12.0277 | 11.5805 | 11.3794 | 11.4432 | 11.9531 | 13.357 | 14.7424 | 16.2061 | 18.4191 | 20.1051 | 21.3622 | 22.1671 | 22.6499 | 23.0121 | 22.9844 | 22.2436 | 21.4211 | 21.3729 | 20.0373 | 18.9404 | 17.8562 | 16.4308 | 14.6126 | 13.1314 | 0 | 0 | 0 | 0 | 0 | 0 | 0 | 0 | 0 | 0 | 0 | 0 | 0 | 0 | 0.34477 | 0.33365 | 0.32132 | 0.32059 | 0 | 0 | 0 | 0 | 0 | 0 | 56.8786 | 55.9547 | 55.2822 | 54.4774 | 53.4229 | 52.674 | 52.5497 | 52.4978 | 55.129 | 59.6435 | 64.4804 | 68.9024 | 71.7456 | 73.2928 | 74.0751 | 73.9017 | 72.281 | 69.3391 | 66.0289 | 63.86 | 62.192 | 61.1292 | 60.1265 | 59.3667 | 0.1765 | 0.16362 | 0.15965 | 0.15878 | 0.17209 | 0.20336 | 0.26673 | 0.29648 | 0.30758 | 0.30081 | 0.29857 | 0.31655 | 0.3587 | 0.41033 | 0.44653 | 0.47069 | 0.48265 | 0.44723 | 0.39809 | 0.31495 | 0.28483 | 0.24809 | 0.20032 | 0.16218
Portfolio Adjusted1-in-2Size: 20 kW to 199.99 kWAll2017December Monthly Peak | Portfolio Adjusted | 1-in-2 | Size: 20 kW to 199.99 kW | All | 2017 | December Monthly Peak | 12 | 12.2748 | 11.8483 | 11.6651 | 11.7283 | 12.2867 | 13.729 | 15.7014 | 16.8534 | 18.5481 | 19.6116 | 20.1698 | 20.2518 | 20.1601 | 20.0778 | 19.854 | 19.2607 | 19.2768 | 19.8291 | 18.8459 | 18.0729 | 17.2189 | 16.1084 | 14.6214 | 13.3028 | 0 | 0 | 0 | 0 | 0 | 0 | 0 | 0 | 0 | 0 | 0 | 0 | 0 | 0 | 0.29781 | 0.28891 | 0.28915 | 0.29744 | 0 | 0 | 0 | 0 | 0 | 0 | 48.008 | 47.3048 | 46.7588 | 46.1931 | 45.6854 | 45.1241 | 44.8847 | 44.7928 | 45.5005 | 48.8363 | 52.589 | 55.6994 | 57.7766 | 58.7952 | 59.4273 | 59.6971 | 59.0542 | 56.7727 | 53.9438 | 51.8804 | 50.2862 | 48.4484 | 46.7648 | 45.496 | 0.17603 | 0.16319 | 0.15923 | 0.15836 | 0.17164 | 0.20281 | 0.26602 | 0.29568 | 0.30675 | 0.3 | 0.29777 | 0.31571 | 0.35774 | 0.40925 | 0.44537 | 0.46945 | 0.48137 | 0.44605 | 0.39704 | 0.31413 | 0.28409 | 0.24746 | 0.19981 | 0.16176
Portfolio Adjusted1-in-2Size: 20 kW to 199.99 kWAll2017Typical Event Day | Portfolio Adjusted | 1-in-2 | Size: 20 kW to 199.99 kW | All | 2017 | Typical Event Day | 8 | 14.4932 | 13.7009 | 13.2799 | 13.1599 | 13.6448 | 15.1653 | 16.7674 | 19.4257 | 23.0254 | 26.035 | 28.4463 | 30.0236 | 30.9899 | 31.6918 | 31.923 | 31.4782 | 30.2227 | 27.9043 | 25.1487 | 23.9348 | 23.3104 | 21.1636 | 18.4055 | 16.1773 | 0 | 0 | 0 | 0 | 0 | 0 | 0 | 0 | 0 | 0 | 0 | 0 | 0 | 0 | 0.47885 | 0.47217 | 0.45334 | 0.41856 | 0 | 0 | 0 | 0 | 0 | 0 | 72.5929 | 71.4362 | 70.3707 | 69.4313 | 68.5588 | 67.6913 | 67.1296 | 67.3519 | 70.0333 | 74.7136 | 79.6071 | 83.8939 | 87.0538 | 88.8459 | 90.0138 | 90.5257 | 90.5914 | 89.9059 | 88.6614 | 86.151 | 82.5561 | 79.1391 | 76.8762 | 75.2317 | 0.17622 | 0.16336 | 0.1594 | 0.15853 | 0.17182 | 0.20303 | 0.2663 | 0.29598 | 0.30705 | 0.30027 | 0.29802 | 0.31598 | 0.35807 | 0.40962 | 0.44577 | 0.46989 | 0.48184 | 0.44649 | 0.39745 | 0.31445 | 0.28438 | 0.2477 | 0.2 | 0.16192
Portfolio Adjusted1-in-2Size: 20 kW to 199.99 kWAll2018January Monthly Peak | Portfolio Adjusted | 1-in-2 | Size: 20 kW to 199.99 kW | All | 2018 | January Monthly Peak | 1 | 12.5618 | 12.2143 | 12.0641 | 12.1776 | 12.8087 | 14.2862 | 16.6697 | 17.922 | 19.6346 | 20.4338 | 20.6387 | 20.3783 | 20.0621 | 19.8798 | 19.5943 | 19.0186 | 18.6199 | 19.5536 | 18.9084 | 18.3021 | 17.5089 | 16.4703 | 14.8751 | 13.6308 | 0 | 0 | 0 | 0 | 0 | 0 | 0 | 0 | 0 | 0 | 0 | 0 | 0 | 0 | 0.29391 | 0.28528 | 0.2793 | 0.2933 | 0 | 0 | 0 | 0 | 0 | 0 | 44.0783 | 43.4237 | 42.7412 | 42.2468 | 41.6986 | 41.4035 | 41.1616 | 40.9396 | 41.2494 | 43.4317 | 46.8785 | 49.569 | 51.4381 | 52.7631 | 53.5656 | 53.9247 | 53.6669 | 52.2835 | 50.4669 | 49.0856 | 47.9716 | 47.0322 | 46.1913 | 45.4673 | 0.18328 | 0.16994 | 0.16585 | 0.16497 | 0.17879 | 0.2111 | 0.2769 | 0.30746 | 0.31877 | 0.3116 | 0.30926 | 0.32795 | 0.37183 | 0.42556 | 0.46332 | 0.48833 | 0.50083 | 0.46419 | 0.41326 | 0.32711 | 0.2959 | 0.25781 | 0.2082 | 0.16846
Portfolio Adjusted1-in-2Size: 20 kW to 199.99 kWAll2018February Monthly Peak | Portfolio Adjusted | 1-in-2 | Size: 20 kW to 199.99 kW | All | 2018 | February Monthly Peak | 2 | 12.3749 | 11.9935 | 11.7831 | 11.8761 | 12.4605 | 13.8852 | 15.8913 | 17.2052 | 19.1087 | 20.124 | 20.6261 | 20.6538 | 20.615 | 20.6349 | 20.4796 | 19.9334 | 19.3521 | 19.4359 | 19.3926 | 18.5857 | 17.6957 | 16.4793 | 14.7906 | 13.449 | 0 | 0 | 0 | 0 | 0 | 0 | 0 | 0 | 0 | 0 | 0 | 0 | 0 | 0 | 0.30719 | 0.299 | 0.29028 | 0.29154 | 0 | 0 | 0 | 0 | 0 | 0 | 47.936 | 47.5502 | 47.1995 | 46.8407 | 46.4969 | 46.315 | 46.2608 | 46.2374 | 46.6282 | 48.4355 | 50.4734 | 52.3191 | 53.1356 | 53.2333 | 53.3057 | 52.8517 | 52.3684 | 51.4829 | 50.0747 | 48.6931 | 47.4059 | 46.6596 | 45.5189 | 44.4827 | 0.17817 | 0.16518 | 0.16117 | 0.16029 | 0.17373 | 0.20527 | 0.26924 | 0.29924 | 0.31043 | 0.30358 | 0.30132 | 0.31948 | 0.36203 | 0.41417 | 0.45074 | 0.47511 | 0.48719 | 0.45145 | 0.40185 | 0.31795 | 0.28755 | 0.25048 | 0.20225 | 0.16372
Portfolio Adjusted1-in-2Size: 20 kW to 199.99 kWAll2018March Monthly Peak | Portfolio Adjusted | 1-in-2 | Size: 20 kW to 199.99 kW | All | 2018 | March Monthly Peak | 3 | 12.4947 | 11.9717 | 11.7425 | 11.7655 | 12.3142 | 13.6806 | 15.7656 | 17.1209 | 18.8939 | 19.9321 | 20.4932 | 20.574 | 20.581 | 20.6781 | 20.6981 | 20.323 | 19.6546 | 18.8998 | 18.35 | 18.845 | 18.0761 | 16.8099 | 15.0286 | 13.5961 | 0 | 0 | 0 | 0 | 0 | 0 | 0 | 0 | 0 | 0 | 0 | 0 | 0 | 0 | 0.31047 | 0.30484 | 0.29482 | 0.2835 | 0 | 0 | 0 | 0 | 0 | 0 | 47.7179 | 47.0034 | 46.328 | 45.9201 | 45.5829 | 45.1175 | 44.7269 | 44.6581 | 46.5426 | 48.879 | 51.1599 | 53.1627 | 54.5624 | 55.5848 | 56.0289 | 56.4408 | 56.2488 | 55.5697 | 54.0178 | 51.8981 | 50.4853 | 49.3087 | 48.3961 | 47.4825 | 0.17925 | 0.16618 | 0.16216 | 0.16128 | 0.1748 | 0.20651 | 0.27086 | 0.301 | 0.31223 | 0.30534 | 0.30307 | 0.32134 | 0.36416 | 0.41663 | 0.45345 | 0.47795 | 0.49011 | 0.45416 | 0.40427 | 0.31988 | 0.28932 | 0.25203 | 0.2035 | 0.16472
Portfolio Adjusted1-in-2Size: 20 kW to 199.99 kWAll2018April Monthly Peak | Portfolio Adjusted | 1-in-2 | Size: 20 kW to 199.99 kW | All | 2018 | April Monthly Peak | 4 | 12.5009 | 11.8889 | 11.6033 | 11.559 | 12.0507 | 13.32 | 14.7381 | 16.3726 | 18.8549 | 20.8344 | 22.363 | 23.4409 | 24.2772 | 24.978 | 25.3141 | 24.9691 | 23.9392 | 22.1257 | 20.3208 | 20.2119 | 19.5554 | 17.8576 | 15.6389 | 13.8928 | 0 | 0 | 0 | 0 | 0 | 0 | 0 | 0 | 0 | 0 | 0 | 0 | 0 | 0 | 0.37971 | 0.37454 | 0.35909 | 0.33189 | 0 | 0 | 0 | 0 | 0 | 0 | 62.2439 | 61.1642 | 59.8068 | 58.6519 | 57.7396 | 57.0409 | 56.5677 | 56.5444 | 59.0344 | 63.0504 | 67.889 | 72.1553 | 75.4136 | 77.7884 | 78.9999 | 79.6179 | 79.7046 | 79.089 | 77.6818 | 75.2179 | 71.4148 | 68.5173 | 66.3723 | 64.0804 | 0.17566 | 0.16285 | 0.1589 | 0.15803 | 0.17128 | 0.2024 | 0.26546 | 0.29506 | 0.3061 | 0.29936 | 0.29712 | 0.31502 | 0.35697 | 0.40837 | 0.44441 | 0.46845 | 0.48035 | 0.44511 | 0.39621 | 0.31347 | 0.28349 | 0.24693 | 0.19938 | 0.16141
Portfolio Adjusted1-in-2Size: 20 kW to 199.99 kWAll2018May Monthly Peak | Portfolio Adjusted | 1-in-2 | Size: 20 kW to 199.99 kW | All | 2018 | May Monthly Peak | 5 | 12.7777 | 12.1362 | 11.8137 | 11.741 | 12.2344 | 13.3967 | 14.4942 | 16.8332 | 19.7875 | 22.128 | 23.8851 | 25.015 | 25.7536 | 26.3717 | 26.6396 | 26.233 | 25.1883 | 23.2974 | 21.3138 | 20.4416 | 20.2824 | 18.5008 | 16.1565 | 14.2739 | 0 | 0 | 0 | 0 | 0 | 0 | 0 | 0 | 0 | 0 | 0 | 0 | 0 | 0 | 0.39959 | 0.39349 | 0.37782 | 0.34946 | 0 | 0 | 0 | 0 | 0 | 0 | 64.3302 | 63.4415 | 62.6429 | 61.7212 | 60.9077 | 60.3074 | 59.8205 | 60.254 | 62.3446 | 65.9621 | 69.8584 | 73.6404 | 76.9732 | 79.4938 | 80.5501 | 81.1874 | 81.079 | 80.1195 | 78.4456 | 75.9087 | 72.4083 | 69.4396 | 67.3481 | 65.8646 | 0.17571 | 0.16289 | 0.15894 | 0.15807 | 0.17132 | 0.20245 | 0.26554 | 0.29518 | 0.30625 | 0.29952 | 0.29729 | 0.3152 | 0.35715 | 0.40855 | 0.44459 | 0.46863 | 0.48053 | 0.44526 | 0.39633 | 0.31355 | 0.28357 | 0.24699 | 0.19943 | 0.16146
Portfolio Adjusted1-in-2Size: 20 kW to 199.99 kWAll2018June Monthly Peak | Portfolio Adjusted | 1-in-2 | Size: 20 kW to 199.99 kW | All | 2018 | June Monthly Peak | 6 | 13.7459 | 13.0049 | 12.6258 | 12.522 | 13.023 | 14.0801 | 15.3962 | 18.253 | 21.4851 | 24.2284 | 26.3541 | 27.777 | 28.7472 | 29.4953 | 29.8391 | 29.4535 | 28.3366 | 26.2467 | 23.851 | 22.3408 | 21.9785 | 20.1755 | 17.5476 | 15.4341 | 0 | 0 | 0 | 0 | 0 | 0 | 0 | 0 | 0 | 0 | 0 | 0 | 0 | 0 | 0.44759 | 0.4418 | 0.42505 | 0.3937 | 0 | 0 | 0 | 0 | 0 | 0 | 68.6633 | 67.5309 | 66.4801 | 65.4599 | 64.5441 | 63.6286 | 62.8114 | 63.6256 | 66.9193 | 71.6592 | 76.4341 | 80.7636 | 83.5513 | 85.0392 | 86.147 | 86.6299 | 86.9942 | 86.5863 | 85.5868 | 83.153 | 79.6855 | 75.6358 | 73.1897 | 71.3127 | 0.17608 | 0.16323 | 0.15927 | 0.15841 | 0.17169 | 0.20287 | 0.26608 | 0.29574 | 0.3068 | 0.30002 | 0.29778 | 0.31572 | 0.35778 | 0.40929 | 0.44542 | 0.46952 | 0.48146 | 0.44613 | 0.39713 | 0.3142 | 0.28415 | 0.24751 | 0.19985 | 0.16179
Portfolio Adjusted1-in-2Size: 20 kW to 199.99 kWAll2018July Monthly Peak | Portfolio Adjusted | 1-in-2 | Size: 20 kW to 199.99 kW | All | 2018 | July Monthly Peak | 7 | 14.9658 | 14.1187 | 13.6611 | 13.5236 | 14.0481 | 15.4141 | 17.0145 | 20.2237 | 23.8876 | 26.9199 | 29.246 | 30.7509 | 31.6777 | 32.3673 | 32.626 | 32.2037 | 31.0491 | 28.8167 | 26.0927 | 24.3828 | 23.9056 | 21.9392 | 19.0855 | 16.7555 | 0 | 0 | 0 | 0 | 0 | 0 | 0 | 0 | 0 | 0 | 0 | 0 | 0 | 0 | 0.48939 | 0.48306 | 0.46574 | 0.43225 | 0 | 0 | 0 | 0 | 0 | 0 | 75.0165 | 73.854 | 73.01 | 72.1932 | 71.3089 | 70.4422 | 69.8535 | 70.4878 | 73.5339 | 77.5788 | 81.7374 | 85.2808 | 88.0381 | 89.558 | 90.6177 | 91.0693 | 90.9064 | 89.9697 | 88.9671 | 87.4241 | 84.696 | 81.2037 | 78.8077 | 77.1682 | 0.17635 | 0.16348 | 0.15952 | 0.15865 | 0.17196 | 0.20319 | 0.2665 | 0.29621 | 0.30729 | 0.30049 | 0.29824 | 0.31621 | 0.35833 | 0.40992 | 0.4461 | 0.47024 | 0.48221 | 0.44683 | 0.39776 | 0.31469 | 0.28459 | 0.24788 | 0.20015 | 0.16204
Portfolio Adjusted1-in-2Size: 20 kW to 199.99 kWAll2018August Monthly Peak | Portfolio Adjusted | 1-in-2 | Size: 20 kW to 199.99 kW | All | 2018 | August Monthly Peak | 8 | 14.6496 | 13.8412 | 13.4064 | 13.2814 | 13.7672 | 15.3051 | 16.9323 | 19.6788 | 23.4114 | 26.5304 | 29.0292 | 30.6522 | 31.6351 | 32.3402 | 32.5678 | 32.1126 | 30.8246 | 28.4634 | 25.6143 | 24.3549 | 23.6702 | 21.4629 | 18.6531 | 16.3807 | 0 | 0 | 0 | 0 | 0 | 0 | 0 | 0 | 0 | 0 | 0 | 0 | 0 | 0 | 0.48852 | 0.48169 | 0.46237 | 0.42695 | 0 | 0 | 0 | 0 | 0 | 0 | 74.1199 | 72.8829 | 71.6065 | 70.6925 | 69.9039 | 69.0235 | 68.5493 | 68.1746 | 70.3745 | 75.4485 | 80.8558 | 85.3627 | 88.5863 | 90.472 | 91.6689 | 92.2567 | 92.3564 | 91.8518 | 90.2826 | 87.1272 | 82.9843 | 79.8958 | 77.8281 | 76.177 | 0.17682 | 0.16391 | 0.15994 | 0.15907 | 0.17241 | 0.20373 | 0.26721 | 0.29702 | 0.30813 | 0.30132 | 0.29906 | 0.31708 | 0.35931 | 0.41103 | 0.44729 | 0.4715 | 0.4835 | 0.44802 | 0.39882 | 0.31551 | 0.28533 | 0.24852 | 0.20066 | 0.16247
Portfolio Adjusted1-in-2Size: 20 kW to 199.99 kWAll2018September Monthly Peak | Portfolio Adjusted | 1-in-2 | Size: 20 kW to 199.99 kW | All | 2018 | September Monthly Peak | 9 | 14.3661 | 13.6172 | 13.2077 | 13.1151 | 13.6123 | 15.154 | 17.1969 | 19.3732 | 23.0296 | 26.0472 | 28.4488 | 29.9852 | 30.973 | 31.7035 | 31.9572 | 31.4416 | 30.1041 | 27.6371 | 24.9813 | 24.4694 | 22.8829 | 20.7263 | 18.0772 | 15.9494 | 0 | 0 | 0 | 0 | 0 | 0 | 0 | 0 | 0 | 0 | 0 | 0 | 0 | 0 | 0.47936 | 0.47162 | 0.45156 | 0.41456 | 0 | 0 | 0 | 0 | 0 | 0 | 72.5719 | 71.4771 | 70.386 | 69.3796 | 68.4784 | 67.671 | 67.3041 | 67.1194 | 69.3055 | 74.168 | 79.4011 | 84.1683 | 88.0394 | 90.3143 | 91.6215 | 92.1467 | 92.1086 | 91.2159 | 89.8093 | 86.8996 | 82.8588 | 79.8212 | 77.6792 | 76.2687 | 0.17589 | 0.16306 | 0.1591 | 0.15824 | 0.17151 | 0.20266 | 0.26581 | 0.29545 | 0.3065 | 0.29974 | 0.2975 | 0.31542 | 0.35743 | 0.40889 | 0.44497 | 0.46905 | 0.48097 | 0.44568 | 0.39672 | 0.31387 | 0.28385 | 0.24724 | 0.19963 | 0.16162
Portfolio Adjusted1-in-2Size: 20 kW to 199.99 kWAll2018October Monthly Peak | Portfolio Adjusted | 1-in-2 | Size: 20 kW to 199.99 kW | All | 2018 | October Monthly Peak | 10 | 12.9022 | 12.2974 | 11.9682 | 11.9088 | 12.3662 | 13.7454 | 15.8653 | 17.2268 | 19.7357 | 22.1327 | 24.1337 | 25.5584 | 26.6065 | 27.4262 | 27.7475 | 27.2522 | 25.9645 | 23.718 | 22.6645 | 21.8126 | 20.2706 | 18.4531 | 16.1479 | 14.2878 | 0 | 0 | 0 | 0 | 0 | 0 | 0 | 0 | 0 | 0 | 0 | 0 | 0 | 0 | 0.41621 | 0.40878 | 0.38947 | 0.35577 | 0 | 0 | 0 | 0 | 0 | 0 | 64.5321 | 63.6061 | 62.7412 | 61.7743 | 60.9086 | 60.2163 | 59.5706 | 59.2209 | 60.2125 | 64.2822 | 70.153 | 76.3012 | 81.5589 | 84.5404 | 85.3511 | 86.0183 | 86.182 | 85.2888 | 82.9088 | 78.3484 | 74.6249 | 71.7324 | 69.3787 | 67.5222 | 0.17527 | 0.16248 | 0.15854 | 0.15768 | 0.1709 | 0.20194 | 0.26487 | 0.29441 | 0.30544 | 0.29871 | 0.29648 | 0.31434 | 0.35619 | 0.40747 | 0.44342 | 0.46741 | 0.47929 | 0.44411 | 0.39533 | 0.31276 | 0.28285 | 0.24637 | 0.19893 | 0.16105
Portfolio Adjusted1-in-2Size: 20 kW to 199.99 kWAll2018November Monthly Peak | Portfolio Adjusted | 1-in-2 | Size: 20 kW to 199.99 kW | All | 2018 | November Monthly Peak | 11 | 12.0277 | 11.5805 | 11.3794 | 11.4432 | 11.9531 | 13.357 | 14.7424 | 16.2061 | 18.4191 | 20.1051 | 21.3622 | 22.1671 | 22.6499 | 23.0121 | 22.9844 | 22.2436 | 21.4211 | 21.3729 | 20.0373 | 18.9404 | 17.8562 | 16.4308 | 14.6126 | 13.1314 | 0 | 0 | 0 | 0 | 0 | 0 | 0 | 0 | 0 | 0 | 0 | 0 | 0 | 0 | 0.34477 | 0.33365 | 0.32132 | 0.32059 | 0 | 0 | 0 | 0 | 0 | 0 | 56.8786 | 55.9547 | 55.2822 | 54.4774 | 53.4229 | 52.674 | 52.5497 | 52.4978 | 55.129 | 59.6435 | 64.4804 | 68.9024 | 71.7456 | 73.2928 | 74.0751 | 73.9017 | 72.281 | 69.3391 | 66.0289 | 63.86 | 62.192 | 61.1292 | 60.1265 | 59.3667 | 0.1765 | 0.16362 | 0.15965 | 0.15878 | 0.17209 | 0.20336 | 0.26673 | 0.29648 | 0.30758 | 0.30081 | 0.29857 | 0.31655 | 0.3587 | 0.41033 | 0.44653 | 0.47069 | 0.48265 | 0.44723 | 0.39809 | 0.31495 | 0.28483 | 0.24809 | 0.20032 | 0.16218
Portfolio Adjusted1-in-2Size: 20 kW to 199.99 kWAll2018December Monthly Peak | Portfolio Adjusted | 1-in-2 | Size: 20 kW to 199.99 kW | All | 2018 | December Monthly Peak | 12 | 12.2748 | 11.8483 | 11.6651 | 11.7283 | 12.2867 | 13.729 | 15.7014 | 16.8534 | 18.5481 | 19.6116 | 20.1698 | 20.2518 | 20.1601 | 20.0778 | 19.854 | 19.2607 | 19.2768 | 19.8291 | 18.8459 | 18.073 | 17.2189 | 16.1084 | 14.6214 | 13.3028 | 0 | 0 | 0 | 0 | 0 | 0 | 0 | 0 | 0 | 0 | 0 | 0 | 0 | 0 | 0.29781 | 0.28891 | 0.28915 | 0.29744 | 0 | 0 | 0 | 0 | 0 | 0 | 48.008 | 47.3048 | 46.7588 | 46.1931 | 45.6854 | 45.1241 | 44.8847 | 44.7928 | 45.5005 | 48.8363 | 52.589 | 55.6994 | 57.7766 | 58.7952 | 59.4273 | 59.6971 | 59.0542 | 56.7727 | 53.9438 | 51.8804 | 50.2862 | 48.4484 | 46.7648 | 45.496 | 0.17603 | 0.16319 | 0.15923 | 0.15836 | 0.17164 | 0.20281 | 0.26602 | 0.29568 | 0.30675 | 0.3 | 0.29777 | 0.31571 | 0.35774 | 0.40925 | 0.44537 | 0.46945 | 0.48137 | 0.44605 | 0.39704 | 0.31413 | 0.28409 | 0.24746 | 0.19981 | 0.16176
Portfolio Adjusted1-in-2Size: 20 kW to 199.99 kWAll2018Typical Event Day | Portfolio Adjusted | 1-in-2 | Size: 20 kW to 199.99 kW | All | 2018 | Typical Event Day | 8 | 14.4932 | 13.7009 | 13.2799 | 13.1599 | 13.6448 | 15.1653 | 16.7674 | 19.4257 | 23.0254 | 26.035 | 28.4463 | 30.0236 | 30.9899 | 31.6918 | 31.923 | 31.4782 | 30.2227 | 27.9043 | 25.1487 | 23.9348 | 23.3104 | 21.1636 | 18.4055 | 16.1773 | 0 | 0 | 0 | 0 | 0 | 0 | 0 | 0 | 0 | 0 | 0 | 0 | 0 | 0 | 0.47885 | 0.47217 | 0.45334 | 0.41856 | 0 | 0 | 0 | 0 | 0 | 0 | 72.5929 | 71.4362 | 70.3707 | 69.4313 | 68.5588 | 67.6913 | 67.1296 | 67.3519 | 70.0333 | 74.7136 | 79.6071 | 83.8939 | 87.0538 | 88.8459 | 90.0138 | 90.5257 | 90.5914 | 89.9059 | 88.6614 | 86.151 | 82.5561 | 79.1391 | 76.8762 | 75.2317 | 0.17622 | 0.16336 | 0.1594 | 0.15853 | 0.17182 | 0.20303 | 0.2663 | 0.29598 | 0.30705 | 0.30027 | 0.29802 | 0.31598 | 0.35807 | 0.40962 | 0.44577 | 0.46989 | 0.48184 | 0.44649 | 0.39745 | 0.31445 | 0.28438 | 0.2477 | 0.2 | 0.16192
Portfolio Adjusted1-in-2Size: 20 kW to 199.99 kWAll2019January Monthly Peak | Portfolio Adjusted | 1-in-2 | Size: 20 kW to 199.99 kW | All | 2019 | January Monthly Peak | 1 | 12.5618 | 12.2143 | 12.0641 | 12.1776 | 12.8087 | 14.2862 | 16.6697 | 17.922 | 19.6346 | 20.4338 | 20.6387 | 20.3783 | 20.0621 | 19.8798 | 19.5943 | 19.0186 | 18.6199 | 19.5536 | 18.9084 | 18.3021 | 17.5089 | 16.4703 | 14.8751 | 13.6308 | 0 | 0 | 0 | 0 | 0 | 0 | 0 | 0 | 0 | 0 | 0 | 0 | 0 | 0 | 0.29391 | 0.28528 | 0.2793 | 0.2933 | 0 | 0 | 0 | 0 | 0 | 0 | 44.0783 | 43.4237 | 42.7412 | 42.2468 | 41.6986 | 41.4035 | 41.1616 | 40.9396 | 41.2494 | 43.4317 | 46.8785 | 49.569 | 51.4381 | 52.7631 | 53.5656 | 53.9247 | 53.6669 | 52.2835 | 50.4669 | 49.0856 | 47.9716 | 47.0322 | 46.1913 | 45.4673 | 0.18328 | 0.16994 | 0.16585 | 0.16497 | 0.17879 | 0.2111 | 0.2769 | 0.30746 | 0.31877 | 0.3116 | 0.30926 | 0.32795 | 0.37183 | 0.42556 | 0.46332 | 0.48833 | 0.50083 | 0.46419 | 0.41326 | 0.32711 | 0.2959 | 0.25781 | 0.2082 | 0.16846
Portfolio Adjusted1-in-2Size: 20 kW to 199.99 kWAll2019February Monthly Peak | Portfolio Adjusted | 1-in-2 | Size: 20 kW to 199.99 kW | All | 2019 | February Monthly Peak | 2 | 12.3749 | 11.9935 | 11.7831 | 11.8761 | 12.4605 | 13.8852 | 15.8913 | 17.2052 | 19.1087 | 20.124 | 20.6261 | 20.6538 | 20.615 | 20.6349 | 20.4796 | 19.9334 | 19.3521 | 19.4359 | 19.3926 | 18.5857 | 17.6957 | 16.4793 | 14.7906 | 13.449 | 0 | 0 | 0 | 0 | 0 | 0 | 0 | 0 | 0 | 0 | 0 | 0 | 0 | 0 | 0.30719 | 0.299 | 0.29028 | 0.29154 | 0 | 0 | 0 | 0 | 0 | 0 | 47.936 | 47.5502 | 47.1995 | 46.8407 | 46.4969 | 46.315 | 46.2608 | 46.2374 | 46.6282 | 48.4355 | 50.4734 | 52.3191 | 53.1356 | 53.2333 | 53.3057 | 52.8517 | 52.3684 | 51.4829 | 50.0747 | 48.6931 | 47.4059 | 46.6596 | 45.5189 | 44.4827 | 0.17817 | 0.16518 | 0.16117 | 0.16029 | 0.17373 | 0.20527 | 0.26924 | 0.29924 | 0.31043 | 0.30358 | 0.30132 | 0.31948 | 0.36203 | 0.41417 | 0.45074 | 0.47511 | 0.48719 | 0.45145 | 0.40185 | 0.31795 | 0.28755 | 0.25048 | 0.20225 | 0.16372
Portfolio Adjusted1-in-2Size: 20 kW to 199.99 kWAll2019March Monthly Peak | Portfolio Adjusted | 1-in-2 | Size: 20 kW to 199.99 kW | All | 2019 | March Monthly Peak | 3 | 12.4947 | 11.9717 | 11.7425 | 11.7655 | 12.3142 | 13.6806 | 15.7656 | 17.1209 | 18.8939 | 19.9321 | 20.4932 | 20.574 | 20.581 | 20.6781 | 20.6981 | 20.323 | 19.6546 | 18.8998 | 18.35 | 18.845 | 18.0761 | 16.8099 | 15.0286 | 13.5961 | 0 | 0 | 0 | 0 | 0 | 0 | 0 | 0 | 0 | 0 | 0 | 0 | 0 | 0 | 0.31047 | 0.30484 | 0.29482 | 0.2835 | 0 | 0 | 0 | 0 | 0 | 0 | 47.7179 | 47.0034 | 46.328 | 45.9201 | 45.5829 | 45.1175 | 44.7269 | 44.6581 | 46.5426 | 48.879 | 51.1599 | 53.1627 | 54.5624 | 55.5848 | 56.0289 | 56.4408 | 56.2488 | 55.5697 | 54.0178 | 51.8981 | 50.4853 | 49.3087 | 48.3961 | 47.4825 | 0.17925 | 0.16618 | 0.16216 | 0.16128 | 0.1748 | 0.20651 | 0.27086 | 0.301 | 0.31223 | 0.30534 | 0.30307 | 0.32134 | 0.36416 | 0.41663 | 0.45345 | 0.47795 | 0.49011 | 0.45416 | 0.40427 | 0.31988 | 0.28932 | 0.25203 | 0.2035 | 0.16472
Portfolio Adjusted1-in-2Size: 20 kW to 199.99 kWAll2019April Monthly Peak | Portfolio Adjusted | 1-in-2 | Size: 20 kW to 199.99 kW | All | 2019 | April Monthly Peak | 4 | 12.5009 | 11.8889 | 11.6033 | 11.559 | 12.0507 | 13.32 | 14.7381 | 16.3726 | 18.8549 | 20.8344 | 22.363 | 23.4409 | 24.2772 | 24.978 | 25.3141 | 24.9691 | 23.9392 | 22.1257 | 20.3208 | 20.2119 | 19.5554 | 17.8576 | 15.6389 | 13.8928 | 0 | 0 | 0 | 0 | 0 | 0 | 0 | 0 | 0 | 0 | 0 | 0 | 0 | 0 | 0.37971 | 0.37454 | 0.35909 | 0.33189 | 0 | 0 | 0 | 0 | 0 | 0 | 62.2439 | 61.1642 | 59.8068 | 58.6519 | 57.7396 | 57.0409 | 56.5677 | 56.5444 | 59.0344 | 63.0504 | 67.889 | 72.1553 | 75.4136 | 77.7884 | 78.9999 | 79.6179 | 79.7047 | 79.089 | 77.6818 | 75.2179 | 71.4148 | 68.5173 | 66.3723 | 64.0804 | 0.17566 | 0.16285 | 0.1589 | 0.15803 | 0.17128 | 0.2024 | 0.26546 | 0.29506 | 0.3061 | 0.29936 | 0.29712 | 0.31502 | 0.35697 | 0.40837 | 0.44441 | 0.46845 | 0.48035 | 0.44511 | 0.39621 | 0.31347 | 0.28349 | 0.24693 | 0.19938 | 0.16141
Portfolio Adjusted1-in-2Size: 20 kW to 199.99 kWAll2019May Monthly Peak | Portfolio Adjusted | 1-in-2 | Size: 20 kW to 199.99 kW | All | 2019 | May Monthly Peak | 5 | 12.7777 | 12.1362 | 11.8137 | 11.741 | 12.2344 | 13.3967 | 14.4942 | 16.8332 | 19.7875 | 22.128 | 23.8851 | 25.015 | 25.7536 | 26.3717 | 26.6396 | 26.233 | 25.1883 | 23.2974 | 21.3138 | 20.4416 | 20.2824 | 18.5008 | 16.1565 | 14.2739 | 0 | 0 | 0 | 0 | 0 | 0 | 0 | 0 | 0 | 0 | 0 | 0 | 0 | 0 | 0.39959 | 0.39349 | 0.37782 | 0.34946 | 0 | 0 | 0 | 0 | 0 | 0 | 64.3302 | 63.4415 | 62.6429 | 61.7212 | 60.9077 | 60.3074 | 59.8205 | 60.254 | 62.3446 | 65.9621 | 69.8584 | 73.6404 | 76.9732 | 79.4938 | 80.5501 | 81.1874 | 81.079 | 80.1195 | 78.4456 | 75.9087 | 72.4083 | 69.4396 | 67.3481 | 65.8646 | 0.17571 | 0.16289 | 0.15894 | 0.15807 | 0.17132 | 0.20245 | 0.26554 | 0.29518 | 0.30625 | 0.29952 | 0.29729 | 0.3152 | 0.35715 | 0.40855 | 0.44459 | 0.46863 | 0.48053 | 0.44526 | 0.39633 | 0.31355 | 0.28357 | 0.24699 | 0.19943 | 0.16146
Portfolio Adjusted1-in-2Size: 20 kW to 199.99 kWAll2019June Monthly Peak | Portfolio Adjusted | 1-in-2 | Size: 20 kW to 199.99 kW | All | 2019 | June Monthly Peak | 6 | 13.7459 | 13.0049 | 12.6258 | 12.522 | 13.023 | 14.0801 | 15.3962 | 18.253 | 21.4851 | 24.2284 | 26.3541 | 27.777 | 28.7472 | 29.4953 | 29.8391 | 29.4535 | 28.3366 | 26.2467 | 23.851 | 22.3408 | 21.9785 | 20.1755 | 17.5476 | 15.4341 | 0 | 0 | 0 | 0 | 0 | 0 | 0 | 0 | 0 | 0 | 0 | 0 | 0 | 0 | 0.44759 | 0.4418 | 0.42505 | 0.3937 | 0 | 0 | 0 | 0 | 0 | 0 | 68.6633 | 67.5309 | 66.4801 | 65.4599 | 64.5441 | 63.6286 | 62.8114 | 63.6256 | 66.9193 | 71.6592 | 76.4341 | 80.7636 | 83.5513 | 85.0392 | 86.147 | 86.6299 | 86.9942 | 86.5863 | 85.5867 | 83.153 | 79.6855 | 75.6358 | 73.1897 | 71.3127 | 0.17608 | 0.16323 | 0.15927 | 0.15841 | 0.17169 | 0.20287 | 0.26608 | 0.29574 | 0.3068 | 0.30002 | 0.29778 | 0.31572 | 0.35778 | 0.40929 | 0.44542 | 0.46952 | 0.48146 | 0.44613 | 0.39713 | 0.3142 | 0.28415 | 0.24751 | 0.19985 | 0.16179
Portfolio Adjusted1-in-2Size: 20 kW to 199.99 kWAll2019July Monthly Peak | Portfolio Adjusted | 1-in-2 | Size: 20 kW to 199.99 kW | All | 2019 | July Monthly Peak | 7 | 14.9658 | 14.1187 | 13.6611 | 13.5236 | 14.0481 | 15.4141 | 17.0145 | 20.2237 | 23.8876 | 26.9199 | 29.246 | 30.7509 | 31.6777 | 32.3673 | 32.626 | 32.2037 | 31.0491 | 28.8167 | 26.0927 | 24.3828 | 23.9056 | 21.9392 | 19.0855 | 16.7555 | 0 | 0 | 0 | 0 | 0 | 0 | 0 | 0 | 0 | 0 | 0 | 0 | 0 | 0 | 0.48939 | 0.48306 | 0.46574 | 0.43225 | 0 | 0 | 0 | 0 | 0 | 0 | 75.0165 | 73.854 | 73.01 | 72.1932 | 71.3089 | 70.4422 | 69.8535 | 70.4878 | 73.5339 | 77.5788 | 81.7374 | 85.2808 | 88.0381 | 89.558 | 90.6177 | 91.0693 | 90.9064 | 89.9697 | 88.9671 | 87.4241 | 84.696 | 81.2037 | 78.8077 | 77.1682 | 0.17635 | 0.16348 | 0.15952 | 0.15865 | 0.17196 | 0.20319 | 0.2665 | 0.29621 | 0.30729 | 0.30049 | 0.29824 | 0.31621 | 0.35833 | 0.40992 | 0.4461 | 0.47024 | 0.48221 | 0.44683 | 0.39776 | 0.31469 | 0.28459 | 0.24788 | 0.20015 | 0.16204
Portfolio Adjusted1-in-2Size: 20 kW to 199.99 kWAll2019August Monthly Peak | Portfolio Adjusted | 1-in-2 | Size: 20 kW to 199.99 kW | All | 2019 | August Monthly Peak | 8 | 14.6496 | 13.8412 | 13.4064 | 13.2814 | 13.7672 | 15.3051 | 16.9323 | 19.6788 | 23.4114 | 26.5304 | 29.0292 | 30.6522 | 31.6351 | 32.3402 | 32.5678 | 32.1126 | 30.8246 | 28.4634 | 25.6143 | 24.3549 | 23.6702 | 21.4629 | 18.6531 | 16.3807 | 0 | 0 | 0 | 0 | 0 | 0 | 0 | 0 | 0 | 0 | 0 | 0 | 0 | 0 | 0.48852 | 0.48169 | 0.46237 | 0.42695 | 0 | 0 | 0 | 0 | 0 | 0 | 74.1199 | 72.8829 | 71.6065 | 70.6925 | 69.9039 | 69.0235 | 68.5493 | 68.1746 | 70.3745 | 75.4485 | 80.8558 | 85.3627 | 88.5863 | 90.472 | 91.6689 | 92.2567 | 92.3564 | 91.8518 | 90.2826 | 87.1272 | 82.9843 | 79.8958 | 77.8281 | 76.177 | 0.17682 | 0.16391 | 0.15994 | 0.15907 | 0.17241 | 0.20373 | 0.26721 | 0.29702 | 0.30813 | 0.30132 | 0.29906 | 0.31708 | 0.35931 | 0.41103 | 0.44729 | 0.4715 | 0.4835 | 0.44802 | 0.39882 | 0.31551 | 0.28533 | 0.24852 | 0.20066 | 0.16247
Portfolio Adjusted1-in-2Size: 20 kW to 199.99 kWAll2019September Monthly Peak | Portfolio Adjusted | 1-in-2 | Size: 20 kW to 199.99 kW | All | 2019 | September Monthly Peak | 9 | 14.3661 | 13.6172 | 13.2077 | 13.1151 | 13.6123 | 15.154 | 17.1969 | 19.3732 | 23.0296 | 26.0472 | 28.4488 | 29.9852 | 30.973 | 31.7035 | 31.9572 | 31.4416 | 30.1041 | 27.6371 | 24.9813 | 24.4694 | 22.8829 | 20.7263 | 18.0772 | 15.9494 | 0 | 0 | 0 | 0 | 0 | 0 | 0 | 0 | 0 | 0 | 0 | 0 | 0 | 0 | 0.47936 | 0.47162 | 0.45156 | 0.41456 | 0 | 0 | 0 | 0 | 0 | 0 | 72.5719 | 71.4771 | 70.386 | 69.3796 | 68.4784 | 67.671 | 67.3041 | 67.1194 | 69.3055 | 74.168 | 79.4011 | 84.1683 | 88.0394 | 90.3143 | 91.6215 | 92.1467 | 92.1086 | 91.2159 | 89.8093 | 86.8996 | 82.8588 | 79.8212 | 77.6792 | 76.2687 | 0.17589 | 0.16306 | 0.1591 | 0.15824 | 0.17151 | 0.20266 | 0.26581 | 0.29545 | 0.3065 | 0.29974 | 0.2975 | 0.31542 | 0.35743 | 0.40889 | 0.44497 | 0.46905 | 0.48097 | 0.44568 | 0.39672 | 0.31387 | 0.28385 | 0.24724 | 0.19963 | 0.16162
Portfolio Adjusted1-in-2Size: 20 kW to 199.99 kWAll2019October Monthly Peak | Portfolio Adjusted | 1-in-2 | Size: 20 kW to 199.99 kW | All | 2019 | October Monthly Peak | 10 | 12.9022 | 12.2974 | 11.9682 | 11.9088 | 12.3662 | 13.7454 | 15.8653 | 17.2268 | 19.7357 | 22.1327 | 24.1337 | 25.5584 | 26.6065 | 27.4262 | 27.7475 | 27.2522 | 25.9645 | 23.718 | 22.6645 | 21.8126 | 20.2706 | 18.4531 | 16.1479 | 14.2878 | 0 | 0 | 0 | 0 | 0 | 0 | 0 | 0 | 0 | 0 | 0 | 0 | 0 | 0 | 0.41621 | 0.40878 | 0.38947 | 0.35577 | 0 | 0 | 0 | 0 | 0 | 0 | 64.5321 | 63.6061 | 62.7412 | 61.7743 | 60.9086 | 60.2163 | 59.5706 | 59.2209 | 60.2125 | 64.2822 | 70.153 | 76.3012 | 81.5589 | 84.5404 | 85.3511 | 86.0183 | 86.182 | 85.2888 | 82.9088 | 78.3484 | 74.6249 | 71.7324 | 69.3787 | 67.5222 | 0.17527 | 0.16248 | 0.15854 | 0.15768 | 0.1709 | 0.20194 | 0.26487 | 0.29441 | 0.30544 | 0.29871 | 0.29648 | 0.31434 | 0.35619 | 0.40747 | 0.44342 | 0.46741 | 0.47929 | 0.44411 | 0.39533 | 0.31276 | 0.28285 | 0.24637 | 0.19893 | 0.16105
Portfolio Adjusted1-in-2Size: 20 kW to 199.99 kWAll2019November Monthly Peak | Portfolio Adjusted | 1-in-2 | Size: 20 kW to 199.99 kW | All | 2019 | November Monthly Peak | 11 | 12.0277 | 11.5805 | 11.3794 | 11.4432 | 11.9531 | 13.357 | 14.7424 | 16.2061 | 18.4191 | 20.1051 | 21.3622 | 22.1671 | 22.6499 | 23.0121 | 22.9844 | 22.2436 | 21.4211 | 21.3729 | 20.0373 | 18.9404 | 17.8562 | 16.4308 | 14.6126 | 13.1314 | 0 | 0 | 0 | 0 | 0 | 0 | 0 | 0 | 0 | 0 | 0 | 0 | 0 | 0 | 0.34477 | 0.33365 | 0.32132 | 0.32059 | 0 | 0 | 0 | 0 | 0 | 0 | 56.8786 | 55.9547 | 55.2822 | 54.4774 | 53.4229 | 52.674 | 52.5497 | 52.4978 | 55.129 | 59.6435 | 64.4804 | 68.9024 | 71.7456 | 73.2928 | 74.0751 | 73.9017 | 72.281 | 69.3391 | 66.0289 | 63.86 | 62.192 | 61.1292 | 60.1265 | 59.3667 | 0.1765 | 0.16362 | 0.15965 | 0.15878 | 0.17209 | 0.20336 | 0.26673 | 0.29648 | 0.30758 | 0.30081 | 0.29857 | 0.31655 | 0.3587 | 0.41033 | 0.44653 | 0.47069 | 0.48265 | 0.44723 | 0.39809 | 0.31495 | 0.28483 | 0.24809 | 0.20032 | 0.16218
Portfolio Adjusted1-in-2Size: 20 kW to 199.99 kWAll2019December Monthly Peak | Portfolio Adjusted | 1-in-2 | Size: 20 kW to 199.99 kW | All | 2019 | December Monthly Peak | 12 | 12.2748 | 11.8483 | 11.6651 | 11.7283 | 12.2867 | 13.729 | 15.7014 | 16.8534 | 18.5481 | 19.6116 | 20.1698 | 20.2518 | 20.1601 | 20.0778 | 19.854 | 19.2607 | 19.2768 | 19.8291 | 18.8459 | 18.0729 | 17.2189 | 16.1084 | 14.6214 | 13.3028 | 0 | 0 | 0 | 0 | 0 | 0 | 0 | 0 | 0 | 0 | 0 | 0 | 0 | 0 | 0.29781 | 0.28891 | 0.28915 | 0.29744 | 0 | 0 | 0 | 0 | 0 | 0 | 48.008 | 47.3048 | 46.7588 | 46.1931 | 45.6854 | 45.1241 | 44.8847 | 44.7928 | 45.5005 | 48.8363 | 52.589 | 55.6994 | 57.7766 | 58.7952 | 59.4273 | 59.6971 | 59.0542 | 56.7727 | 53.9438 | 51.8804 | 50.2862 | 48.4484 | 46.7648 | 45.496 | 0.17603 | 0.16319 | 0.15923 | 0.15836 | 0.17164 | 0.20281 | 0.26602 | 0.29568 | 0.30675 | 0.3 | 0.29777 | 0.31571 | 0.35774 | 0.40925 | 0.44537 | 0.46945 | 0.48137 | 0.44605 | 0.39704 | 0.31413 | 0.28409 | 0.24746 | 0.19981 | 0.16176
Portfolio Adjusted1-in-2Size: 20 kW to 199.99 kWAll2019Typical Event Day | Portfolio Adjusted | 1-in-2 | Size: 20 kW to 199.99 kW | All | 2019 | Typical Event Day | 8 | 14.4932 | 13.7009 | 13.2799 | 13.1599 | 13.6448 | 15.1653 | 16.7674 | 19.4257 | 23.0254 | 26.035 | 28.4463 | 30.0236 | 30.9899 | 31.6918 | 31.923 | 31.4782 | 30.2227 | 27.9043 | 25.1487 | 23.9348 | 23.3104 | 21.1636 | 18.4055 | 16.1773 | 0 | 0 | 0 | 0 | 0 | 0 | 0 | 0 | 0 | 0 | 0 | 0 | 0 | 0 | 0.47885 | 0.47217 | 0.45334 | 0.41856 | 0 | 0 | 0 | 0 | 0 | 0 | 72.5929 | 71.4362 | 70.3707 | 69.4313 | 68.5588 | 67.6913 | 67.1296 | 67.3519 | 70.0333 | 74.7136 | 79.6071 | 83.8938 | 87.0538 | 88.8459 | 90.0138 | 90.5257 | 90.5914 | 89.9059 | 88.6614 | 86.151 | 82.5561 | 79.1391 | 76.8762 | 75.2317 | 0.17622 | 0.16336 | 0.1594 | 0.15853 | 0.17182 | 0.20303 | 0.2663 | 0.29598 | 0.30705 | 0.30027 | 0.29802 | 0.31598 | 0.35807 | 0.40962 | 0.44577 | 0.46989 | 0.48184 | 0.44649 | 0.39745 | 0.31445 | 0.28438 | 0.2477 | 0.2 | 0.16192
Portfolio Adjusted1-in-2Size: 20 kW to 199.99 kWAll2020January Monthly Peak | Portfolio Adjusted | 1-in-2 | Size: 20 kW to 199.99 kW | All | 2020 | January Monthly Peak | 1 | 12.5618 | 12.2143 | 12.0641 | 12.1776 | 12.8087 | 14.2862 | 16.6697 | 17.922 | 19.6346 | 20.4338 | 20.6387 | 20.3783 | 20.0621 | 19.8798 | 19.5943 | 19.0186 | 18.6199 | 19.5536 | 18.9084 | 18.3021 | 17.5089 | 16.4703 | 14.8751 | 13.6308 | 0 | 0 | 0 | 0 | 0 | 0 | 0 | 0 | 0 | 0 | 0 | 0 | 0 | 0 | 0.29391 | 0.28528 | 0.2793 | 0.2933 | 0 | 0 | 0 | 0 | 0 | 0 | 44.0783 | 43.4237 | 42.7412 | 42.2468 | 41.6986 | 41.4035 | 41.1616 | 40.9396 | 41.2494 | 43.4317 | 46.8785 | 49.569 | 51.4381 | 52.7631 | 53.5656 | 53.9247 | 53.6669 | 52.2835 | 50.4669 | 49.0856 | 47.9716 | 47.0322 | 46.1913 | 45.4673 | 0.18328 | 0.16994 | 0.16585 | 0.16497 | 0.17879 | 0.2111 | 0.2769 | 0.30746 | 0.31877 | 0.3116 | 0.30926 | 0.32795 | 0.37184 | 0.42556 | 0.46332 | 0.48833 | 0.50083 | 0.46419 | 0.41326 | 0.32711 | 0.2959 | 0.25781 | 0.2082 | 0.16846
Portfolio Adjusted1-in-2Size: 20 kW to 199.99 kWAll2020February Monthly Peak | Portfolio Adjusted | 1-in-2 | Size: 20 kW to 199.99 kW | All | 2020 | February Monthly Peak | 2 | 12.3749 | 11.9935 | 11.7831 | 11.8761 | 12.4605 | 13.8852 | 15.8913 | 17.2052 | 19.1087 | 20.124 | 20.6261 | 20.6538 | 20.615 | 20.6349 | 20.4796 | 19.9334 | 19.3521 | 19.4359 | 19.3926 | 18.5857 | 17.6957 | 16.4793 | 14.7906 | 13.449 | 0 | 0 | 0 | 0 | 0 | 0 | 0 | 0 | 0 | 0 | 0 | 0 | 0 | 0 | 0.30719 | 0.299 | 0.29028 | 0.29154 | 0 | 0 | 0 | 0 | 0 | 0 | 47.936 | 47.5502 | 47.1995 | 46.8407 | 46.4969 | 46.315 | 46.2608 | 46.2374 | 46.6282 | 48.4355 | 50.4734 | 52.3191 | 53.1356 | 53.2333 | 53.3057 | 52.8517 | 52.3684 | 51.4829 | 50.0747 | 48.6931 | 47.4059 | 46.6596 | 45.5189 | 44.4827 | 0.17817 | 0.16518 | 0.16117 | 0.16029 | 0.17373 | 0.20527 | 0.26924 | 0.29924 | 0.31043 | 0.30358 | 0.30132 | 0.31948 | 0.36203 | 0.41417 | 0.45074 | 0.47511 | 0.48719 | 0.45145 | 0.40185 | 0.31795 | 0.28755 | 0.25048 | 0.20225 | 0.16372
Portfolio Adjusted1-in-2Size: 20 kW to 199.99 kWAll2020March Monthly Peak | Portfolio Adjusted | 1-in-2 | Size: 20 kW to 199.99 kW | All | 2020 | March Monthly Peak | 3 | 12.4947 | 11.9717 | 11.7425 | 11.7655 | 12.3142 | 13.6806 | 15.7656 | 17.1209 | 18.8939 | 19.9321 | 20.4932 | 20.574 | 20.581 | 20.6781 | 20.6981 | 20.323 | 19.6546 | 18.8998 | 18.35 | 18.845 | 18.0761 | 16.8099 | 15.0286 | 13.5961 | 0 | 0 | 0 | 0 | 0 | 0 | 0 | 0 | 0 | 0 | 0 | 0 | 0 | 0 | 0.31047 | 0.30484 | 0.29482 | 0.2835 | 0 | 0 | 0 | 0 | 0 | 0 | 47.7179 | 47.0034 | 46.328 | 45.9201 | 45.5829 | 45.1175 | 44.7269 | 44.6581 | 46.5426 | 48.879 | 51.1599 | 53.1627 | 54.5624 | 55.5848 | 56.0289 | 56.4408 | 56.2488 | 55.5697 | 54.0178 | 51.8981 | 50.4853 | 49.3087 | 48.3961 | 47.4825 | 0.17925 | 0.16618 | 0.16216 | 0.16128 | 0.1748 | 0.20651 | 0.27086 | 0.301 | 0.31223 | 0.30534 | 0.30307 | 0.32134 | 0.36416 | 0.41663 | 0.45345 | 0.47795 | 0.49011 | 0.45416 | 0.40427 | 0.31988 | 0.28932 | 0.25203 | 0.2035 | 0.16472
Portfolio Adjusted1-in-2Size: 20 kW to 199.99 kWAll2020April Monthly Peak | Portfolio Adjusted | 1-in-2 | Size: 20 kW to 199.99 kW | All | 2020 | April Monthly Peak | 4 | 12.5009 | 11.8889 | 11.6033 | 11.559 | 12.0507 | 13.32 | 14.7381 | 16.3726 | 18.8549 | 20.8344 | 22.363 | 23.4409 | 24.2772 | 24.978 | 25.3141 | 24.9691 | 23.9392 | 22.1257 | 20.3208 | 20.2119 | 19.5554 | 17.8576 | 15.6389 | 13.8928 | 0 | 0 | 0 | 0 | 0 | 0 | 0 | 0 | 0 | 0 | 0 | 0 | 0 | 0 | 0.37971 | 0.37454 | 0.35909 | 0.33189 | 0 | 0 | 0 | 0 | 0 | 0 | 62.2439 | 61.1642 | 59.8068 | 58.6518 | 57.7396 | 57.0409 | 56.5677 | 56.5444 | 59.0344 | 63.0504 | 67.889 | 72.1553 | 75.4136 | 77.7884 | 78.9999 | 79.6179 | 79.7047 | 79.089 | 77.6818 | 75.2179 | 71.4148 | 68.5173 | 66.3723 | 64.0804 | 0.17566 | 0.16285 | 0.1589 | 0.15803 | 0.17128 | 0.2024 | 0.26546 | 0.29506 | 0.3061 | 0.29936 | 0.29712 | 0.31502 | 0.35697 | 0.40837 | 0.44441 | 0.46845 | 0.48035 | 0.44511 | 0.39621 | 0.31347 | 0.28349 | 0.24693 | 0.19938 | 0.16141
Portfolio Adjusted1-in-2Size: 20 kW to 199.99 kWAll2020May Monthly Peak | Portfolio Adjusted | 1-in-2 | Size: 20 kW to 199.99 kW | All | 2020 | May Monthly Peak | 5 | 12.7777 | 12.1362 | 11.8137 | 11.741 | 12.2344 | 13.3967 | 14.4942 | 16.8332 | 19.7875 | 22.128 | 23.8851 | 25.015 | 25.7536 | 26.3717 | 26.6396 | 26.233 | 25.1883 | 23.2974 | 21.3138 | 20.4416 | 20.2824 | 18.5008 | 16.1565 | 14.2739 | 0 | 0 | 0 | 0 | 0 | 0 | 0 | 0 | 0 | 0 | 0 | 0 | 0 | 0 | 0.39959 | 0.39349 | 0.37782 | 0.34946 | 0 | 0 | 0 | 0 | 0 | 0 | 64.3302 | 63.4415 | 62.6429 | 61.7212 | 60.9077 | 60.3074 | 59.8205 | 60.254 | 62.3446 | 65.9621 | 69.8584 | 73.6404 | 76.9732 | 79.4938 | 80.5501 | 81.1874 | 81.079 | 80.1195 | 78.4456 | 75.9087 | 72.4083 | 69.4396 | 67.3481 | 65.8646 | 0.17571 | 0.16289 | 0.15894 | 0.15807 | 0.17132 | 0.20245 | 0.26554 | 0.29518 | 0.30625 | 0.29952 | 0.29729 | 0.3152 | 0.35715 | 0.40855 | 0.44459 | 0.46863 | 0.48053 | 0.44526 | 0.39633 | 0.31355 | 0.28357 | 0.24699 | 0.19943 | 0.16146
Portfolio Adjusted1-in-2Size: 20 kW to 199.99 kWAll2020June Monthly Peak | Portfolio Adjusted | 1-in-2 | Size: 20 kW to 199.99 kW | All | 2020 | June Monthly Peak | 6 | 13.7459 | 13.0049 | 12.6258 | 12.522 | 13.023 | 14.0801 | 15.3962 | 18.253 | 21.4851 | 24.2284 | 26.3541 | 27.777 | 28.7472 | 29.4953 | 29.8391 | 29.4535 | 28.3366 | 26.2467 | 23.851 | 22.3408 | 21.9785 | 20.1755 | 17.5476 | 15.4341 | 0 | 0 | 0 | 0 | 0 | 0 | 0 | 0 | 0 | 0 | 0 | 0 | 0 | 0 | 0.44759 | 0.4418 | 0.42505 | 0.3937 | 0 | 0 | 0 | 0 | 0 | 0 | 68.6633 | 67.5309 | 66.4801 | 65.4599 | 64.5441 | 63.6286 | 62.8114 | 63.6256 | 66.9193 | 71.6592 | 76.4341 | 80.7636 | 83.5513 | 85.0392 | 86.147 | 86.6299 | 86.9942 | 86.5863 | 85.5867 | 83.153 | 79.6855 | 75.6358 | 73.1897 | 71.3127 | 0.17608 | 0.16323 | 0.15927 | 0.15841 | 0.17169 | 0.20287 | 0.26608 | 0.29574 | 0.3068 | 0.30002 | 0.29778 | 0.31572 | 0.35778 | 0.40929 | 0.44542 | 0.46952 | 0.48146 | 0.44613 | 0.39713 | 0.3142 | 0.28415 | 0.24751 | 0.19985 | 0.16179
Portfolio Adjusted1-in-2Size: 20 kW to 199.99 kWAll2020July Monthly Peak | Portfolio Adjusted | 1-in-2 | Size: 20 kW to 199.99 kW | All | 2020 | July Monthly Peak | 7 | 14.9658 | 14.1187 | 13.6611 | 13.5236 | 14.0481 | 15.4141 | 17.0145 | 20.2237 | 23.8876 | 26.9199 | 29.246 | 30.7509 | 31.6777 | 32.3673 | 32.626 | 32.2037 | 31.0491 | 28.8167 | 26.0927 | 24.3828 | 23.9056 | 21.9392 | 19.0855 | 16.7555 | 0 | 0 | 0 | 0 | 0 | 0 | 0 | 0 | 0 | 0 | 0 | 0 | 0 | 0 | 0.48939 | 0.48306 | 0.46574 | 0.43225 | 0 | 0 | 0 | 0 | 0 | 0 | 75.0165 | 73.854 | 73.01 | 72.1932 | 71.3089 | 70.4422 | 69.8535 | 70.4878 | 73.5339 | 77.5788 | 81.7374 | 85.2808 | 88.0381 | 89.558 | 90.6177 | 91.0693 | 90.9064 | 89.9697 | 88.9671 | 87.4241 | 84.696 | 81.2037 | 78.8077 | 77.1682 | 0.17635 | 0.16348 | 0.15952 | 0.15865 | 0.17196 | 0.20319 | 0.2665 | 0.29621 | 0.30729 | 0.30049 | 0.29824 | 0.31621 | 0.35833 | 0.40992 | 0.4461 | 0.47024 | 0.48221 | 0.44683 | 0.39776 | 0.31469 | 0.28459 | 0.24788 | 0.20015 | 0.16204
Portfolio Adjusted1-in-2Size: 20 kW to 199.99 kWAll2020August Monthly Peak | Portfolio Adjusted | 1-in-2 | Size: 20 kW to 199.99 kW | All | 2020 | August Monthly Peak | 8 | 14.6496 | 13.8412 | 13.4064 | 13.2814 | 13.7672 | 15.3051 | 16.9323 | 19.6788 | 23.4114 | 26.5304 | 29.0292 | 30.6522 | 31.6351 | 32.3402 | 32.5678 | 32.1126 | 30.8246 | 28.4634 | 25.6143 | 24.3549 | 23.6702 | 21.4629 | 18.6531 | 16.3807 | 0 | 0 | 0 | 0 | 0 | 0 | 0 | 0 | 0 | 0 | 0 | 0 | 0 | 0 | 0.48852 | 0.48169 | 0.46237 | 0.42695 | 0 | 0 | 0 | 0 | 0 | 0 | 74.1199 | 72.8829 | 71.6065 | 70.6925 | 69.9039 | 69.0235 | 68.5493 | 68.1746 | 70.3745 | 75.4485 | 80.8558 | 85.3627 | 88.5863 | 90.472 | 91.6689 | 92.2567 | 92.3564 | 91.8518 | 90.2826 | 87.1272 | 82.9843 | 79.8958 | 77.8281 | 76.177 | 0.17682 | 0.16391 | 0.15994 | 0.15907 | 0.17241 | 0.20373 | 0.26721 | 0.29702 | 0.30813 | 0.30132 | 0.29906 | 0.31708 | 0.35931 | 0.41103 | 0.44729 | 0.4715 | 0.4835 | 0.44802 | 0.39882 | 0.31551 | 0.28533 | 0.24852 | 0.20066 | 0.16247
Portfolio Adjusted1-in-2Size: 20 kW to 199.99 kWAll2020September Monthly Peak | Portfolio Adjusted | 1-in-2 | Size: 20 kW to 199.99 kW | All | 2020 | September Monthly Peak | 9 | 14.3661 | 13.6172 | 13.2077 | 13.1151 | 13.6123 | 15.154 | 17.1969 | 19.3732 | 23.0296 | 26.0472 | 28.4488 | 29.9852 | 30.973 | 31.7035 | 31.9572 | 31.4417 | 30.1041 | 27.6371 | 24.9813 | 24.4694 | 22.8829 | 20.7263 | 18.0772 | 15.9494 | 0 | 0 | 0 | 0 | 0 | 0 | 0 | 0 | 0 | 0 | 0 | 0 | 0 | 0 | 0.47936 | 0.47162 | 0.45156 | 0.41456 | 0 | 0 | 0 | 0 | 0 | 0 | 72.5719 | 71.4771 | 70.386 | 69.3796 | 68.4784 | 67.671 | 67.3041 | 67.1194 | 69.3055 | 74.168 | 79.4011 | 84.1683 | 88.0394 | 90.3143 | 91.6215 | 92.1467 | 92.1086 | 91.2159 | 89.8093 | 86.8996 | 82.8588 | 79.8212 | 77.6792 | 76.2687 | 0.17589 | 0.16306 | 0.1591 | 0.15824 | 0.17151 | 0.20266 | 0.26581 | 0.29545 | 0.3065 | 0.29974 | 0.2975 | 0.31542 | 0.35743 | 0.40889 | 0.44497 | 0.46905 | 0.48097 | 0.44568 | 0.39672 | 0.31387 | 0.28385 | 0.24724 | 0.19963 | 0.16162
Portfolio Adjusted1-in-2Size: 20 kW to 199.99 kWAll2020October Monthly Peak | Portfolio Adjusted | 1-in-2 | Size: 20 kW to 199.99 kW | All | 2020 | October Monthly Peak | 10 | 12.9022 | 12.2974 | 11.9682 | 11.9088 | 12.3662 | 13.7454 | 15.8653 | 17.2268 | 19.7357 | 22.1327 | 24.1337 | 25.5584 | 26.6065 | 27.4262 | 27.7475 | 27.2522 | 25.9645 | 23.718 | 22.6645 | 21.8126 | 20.2706 | 18.4531 | 16.1479 | 14.2878 | 0 | 0 | 0 | 0 | 0 | 0 | 0 | 0 | 0 | 0 | 0 | 0 | 0 | 0 | 0.41621 | 0.40878 | 0.38947 | 0.35577 | 0 | 0 | 0 | 0 | 0 | 0 | 64.5321 | 63.6061 | 62.7412 | 61.7743 | 60.9086 | 60.2163 | 59.5706 | 59.2209 | 60.2125 | 64.2822 | 70.153 | 76.3012 | 81.5589 | 84.5404 | 85.3511 | 86.0183 | 86.182 | 85.2888 | 82.9088 | 78.3484 | 74.6249 | 71.7324 | 69.3787 | 67.5222 | 0.17527 | 0.16248 | 0.15854 | 0.15768 | 0.1709 | 0.20194 | 0.26487 | 0.29441 | 0.30544 | 0.29871 | 0.29648 | 0.31434 | 0.35619 | 0.40747 | 0.44342 | 0.46741 | 0.47929 | 0.44411 | 0.39533 | 0.31276 | 0.28285 | 0.24637 | 0.19893 | 0.16105
Portfolio Adjusted1-in-2Size: 20 kW to 199.99 kWAll2020November Monthly Peak | Portfolio Adjusted | 1-in-2 | Size: 20 kW to 199.99 kW | All | 2020 | November Monthly Peak | 11 | 12.0277 | 11.5805 | 11.3794 | 11.4432 | 11.9531 | 13.357 | 14.7424 | 16.2061 | 18.4191 | 20.1051 | 21.3622 | 22.1671 | 22.6499 | 23.0121 | 22.9844 | 22.2436 | 21.4211 | 21.3729 | 20.0373 | 18.9404 | 17.8562 | 16.4308 | 14.6126 | 13.1314 | 0 | 0 | 0 | 0 | 0 | 0 | 0 | 0 | 0 | 0 | 0 | 0 | 0 | 0 | 0.34477 | 0.33365 | 0.32132 | 0.32059 | 0 | 0 | 0 | 0 | 0 | 0 | 56.8786 | 55.9547 | 55.2822 | 54.4774 | 53.4229 | 52.674 | 52.5497 | 52.4978 | 55.129 | 59.6435 | 64.4804 | 68.9024 | 71.7456 | 73.2928 | 74.0751 | 73.9017 | 72.281 | 69.3391 | 66.0289 | 63.86 | 62.192 | 61.1292 | 60.1265 | 59.3667 | 0.1765 | 0.16362 | 0.15965 | 0.15878 | 0.17209 | 0.20336 | 0.26673 | 0.29648 | 0.30758 | 0.30081 | 0.29857 | 0.31655 | 0.3587 | 0.41033 | 0.44653 | 0.47069 | 0.48265 | 0.44723 | 0.39809 | 0.31495 | 0.28483 | 0.24809 | 0.20032 | 0.16218
Portfolio Adjusted1-in-2Size: 20 kW to 199.99 kWAll2020December Monthly Peak | Portfolio Adjusted | 1-in-2 | Size: 20 kW to 199.99 kW | All | 2020 | December Monthly Peak | 12 | 12.2748 | 11.8483 | 11.6651 | 11.7283 | 12.2867 | 13.729 | 15.7014 | 16.8534 | 18.5481 | 19.6116 | 20.1698 | 20.2518 | 20.1601 | 20.0778 | 19.854 | 19.2607 | 19.2768 | 19.8291 | 18.8459 | 18.0729 | 17.2189 | 16.1084 | 14.6214 | 13.3028 | 0 | 0 | 0 | 0 | 0 | 0 | 0 | 0 | 0 | 0 | 0 | 0 | 0 | 0 | 0.29781 | 0.28891 | 0.28915 | 0.29744 | 0 | 0 | 0 | 0 | 0 | 0 | 48.008 | 47.3048 | 46.7588 | 46.1931 | 45.6854 | 45.1241 | 44.8847 | 44.7928 | 45.5005 | 48.8363 | 52.589 | 55.6994 | 57.7766 | 58.7952 | 59.4273 | 59.6971 | 59.0542 | 56.7727 | 53.9438 | 51.8804 | 50.2862 | 48.4484 | 46.7648 | 45.496 | 0.17603 | 0.16319 | 0.15923 | 0.15836 | 0.17164 | 0.20281 | 0.26602 | 0.29568 | 0.30675 | 0.3 | 0.29777 | 0.31571 | 0.35774 | 0.40925 | 0.44537 | 0.46945 | 0.48137 | 0.44605 | 0.39704 | 0.31413 | 0.28409 | 0.24746 | 0.19981 | 0.16176
Portfolio Adjusted1-in-2Size: 20 kW to 199.99 kWAll2020Typical Event Day | Portfolio Adjusted | 1-in-2 | Size: 20 kW to 199.99 kW | All | 2020 | Typical Event Day | 8 | 14.4932 | 13.7009 | 13.2799 | 13.1599 | 13.6448 | 15.1653 | 16.7674 | 19.4257 | 23.0254 | 26.035 | 28.4463 | 30.0236 | 30.9899 | 31.6918 | 31.923 | 31.4782 | 30.2227 | 27.9043 | 25.1487 | 23.9348 | 23.3104 | 21.1636 | 18.4055 | 16.1773 | 0 | 0 | 0 | 0 | 0 | 0 | 0 | 0 | 0 | 0 | 0 | 0 | 0 | 0 | 0.47885 | 0.47217 | 0.45334 | 0.41856 | 0 | 0 | 0 | 0 | 0 | 0 | 72.5929 | 71.4362 | 70.3707 | 69.4313 | 68.5588 | 67.6913 | 67.1296 | 67.3519 | 70.0333 | 74.7136 | 79.6071 | 83.8939 | 87.0538 | 88.8459 | 90.0138 | 90.5257 | 90.5914 | 89.9059 | 88.6614 | 86.151 | 82.5561 | 79.1391 | 76.8762 | 75.2317 | 0.17622 | 0.16336 | 0.1594 | 0.15853 | 0.17182 | 0.20303 | 0.2663 | 0.29598 | 0.30705 | 0.30027 | 0.29802 | 0.31598 | 0.35807 | 0.40962 | 0.44577 | 0.46989 | 0.48184 | 0.44649 | 0.39745 | 0.31445 | 0.28438 | 0.2477 | 0.2 | 0.16192
Portfolio Adjusted1-in-2Size: 20 kW to 199.99 kWAll2021January Monthly Peak | Portfolio Adjusted | 1-in-2 | Size: 20 kW to 199.99 kW | All | 2021 | January Monthly Peak | 1 | 12.5618 | 12.2143 | 12.0641 | 12.1776 | 12.8087 | 14.2862 | 16.6697 | 17.922 | 19.6346 | 20.4338 | 20.6387 | 20.3783 | 20.0621 | 19.8798 | 19.5943 | 19.0186 | 18.6199 | 19.5536 | 18.9084 | 18.3021 | 17.5089 | 16.4703 | 14.8751 | 13.6308 | 0 | 0 | 0 | 0 | 0 | 0 | 0 | 0 | 0 | 0 | 0 | 0 | 0 | 0 | 0.29391 | 0.28528 | 0.2793 | 0.2933 | 0 | 0 | 0 | 0 | 0 | 0 | 44.0783 | 43.4237 | 42.7412 | 42.2468 | 41.6986 | 41.4035 | 41.1616 | 40.9396 | 41.2494 | 43.4317 | 46.8785 | 49.569 | 51.4381 | 52.7631 | 53.5656 | 53.9247 | 53.6669 | 52.2835 | 50.4669 | 49.0856 | 47.9716 | 47.0322 | 46.1913 | 45.4673 | 0.18328 | 0.16994 | 0.16585 | 0.16497 | 0.17879 | 0.2111 | 0.2769 | 0.30746 | 0.31877 | 0.3116 | 0.30926 | 0.32795 | 0.37183 | 0.42556 | 0.46332 | 0.48833 | 0.50083 | 0.46419 | 0.41326 | 0.32711 | 0.2959 | 0.25781 | 0.2082 | 0.16846
Portfolio Adjusted1-in-2Size: 20 kW to 199.99 kWAll2021February Monthly Peak | Portfolio Adjusted | 1-in-2 | Size: 20 kW to 199.99 kW | All | 2021 | February Monthly Peak | 2 | 12.3749 | 11.9935 | 11.7831 | 11.8761 | 12.4605 | 13.8852 | 15.8913 | 17.2052 | 19.1087 | 20.124 | 20.6261 | 20.6538 | 20.615 | 20.6349 | 20.4796 | 19.9334 | 19.3521 | 19.4359 | 19.3926 | 18.5857 | 17.6957 | 16.4793 | 14.7906 | 13.449 | 0 | 0 | 0 | 0 | 0 | 0 | 0 | 0 | 0 | 0 | 0 | 0 | 0 | 0 | 0.30719 | 0.299 | 0.29028 | 0.29154 | 0 | 0 | 0 | 0 | 0 | 0 | 47.936 | 47.5502 | 47.1995 | 46.8407 | 46.4969 | 46.315 | 46.2608 | 46.2374 | 46.6282 | 48.4355 | 50.4734 | 52.3191 | 53.1356 | 53.2333 | 53.3057 | 52.8517 | 52.3684 | 51.4829 | 50.0747 | 48.6931 | 47.4059 | 46.6596 | 45.5189 | 44.4827 | 0.17817 | 0.16518 | 0.16117 | 0.16029 | 0.17373 | 0.20527 | 0.26924 | 0.29924 | 0.31043 | 0.30358 | 0.30132 | 0.31948 | 0.36203 | 0.41417 | 0.45074 | 0.47511 | 0.48719 | 0.45145 | 0.40185 | 0.31795 | 0.28755 | 0.25048 | 0.20225 | 0.16372
Portfolio Adjusted1-in-2Size: 20 kW to 199.99 kWAll2021March Monthly Peak | Portfolio Adjusted | 1-in-2 | Size: 20 kW to 199.99 kW | All | 2021 | March Monthly Peak | 3 | 12.4947 | 11.9717 | 11.7425 | 11.7655 | 12.3142 | 13.6806 | 15.7656 | 17.1209 | 18.8939 | 19.9321 | 20.4932 | 20.574 | 20.581 | 20.6781 | 20.6981 | 20.323 | 19.6546 | 18.8998 | 18.35 | 18.845 | 18.0761 | 16.8099 | 15.0286 | 13.5961 | 0 | 0 | 0 | 0 | 0 | 0 | 0 | 0 | 0 | 0 | 0 | 0 | 0 | 0 | 0.31047 | 0.30484 | 0.29482 | 0.2835 | 0 | 0 | 0 | 0 | 0 | 0 | 47.7179 | 47.0034 | 46.328 | 45.9202 | 45.5829 | 45.1175 | 44.7269 | 44.6581 | 46.5426 | 48.879 | 51.1599 | 53.1627 | 54.5624 | 55.5848 | 56.0289 | 56.4408 | 56.2488 | 55.5697 | 54.0178 | 51.8981 | 50.4853 | 49.3087 | 48.3961 | 47.4825 | 0.17925 | 0.16618 | 0.16216 | 0.16128 | 0.1748 | 0.20651 | 0.27086 | 0.301 | 0.31223 | 0.30534 | 0.30307 | 0.32134 | 0.36416 | 0.41663 | 0.45345 | 0.47795 | 0.49011 | 0.45416 | 0.40427 | 0.31988 | 0.28932 | 0.25203 | 0.2035 | 0.16472
Portfolio Adjusted1-in-2Size: 20 kW to 199.99 kWAll2021April Monthly Peak | Portfolio Adjusted | 1-in-2 | Size: 20 kW to 199.99 kW | All | 2021 | April Monthly Peak | 4 | 12.5009 | 11.8889 | 11.6033 | 11.559 | 12.0507 | 13.32 | 14.7381 | 16.3726 | 18.8549 | 20.8344 | 22.363 | 23.4409 | 24.2772 | 24.978 | 25.3141 | 24.9691 | 23.9392 | 22.1257 | 20.3208 | 20.2119 | 19.5554 | 17.8576 | 15.6389 | 13.8928 | 0 | 0 | 0 | 0 | 0 | 0 | 0 | 0 | 0 | 0 | 0 | 0 | 0 | 0 | 0.37971 | 0.37454 | 0.35909 | 0.33189 | 0 | 0 | 0 | 0 | 0 | 0 | 62.2439 | 61.1642 | 59.8068 | 58.6519 | 57.7396 | 57.0409 | 56.5677 | 56.5444 | 59.0344 | 63.0504 | 67.889 | 72.1553 | 75.4136 | 77.7884 | 78.9999 | 79.6179 | 79.7047 | 79.089 | 77.6818 | 75.2179 | 71.4148 | 68.5173 | 66.3723 | 64.0804 | 0.17566 | 0.16285 | 0.1589 | 0.15803 | 0.17128 | 0.2024 | 0.26546 | 0.29506 | 0.3061 | 0.29936 | 0.29712 | 0.31502 | 0.35697 | 0.40837 | 0.44441 | 0.46845 | 0.48035 | 0.44511 | 0.39621 | 0.31347 | 0.28349 | 0.24693 | 0.19938 | 0.16141
Portfolio Adjusted1-in-2Size: 20 kW to 199.99 kWAll2021May Monthly Peak | Portfolio Adjusted | 1-in-2 | Size: 20 kW to 199.99 kW | All | 2021 | May Monthly Peak | 5 | 12.7777 | 12.1362 | 11.8137 | 11.741 | 12.2344 | 13.3967 | 14.4942 | 16.8332 | 19.7875 | 22.128 | 23.8851 | 25.015 | 25.7536 | 26.3717 | 26.6396 | 26.233 | 25.1883 | 23.2974 | 21.3138 | 20.4416 | 20.2824 | 18.5008 | 16.1565 | 14.2739 | 0 | 0 | 0 | 0 | 0 | 0 | 0 | 0 | 0 | 0 | 0 | 0 | 0 | 0 | 0.39959 | 0.39349 | 0.37782 | 0.34946 | 0 | 0 | 0 | 0 | 0 | 0 | 64.3302 | 63.4415 | 62.6429 | 61.7212 | 60.9077 | 60.3074 | 59.8205 | 60.254 | 62.3446 | 65.9621 | 69.8584 | 73.6404 | 76.9732 | 79.4938 | 80.5501 | 81.1874 | 81.079 | 80.1195 | 78.4456 | 75.9087 | 72.4083 | 69.4396 | 67.3481 | 65.8646 | 0.17571 | 0.16289 | 0.15894 | 0.15807 | 0.17132 | 0.20245 | 0.26554 | 0.29518 | 0.30625 | 0.29952 | 0.29729 | 0.3152 | 0.35715 | 0.40855 | 0.44459 | 0.46863 | 0.48053 | 0.44526 | 0.39633 | 0.31355 | 0.28357 | 0.24699 | 0.19943 | 0.16146
Portfolio Adjusted1-in-2Size: 20 kW to 199.99 kWAll2021June Monthly Peak | Portfolio Adjusted | 1-in-2 | Size: 20 kW to 199.99 kW | All | 2021 | June Monthly Peak | 6 | 13.7459 | 13.0049 | 12.6258 | 12.522 | 13.023 | 14.0801 | 15.3962 | 18.253 | 21.4851 | 24.2284 | 26.3541 | 27.777 | 28.7472 | 29.4953 | 29.8391 | 29.4535 | 28.3366 | 26.2467 | 23.851 | 22.3408 | 21.9785 | 20.1755 | 17.5476 | 15.4341 | 0 | 0 | 0 | 0 | 0 | 0 | 0 | 0 | 0 | 0 | 0 | 0 | 0 | 0 | 0.44759 | 0.4418 | 0.42505 | 0.3937 | 0 | 0 | 0 | 0 | 0 | 0 | 68.6633 | 67.5309 | 66.4801 | 65.4599 | 64.5441 | 63.6286 | 62.8114 | 63.6256 | 66.9193 | 71.6592 | 76.4341 | 80.7636 | 83.5513 | 85.0392 | 86.147 | 86.6299 | 86.9942 | 86.5863 | 85.5867 | 83.153 | 79.6855 | 75.6358 | 73.1897 | 71.3127 | 0.17608 | 0.16323 | 0.15927 | 0.15841 | 0.17169 | 0.20287 | 0.26608 | 0.29574 | 0.3068 | 0.30002 | 0.29778 | 0.31572 | 0.35778 | 0.40929 | 0.44542 | 0.46952 | 0.48146 | 0.44613 | 0.39713 | 0.3142 | 0.28415 | 0.24751 | 0.19985 | 0.16179
Portfolio Adjusted1-in-2Size: 20 kW to 199.99 kWAll2021July Monthly Peak | Portfolio Adjusted | 1-in-2 | Size: 20 kW to 199.99 kW | All | 2021 | July Monthly Peak | 7 | 14.9658 | 14.1187 | 13.6611 | 13.5236 | 14.0481 | 15.4141 | 17.0145 | 20.2237 | 23.8876 | 26.9199 | 29.246 | 30.7509 | 31.6777 | 32.3673 | 32.626 | 32.2037 | 31.0491 | 28.8167 | 26.0927 | 24.3828 | 23.9056 | 21.9392 | 19.0855 | 16.7555 | 0 | 0 | 0 | 0 | 0 | 0 | 0 | 0 | 0 | 0 | 0 | 0 | 0 | 0 | 0.48939 | 0.48306 | 0.46574 | 0.43225 | 0 | 0 | 0 | 0 | 0 | 0 | 75.0165 | 73.854 | 73.01 | 72.1932 | 71.3089 | 70.4422 | 69.8535 | 70.4878 | 73.5339 | 77.5788 | 81.7374 | 85.2808 | 88.0381 | 89.558 | 90.6177 | 91.0693 | 90.9064 | 89.9697 | 88.9671 | 87.4241 | 84.696 | 81.2037 | 78.8077 | 77.1682 | 0.17635 | 0.16348 | 0.15952 | 0.15865 | 0.17196 | 0.20319 | 0.2665 | 0.29621 | 0.30729 | 0.30049 | 0.29824 | 0.31621 | 0.35833 | 0.40992 | 0.4461 | 0.47024 | 0.48221 | 0.44683 | 0.39776 | 0.31469 | 0.28459 | 0.24788 | 0.20015 | 0.16204
Portfolio Adjusted1-in-2Size: 20 kW to 199.99 kWAll2021August Monthly Peak | Portfolio Adjusted | 1-in-2 | Size: 20 kW to 199.99 kW | All | 2021 | August Monthly Peak | 8 | 14.6496 | 13.8412 | 13.4064 | 13.2814 | 13.7672 | 15.3051 | 16.9323 | 19.6788 | 23.4114 | 26.5304 | 29.0292 | 30.6522 | 31.6351 | 32.3402 | 32.5678 | 32.1126 | 30.8246 | 28.4634 | 25.6143 | 24.3549 | 23.6702 | 21.4629 | 18.6531 | 16.3807 | 0 | 0 | 0 | 0 | 0 | 0 | 0 | 0 | 0 | 0 | 0 | 0 | 0 | 0 | 0.48852 | 0.48169 | 0.46237 | 0.42695 | 0 | 0 | 0 | 0 | 0 | 0 | 74.1199 | 72.8829 | 71.6065 | 70.6925 | 69.9039 | 69.0235 | 68.5493 | 68.1746 | 70.3745 | 75.4485 | 80.8558 | 85.3627 | 88.5863 | 90.472 | 91.6689 | 92.2567 | 92.3564 | 91.8518 | 90.2826 | 87.1272 | 82.9843 | 79.8958 | 77.8281 | 76.177 | 0.17682 | 0.16391 | 0.15994 | 0.15907 | 0.17241 | 0.20373 | 0.26721 | 0.29702 | 0.30813 | 0.30132 | 0.29906 | 0.31708 | 0.35931 | 0.41103 | 0.44729 | 0.4715 | 0.4835 | 0.44802 | 0.39882 | 0.31551 | 0.28533 | 0.24852 | 0.20066 | 0.16247
Portfolio Adjusted1-in-2Size: 20 kW to 199.99 kWAll2021September Monthly Peak | Portfolio Adjusted | 1-in-2 | Size: 20 kW to 199.99 kW | All | 2021 | September Monthly Peak | 9 | 14.3661 | 13.6172 | 13.2077 | 13.1151 | 13.6123 | 15.154 | 17.1969 | 19.3732 | 23.0296 | 26.0472 | 28.4488 | 29.9852 | 30.973 | 31.7035 | 31.9572 | 31.4416 | 30.1041 | 27.6371 | 24.9813 | 24.4694 | 22.8829 | 20.7263 | 18.0772 | 15.9494 | 0 | 0 | 0 | 0 | 0 | 0 | 0 | 0 | 0 | 0 | 0 | 0 | 0 | 0 | 0.47936 | 0.47162 | 0.45156 | 0.41456 | 0 | 0 | 0 | 0 | 0 | 0 | 72.5719 | 71.4771 | 70.386 | 69.3796 | 68.4784 | 67.671 | 67.3041 | 67.1194 | 69.3055 | 74.168 | 79.4011 | 84.1683 | 88.0394 | 90.3143 | 91.6215 | 92.1467 | 92.1086 | 91.2159 | 89.8093 | 86.8996 | 82.8588 | 79.8212 | 77.6792 | 76.2687 | 0.17589 | 0.16306 | 0.1591 | 0.15824 | 0.17151 | 0.20266 | 0.26581 | 0.29545 | 0.3065 | 0.29974 | 0.2975 | 0.31542 | 0.35743 | 0.40889 | 0.44497 | 0.46905 | 0.48097 | 0.44568 | 0.39672 | 0.31387 | 0.28385 | 0.24724 | 0.19963 | 0.16162
Portfolio Adjusted1-in-2Size: 20 kW to 199.99 kWAll2021October Monthly Peak | Portfolio Adjusted | 1-in-2 | Size: 20 kW to 199.99 kW | All | 2021 | October Monthly Peak | 10 | 12.9022 | 12.2974 | 11.9682 | 11.9088 | 12.3662 | 13.7454 | 15.8653 | 17.2268 | 19.7357 | 22.1327 | 24.1337 | 25.5584 | 26.6065 | 27.4262 | 27.7475 | 27.2522 | 25.9645 | 23.718 | 22.6645 | 21.8126 | 20.2706 | 18.4531 | 16.1479 | 14.2878 | 0 | 0 | 0 | 0 | 0 | 0 | 0 | 0 | 0 | 0 | 0 | 0 | 0 | 0 | 0.41621 | 0.40878 | 0.38947 | 0.35577 | 0 | 0 | 0 | 0 | 0 | 0 | 64.5321 | 63.6061 | 62.7412 | 61.7743 | 60.9086 | 60.2163 | 59.5706 | 59.2209 | 60.2125 | 64.2822 | 70.153 | 76.3012 | 81.5589 | 84.5404 | 85.351 | 86.0183 | 86.182 | 85.2888 | 82.9088 | 78.3484 | 74.6249 | 71.7324 | 69.3787 | 67.5222 | 0.17527 | 0.16248 | 0.15854 | 0.15768 | 0.1709 | 0.20194 | 0.26487 | 0.29441 | 0.30544 | 0.29871 | 0.29648 | 0.31434 | 0.35619 | 0.40747 | 0.44342 | 0.46741 | 0.47929 | 0.44411 | 0.39533 | 0.31276 | 0.28285 | 0.24637 | 0.19893 | 0.16105
Portfolio Adjusted1-in-2Size: 20 kW to 199.99 kWAll2021November Monthly Peak | Portfolio Adjusted | 1-in-2 | Size: 20 kW to 199.99 kW | All | 2021 | November Monthly Peak | 11 | 12.0277 | 11.5805 | 11.3794 | 11.4432 | 11.9531 | 13.357 | 14.7424 | 16.2061 | 18.4191 | 20.1051 | 21.3622 | 22.1671 | 22.6499 | 23.0121 | 22.9844 | 22.2436 | 21.4211 | 21.3729 | 20.0373 | 18.9404 | 17.8562 | 16.4308 | 14.6126 | 13.1314 | 0 | 0 | 0 | 0 | 0 | 0 | 0 | 0 | 0 | 0 | 0 | 0 | 0 | 0 | 0.34477 | 0.33365 | 0.32132 | 0.32059 | 0 | 0 | 0 | 0 | 0 | 0 | 56.8786 | 55.9547 | 55.2822 | 54.4774 | 53.4229 | 52.674 | 52.5497 | 52.4978 | 55.129 | 59.6435 | 64.4804 | 68.9024 | 71.7456 | 73.2928 | 74.0751 | 73.9017 | 72.281 | 69.3391 | 66.0289 | 63.86 | 62.192 | 61.1292 | 60.1265 | 59.3667 | 0.1765 | 0.16362 | 0.15965 | 0.15878 | 0.17209 | 0.20336 | 0.26673 | 0.29648 | 0.30758 | 0.30081 | 0.29857 | 0.31655 | 0.3587 | 0.41033 | 0.44653 | 0.47069 | 0.48265 | 0.44723 | 0.39809 | 0.31495 | 0.28483 | 0.24809 | 0.20032 | 0.16218
Portfolio Adjusted1-in-2Size: 20 kW to 199.99 kWAll2021December Monthly Peak | Portfolio Adjusted | 1-in-2 | Size: 20 kW to 199.99 kW | All | 2021 | December Monthly Peak | 12 | 12.2748 | 11.8483 | 11.6651 | 11.7283 | 12.2867 | 13.729 | 15.7014 | 16.8534 | 18.5481 | 19.6116 | 20.1698 | 20.2518 | 20.1601 | 20.0778 | 19.854 | 19.2607 | 19.2768 | 19.8291 | 18.8459 | 18.073 | 17.2189 | 16.1084 | 14.6214 | 13.3028 | 0 | 0 | 0 | 0 | 0 | 0 | 0 | 0 | 0 | 0 | 0 | 0 | 0 | 0 | 0.29781 | 0.28891 | 0.28915 | 0.29744 | 0 | 0 | 0 | 0 | 0 | 0 | 48.008 | 47.3048 | 46.7588 | 46.1931 | 45.6854 | 45.1241 | 44.8847 | 44.7928 | 45.5005 | 48.8363 | 52.589 | 55.6994 | 57.7766 | 58.7952 | 59.4273 | 59.6971 | 59.0542 | 56.7727 | 53.9438 | 51.8804 | 50.2862 | 48.4484 | 46.7648 | 45.496 | 0.17603 | 0.16319 | 0.15923 | 0.15836 | 0.17164 | 0.20281 | 0.26602 | 0.29568 | 0.30675 | 0.3 | 0.29777 | 0.31571 | 0.35774 | 0.40925 | 0.44537 | 0.46945 | 0.48137 | 0.44605 | 0.39704 | 0.31413 | 0.28409 | 0.24746 | 0.19981 | 0.16176
Portfolio Adjusted1-in-2Size: 20 kW to 199.99 kWAll2021Typical Event Day | Portfolio Adjusted | 1-in-2 | Size: 20 kW to 199.99 kW | All | 2021 | Typical Event Day | 8 | 14.4932 | 13.7009 | 13.2799 | 13.1599 | 13.6448 | 15.1653 | 16.7674 | 19.4257 | 23.0254 | 26.035 | 28.4463 | 30.0236 | 30.9899 | 31.6918 | 31.923 | 31.4782 | 30.2227 | 27.9043 | 25.1487 | 23.9348 | 23.3104 | 21.1636 | 18.4055 | 16.1773 | 0 | 0 | 0 | 0 | 0 | 0 | 0 | 0 | 0 | 0 | 0 | 0 | 0 | 0 | 0.47885 | 0.47217 | 0.45334 | 0.41856 | 0 | 0 | 0 | 0 | 0 | 0 | 72.5929 | 71.4362 | 70.3707 | 69.4313 | 68.5588 | 67.6913 | 67.1296 | 67.3519 | 70.0333 | 74.7136 | 79.6071 | 83.8939 | 87.0538 | 88.8459 | 90.0138 | 90.5257 | 90.5914 | 89.9059 | 88.6614 | 86.151 | 82.5561 | 79.1391 | 76.8762 | 75.2317 | 0.17622 | 0.16336 | 0.1594 | 0.15853 | 0.17182 | 0.20303 | 0.2663 | 0.29598 | 0.30705 | 0.30027 | 0.29802 | 0.31598 | 0.35807 | 0.40962 | 0.44577 | 0.46989 | 0.48184 | 0.44649 | 0.39745 | 0.31445 | 0.28438 | 0.2477 | 0.2 | 0.16192
Portfolio Adjusted1-in-2Size: 20 kW to 199.99 kWAll2022January Monthly Peak | Portfolio Adjusted | 1-in-2 | Size: 20 kW to 199.99 kW | All | 2022 | January Monthly Peak | 1 | 12.5618 | 12.2143 | 12.0641 | 12.1776 | 12.8087 | 14.2862 | 16.6697 | 17.922 | 19.6346 | 20.4338 | 20.6387 | 20.3783 | 20.0621 | 19.8798 | 19.5943 | 19.0186 | 18.6199 | 19.5536 | 18.9084 | 18.3021 | 17.5089 | 16.4703 | 14.8751 | 13.6308 | 0 | 0 | 0 | 0 | 0 | 0 | 0 | 0 | 0 | 0 | 0 | 0 | 0 | 0 | 0.29391 | 0.28528 | 0.2793 | 0.2933 | 0 | 0 | 0 | 0 | 0 | 0 | 44.0783 | 43.4237 | 42.7412 | 42.2468 | 41.6986 | 41.4035 | 41.1616 | 40.9396 | 41.2494 | 43.4317 | 46.8785 | 49.569 | 51.4381 | 52.7631 | 53.5656 | 53.9247 | 53.6669 | 52.2835 | 50.4669 | 49.0856 | 47.9716 | 47.0322 | 46.1913 | 45.4673 | 0.18328 | 0.16994 | 0.16585 | 0.16497 | 0.17879 | 0.2111 | 0.2769 | 0.30746 | 0.31877 | 0.3116 | 0.30926 | 0.32795 | 0.37184 | 0.42556 | 0.46332 | 0.48833 | 0.50083 | 0.46419 | 0.41326 | 0.32711 | 0.2959 | 0.25781 | 0.2082 | 0.16846
Portfolio Adjusted1-in-2Size: 20 kW to 199.99 kWAll2022February Monthly Peak | Portfolio Adjusted | 1-in-2 | Size: 20 kW to 199.99 kW | All | 2022 | February Monthly Peak | 2 | 12.3749 | 11.9935 | 11.7831 | 11.8761 | 12.4605 | 13.8852 | 15.8913 | 17.2052 | 19.1087 | 20.124 | 20.6261 | 20.6538 | 20.615 | 20.6349 | 20.4796 | 19.9334 | 19.3521 | 19.4359 | 19.3926 | 18.5857 | 17.6957 | 16.4793 | 14.7906 | 13.449 | 0 | 0 | 0 | 0 | 0 | 0 | 0 | 0 | 0 | 0 | 0 | 0 | 0 | 0 | 0.30719 | 0.299 | 0.29028 | 0.29154 | 0 | 0 | 0 | 0 | 0 | 0 | 47.936 | 47.5502 | 47.1995 | 46.8407 | 46.4969 | 46.315 | 46.2608 | 46.2374 | 46.6282 | 48.4355 | 50.4734 | 52.3191 | 53.1356 | 53.2333 | 53.3057 | 52.8517 | 52.3684 | 51.4829 | 50.0747 | 48.6931 | 47.4059 | 46.6596 | 45.5189 | 44.4827 | 0.17817 | 0.16518 | 0.16117 | 0.16029 | 0.17373 | 0.20527 | 0.26924 | 0.29924 | 0.31043 | 0.30358 | 0.30132 | 0.31948 | 0.36203 | 0.41417 | 0.45074 | 0.47511 | 0.48719 | 0.45145 | 0.40185 | 0.31795 | 0.28755 | 0.25048 | 0.20225 | 0.16372
Portfolio Adjusted1-in-2Size: 20 kW to 199.99 kWAll2022March Monthly Peak | Portfolio Adjusted | 1-in-2 | Size: 20 kW to 199.99 kW | All | 2022 | March Monthly Peak | 3 | 12.4947 | 11.9717 | 11.7425 | 11.7655 | 12.3142 | 13.6806 | 15.7656 | 17.1209 | 18.8939 | 19.9321 | 20.4932 | 20.574 | 20.581 | 20.6781 | 20.6981 | 20.323 | 19.6546 | 18.8998 | 18.35 | 18.845 | 18.0761 | 16.8099 | 15.0286 | 13.5961 | 0 | 0 | 0 | 0 | 0 | 0 | 0 | 0 | 0 | 0 | 0 | 0 | 0 | 0 | 0.31047 | 0.30484 | 0.29482 | 0.2835 | 0 | 0 | 0 | 0 | 0 | 0 | 47.7179 | 47.0034 | 46.328 | 45.9202 | 45.5829 | 45.1175 | 44.7269 | 44.6581 | 46.5426 | 48.879 | 51.1599 | 53.1627 | 54.5624 | 55.5848 | 56.0289 | 56.4408 | 56.2488 | 55.5697 | 54.0178 | 51.8981 | 50.4853 | 49.3087 | 48.3961 | 47.4825 | 0.17925 | 0.16618 | 0.16216 | 0.16128 | 0.1748 | 0.20651 | 0.27086 | 0.301 | 0.31223 | 0.30534 | 0.30307 | 0.32134 | 0.36416 | 0.41663 | 0.45345 | 0.47795 | 0.49011 | 0.45416 | 0.40427 | 0.31988 | 0.28932 | 0.25203 | 0.2035 | 0.16472
Portfolio Adjusted1-in-2Size: 20 kW to 199.99 kWAll2022April Monthly Peak | Portfolio Adjusted | 1-in-2 | Size: 20 kW to 199.99 kW | All | 2022 | April Monthly Peak | 4 | 12.5009 | 11.8889 | 11.6033 | 11.559 | 12.0507 | 13.32 | 14.7381 | 16.3726 | 18.8549 | 20.8344 | 22.363 | 23.4409 | 24.2772 | 24.978 | 25.3141 | 24.9691 | 23.9392 | 22.1257 | 20.3208 | 20.2119 | 19.5554 | 17.8576 | 15.6389 | 13.8928 | 0 | 0 | 0 | 0 | 0 | 0 | 0 | 0 | 0 | 0 | 0 | 0 | 0 | 0 | 0.37971 | 0.37454 | 0.35909 | 0.33189 | 0 | 0 | 0 | 0 | 0 | 0 | 62.2439 | 61.1642 | 59.8068 | 58.6519 | 57.7396 | 57.0409 | 56.5677 | 56.5444 | 59.0344 | 63.0504 | 67.889 | 72.1553 | 75.4136 | 77.7884 | 78.9999 | 79.6179 | 79.7046 | 79.089 | 77.6818 | 75.2179 | 71.4148 | 68.5173 | 66.3723 | 64.0804 | 0.17566 | 0.16285 | 0.1589 | 0.15803 | 0.17128 | 0.2024 | 0.26546 | 0.29506 | 0.3061 | 0.29936 | 0.29712 | 0.31502 | 0.35697 | 0.40837 | 0.44441 | 0.46845 | 0.48035 | 0.44511 | 0.39621 | 0.31347 | 0.28349 | 0.24693 | 0.19938 | 0.16141
Portfolio Adjusted1-in-2Size: 20 kW to 199.99 kWAll2022May Monthly Peak | Portfolio Adjusted | 1-in-2 | Size: 20 kW to 199.99 kW | All | 2022 | May Monthly Peak | 5 | 12.7777 | 12.1362 | 11.8137 | 11.741 | 12.2344 | 13.3967 | 14.4942 | 16.8332 | 19.7875 | 22.128 | 23.8851 | 25.015 | 25.7536 | 26.3717 | 26.6396 | 26.233 | 25.1883 | 23.2974 | 21.3138 | 20.4416 | 20.2824 | 18.5008 | 16.1565 | 14.2739 | 0 | 0 | 0 | 0 | 0 | 0 | 0 | 0 | 0 | 0 | 0 | 0 | 0 | 0 | 0.39959 | 0.39349 | 0.37782 | 0.34946 | 0 | 0 | 0 | 0 | 0 | 0 | 64.3302 | 63.4415 | 62.6429 | 61.7212 | 60.9077 | 60.3074 | 59.8205 | 60.254 | 62.3446 | 65.9621 | 69.8584 | 73.6404 | 76.9732 | 79.4938 | 80.5501 | 81.1874 | 81.079 | 80.1195 | 78.4456 | 75.9087 | 72.4083 | 69.4396 | 67.3481 | 65.8646 | 0.17571 | 0.16289 | 0.15894 | 0.15807 | 0.17132 | 0.20245 | 0.26554 | 0.29518 | 0.30625 | 0.29952 | 0.29729 | 0.3152 | 0.35715 | 0.40855 | 0.44459 | 0.46863 | 0.48053 | 0.44526 | 0.39633 | 0.31355 | 0.28357 | 0.24699 | 0.19943 | 0.16146
Portfolio Adjusted1-in-2Size: 20 kW to 199.99 kWAll2022June Monthly Peak | Portfolio Adjusted | 1-in-2 | Size: 20 kW to 199.99 kW | All | 2022 | June Monthly Peak | 6 | 13.7459 | 13.0049 | 12.6258 | 12.522 | 13.023 | 14.0801 | 15.3962 | 18.253 | 21.4851 | 24.2284 | 26.3541 | 27.777 | 28.7472 | 29.4953 | 29.8391 | 29.4535 | 28.3366 | 26.2467 | 23.851 | 22.3408 | 21.9785 | 20.1755 | 17.5476 | 15.4341 | 0 | 0 | 0 | 0 | 0 | 0 | 0 | 0 | 0 | 0 | 0 | 0 | 0 | 0 | 0.44759 | 0.4418 | 0.42505 | 0.3937 | 0 | 0 | 0 | 0 | 0 | 0 | 68.6633 | 67.5309 | 66.4801 | 65.4599 | 64.5441 | 63.6286 | 62.8114 | 63.6256 | 66.9193 | 71.6592 | 76.4341 | 80.7636 | 83.5513 | 85.0392 | 86.147 | 86.6299 | 86.9942 | 86.5863 | 85.5867 | 83.153 | 79.6855 | 75.6358 | 73.1897 | 71.3127 | 0.17608 | 0.16323 | 0.15927 | 0.15841 | 0.17169 | 0.20287 | 0.26608 | 0.29574 | 0.3068 | 0.30002 | 0.29778 | 0.31572 | 0.35778 | 0.40929 | 0.44542 | 0.46952 | 0.48146 | 0.44613 | 0.39713 | 0.3142 | 0.28415 | 0.24751 | 0.19985 | 0.16179
Portfolio Adjusted1-in-2Size: 20 kW to 199.99 kWAll2022July Monthly Peak | Portfolio Adjusted | 1-in-2 | Size: 20 kW to 199.99 kW | All | 2022 | July Monthly Peak | 7 | 14.9658 | 14.1187 | 13.6611 | 13.5236 | 14.0481 | 15.4141 | 17.0145 | 20.2237 | 23.8876 | 26.9199 | 29.246 | 30.7509 | 31.6777 | 32.3673 | 32.626 | 32.2037 | 31.0491 | 28.8167 | 26.0927 | 24.3828 | 23.9056 | 21.9392 | 19.0855 | 16.7555 | 0 | 0 | 0 | 0 | 0 | 0 | 0 | 0 | 0 | 0 | 0 | 0 | 0 | 0 | 0.48939 | 0.48306 | 0.46574 | 0.43225 | 0 | 0 | 0 | 0 | 0 | 0 | 75.0165 | 73.854 | 73.01 | 72.1932 | 71.3089 | 70.4422 | 69.8535 | 70.4878 | 73.5339 | 77.5788 | 81.7374 | 85.2808 | 88.0381 | 89.558 | 90.6177 | 91.0693 | 90.9064 | 89.9697 | 88.9671 | 87.4241 | 84.696 | 81.2037 | 78.8077 | 77.1682 | 0.17635 | 0.16348 | 0.15952 | 0.15865 | 0.17196 | 0.20319 | 0.2665 | 0.29621 | 0.30729 | 0.30049 | 0.29824 | 0.31621 | 0.35833 | 0.40992 | 0.4461 | 0.47024 | 0.48221 | 0.44683 | 0.39776 | 0.31469 | 0.28459 | 0.24788 | 0.20015 | 0.16204
Portfolio Adjusted1-in-2Size: 20 kW to 199.99 kWAll2022August Monthly Peak | Portfolio Adjusted | 1-in-2 | Size: 20 kW to 199.99 kW | All | 2022 | August Monthly Peak | 8 | 14.6496 | 13.8412 | 13.4064 | 13.2814 | 13.7672 | 15.3051 | 16.9323 | 19.6788 | 23.4114 | 26.5304 | 29.0292 | 30.6522 | 31.6351 | 32.3402 | 32.5678 | 32.1126 | 30.8246 | 28.4634 | 25.6143 | 24.3549 | 23.6702 | 21.4629 | 18.6531 | 16.3807 | 0 | 0 | 0 | 0 | 0 | 0 | 0 | 0 | 0 | 0 | 0 | 0 | 0 | 0 | 0.48852 | 0.48169 | 0.46237 | 0.42695 | 0 | 0 | 0 | 0 | 0 | 0 | 74.1199 | 72.8829 | 71.6065 | 70.6925 | 69.9039 | 69.0235 | 68.5493 | 68.1746 | 70.3745 | 75.4485 | 80.8558 | 85.3627 | 88.5863 | 90.472 | 91.6689 | 92.2567 | 92.3564 | 91.8518 | 90.2826 | 87.1272 | 82.9843 | 79.8958 | 77.8281 | 76.177 | 0.17682 | 0.16391 | 0.15994 | 0.15907 | 0.17241 | 0.20373 | 0.26721 | 0.29702 | 0.30813 | 0.30132 | 0.29906 | 0.31708 | 0.35931 | 0.41103 | 0.44729 | 0.4715 | 0.4835 | 0.44802 | 0.39882 | 0.31551 | 0.28533 | 0.24852 | 0.20066 | 0.16247
Portfolio Adjusted1-in-2Size: 20 kW to 199.99 kWAll2022September Monthly Peak | Portfolio Adjusted | 1-in-2 | Size: 20 kW to 199.99 kW | All | 2022 | September Monthly Peak | 9 | 14.3661 | 13.6172 | 13.2077 | 13.1151 | 13.6123 | 15.154 | 17.1969 | 19.3732 | 23.0296 | 26.0472 | 28.4488 | 29.9852 | 30.973 | 31.7035 | 31.9572 | 31.4417 | 30.1041 | 27.6371 | 24.9813 | 24.4694 | 22.8829 | 20.7263 | 18.0772 | 15.9494 | 0 | 0 | 0 | 0 | 0 | 0 | 0 | 0 | 0 | 0 | 0 | 0 | 0 | 0 | 0.47936 | 0.47162 | 0.45156 | 0.41456 | 0 | 0 | 0 | 0 | 0 | 0 | 72.5719 | 71.4771 | 70.386 | 69.3796 | 68.4784 | 67.671 | 67.3041 | 67.1194 | 69.3055 | 74.168 | 79.4011 | 84.1683 | 88.0394 | 90.3143 | 91.6215 | 92.1467 | 92.1086 | 91.2159 | 89.8093 | 86.8996 | 82.8588 | 79.8212 | 77.6792 | 76.2687 | 0.17589 | 0.16306 | 0.1591 | 0.15824 | 0.17151 | 0.20266 | 0.26581 | 0.29545 | 0.3065 | 0.29974 | 0.2975 | 0.31542 | 0.35743 | 0.40889 | 0.44497 | 0.46905 | 0.48097 | 0.44568 | 0.39672 | 0.31387 | 0.28385 | 0.24724 | 0.19963 | 0.16162
Portfolio Adjusted1-in-2Size: 20 kW to 199.99 kWAll2022October Monthly Peak | Portfolio Adjusted | 1-in-2 | Size: 20 kW to 199.99 kW | All | 2022 | October Monthly Peak | 10 | 12.9022 | 12.2974 | 11.9682 | 11.9088 | 12.3662 | 13.7454 | 15.8653 | 17.2268 | 19.7357 | 22.1327 | 24.1337 | 25.5584 | 26.6065 | 27.4262 | 27.7475 | 27.2522 | 25.9645 | 23.718 | 22.6645 | 21.8126 | 20.2706 | 18.4531 | 16.1479 | 14.2878 | 0 | 0 | 0 | 0 | 0 | 0 | 0 | 0 | 0 | 0 | 0 | 0 | 0 | 0 | 0.41621 | 0.40878 | 0.38947 | 0.35577 | 0 | 0 | 0 | 0 | 0 | 0 | 64.5321 | 63.6061 | 62.7412 | 61.7743 | 60.9086 | 60.2163 | 59.5706 | 59.2209 | 60.2125 | 64.2822 | 70.153 | 76.3012 | 81.5589 | 84.5404 | 85.3511 | 86.0183 | 86.182 | 85.2888 | 82.9088 | 78.3484 | 74.6249 | 71.7324 | 69.3787 | 67.5222 | 0.17527 | 0.16248 | 0.15854 | 0.15768 | 0.1709 | 0.20194 | 0.26487 | 0.29441 | 0.30544 | 0.29871 | 0.29648 | 0.31434 | 0.35619 | 0.40747 | 0.44342 | 0.46741 | 0.47929 | 0.44411 | 0.39533 | 0.31276 | 0.28285 | 0.24637 | 0.19893 | 0.16105
Portfolio Adjusted1-in-2Size: 20 kW to 199.99 kWAll2022November Monthly Peak | Portfolio Adjusted | 1-in-2 | Size: 20 kW to 199.99 kW | All | 2022 | November Monthly Peak | 11 | 12.0277 | 11.5805 | 11.3794 | 11.4432 | 11.9531 | 13.357 | 14.7424 | 16.2061 | 18.4191 | 20.1051 | 21.3622 | 22.1671 | 22.6499 | 23.0121 | 22.9844 | 22.2436 | 21.4211 | 21.3729 | 20.0373 | 18.9404 | 17.8562 | 16.4308 | 14.6126 | 13.1314 | 0 | 0 | 0 | 0 | 0 | 0 | 0 | 0 | 0 | 0 | 0 | 0 | 0 | 0 | 0.34477 | 0.33365 | 0.32132 | 0.32059 | 0 | 0 | 0 | 0 | 0 | 0 | 56.8786 | 55.9547 | 55.2822 | 54.4774 | 53.4229 | 52.674 | 52.5497 | 52.4978 | 55.129 | 59.6435 | 64.4804 | 68.9024 | 71.7456 | 73.2928 | 74.0751 | 73.9017 | 72.281 | 69.3391 | 66.0289 | 63.86 | 62.192 | 61.1292 | 60.1265 | 59.3667 | 0.1765 | 0.16362 | 0.15965 | 0.15878 | 0.17209 | 0.20336 | 0.26673 | 0.29648 | 0.30758 | 0.30081 | 0.29857 | 0.31655 | 0.3587 | 0.41033 | 0.44653 | 0.47069 | 0.48265 | 0.44723 | 0.39809 | 0.31495 | 0.28483 | 0.24809 | 0.20032 | 0.16218
Portfolio Adjusted1-in-2Size: 20 kW to 199.99 kWAll2022December Monthly Peak | Portfolio Adjusted | 1-in-2 | Size: 20 kW to 199.99 kW | All | 2022 | December Monthly Peak | 12 | 12.2748 | 11.8483 | 11.6651 | 11.7283 | 12.2867 | 13.729 | 15.7014 | 16.8534 | 18.5481 | 19.6116 | 20.1698 | 20.2518 | 20.1601 | 20.0778 | 19.854 | 19.2607 | 19.2768 | 19.8291 | 18.8459 | 18.073 | 17.2189 | 16.1084 | 14.6214 | 13.3028 | 0 | 0 | 0 | 0 | 0 | 0 | 0 | 0 | 0 | 0 | 0 | 0 | 0 | 0 | 0.29781 | 0.28891 | 0.28915 | 0.29744 | 0 | 0 | 0 | 0 | 0 | 0 | 48.008 | 47.3048 | 46.7588 | 46.1931 | 45.6854 | 45.1241 | 44.8847 | 44.7928 | 45.5005 | 48.8363 | 52.589 | 55.6994 | 57.7766 | 58.7952 | 59.4273 | 59.6971 | 59.0542 | 56.7727 | 53.9438 | 51.8804 | 50.2862 | 48.4484 | 46.7648 | 45.496 | 0.17603 | 0.16319 | 0.15923 | 0.15836 | 0.17164 | 0.20281 | 0.26602 | 0.29568 | 0.30675 | 0.3 | 0.29777 | 0.31571 | 0.35774 | 0.40925 | 0.44537 | 0.46945 | 0.48137 | 0.44605 | 0.39704 | 0.31413 | 0.28409 | 0.24746 | 0.19981 | 0.16176
Portfolio Adjusted1-in-2Size: 20 kW to 199.99 kWAll2022Typical Event Day | Portfolio Adjusted | 1-in-2 | Size: 20 kW to 199.99 kW | All | 2022 | Typical Event Day | 8 | 14.4932 | 13.7009 | 13.2799 | 13.1599 | 13.6448 | 15.1653 | 16.7674 | 19.4257 | 23.0254 | 26.035 | 28.4463 | 30.0236 | 30.9899 | 31.6918 | 31.923 | 31.4782 | 30.2227 | 27.9043 | 25.1487 | 23.9348 | 23.3104 | 21.1636 | 18.4055 | 16.1773 | 0 | 0 | 0 | 0 | 0 | 0 | 0 | 0 | 0 | 0 | 0 | 0 | 0 | 0 | 0.47885 | 0.47217 | 0.45334 | 0.41856 | 0 | 0 | 0 | 0 | 0 | 0 | 72.5929 | 71.4362 | 70.3707 | 69.4313 | 68.5588 | 67.6913 | 67.1296 | 67.3519 | 70.0333 | 74.7136 | 79.6071 | 83.8939 | 87.0538 | 88.8459 | 90.0138 | 90.5257 | 90.5914 | 89.9059 | 88.6614 | 86.151 | 82.5561 | 79.1391 | 76.8762 | 75.2317 | 0.17622 | 0.16336 | 0.1594 | 0.15853 | 0.17182 | 0.20303 | 0.2663 | 0.29598 | 0.30705 | 0.30027 | 0.29802 | 0.31598 | 0.35807 | 0.40962 | 0.44577 | 0.46989 | 0.48184 | 0.44649 | 0.39745 | 0.31445 | 0.28438 | 0.2477 | 0.2 | 0.16192
Portfolio Adjusted1-in-2Size: 20 kW to 199.99 kWAll2023January Monthly Peak | Portfolio Adjusted | 1-in-2 | Size: 20 kW to 199.99 kW | All | 2023 | January Monthly Peak | 1 | 12.5618 | 12.2143 | 12.0641 | 12.1776 | 12.8087 | 14.2862 | 16.6697 | 17.922 | 19.6346 | 20.4338 | 20.6387 | 20.3783 | 20.0621 | 19.8798 | 19.5943 | 19.0186 | 18.6199 | 19.5536 | 18.9084 | 18.3021 | 17.5089 | 16.4703 | 14.8751 | 13.6308 | 0 | 0 | 0 | 0 | 0 | 0 | 0 | 0 | 0 | 0 | 0 | 0 | 0 | 0 | 0.29391 | 0.28528 | 0.2793 | 0.2933 | 0 | 0 | 0 | 0 | 0 | 0 | 44.0783 | 43.4237 | 42.7412 | 42.2468 | 41.6986 | 41.4035 | 41.1616 | 40.9396 | 41.2494 | 43.4317 | 46.8785 | 49.569 | 51.4381 | 52.7631 | 53.5656 | 53.9247 | 53.6669 | 52.2835 | 50.4669 | 49.0856 | 47.9716 | 47.0322 | 46.1913 | 45.4673 | 0.18328 | 0.16994 | 0.16585 | 0.16497 | 0.17879 | 0.2111 | 0.2769 | 0.30746 | 0.31877 | 0.3116 | 0.30926 | 0.32795 | 0.37183 | 0.42556 | 0.46332 | 0.48833 | 0.50083 | 0.46419 | 0.41326 | 0.32711 | 0.2959 | 0.25781 | 0.2082 | 0.16846
Portfolio Adjusted1-in-2Size: 20 kW to 199.99 kWAll2023February Monthly Peak | Portfolio Adjusted | 1-in-2 | Size: 20 kW to 199.99 kW | All | 2023 | February Monthly Peak | 2 | 12.3749 | 11.9935 | 11.7831 | 11.8761 | 12.4605 | 13.8852 | 15.8913 | 17.2052 | 19.1087 | 20.124 | 20.6261 | 20.6538 | 20.615 | 20.6349 | 20.4796 | 19.9334 | 19.3521 | 19.4359 | 19.3926 | 18.5857 | 17.6957 | 16.4793 | 14.7906 | 13.449 | 0 | 0 | 0 | 0 | 0 | 0 | 0 | 0 | 0 | 0 | 0 | 0 | 0 | 0 | 0.30719 | 0.299 | 0.29028 | 0.29154 | 0 | 0 | 0 | 0 | 0 | 0 | 47.936 | 47.5502 | 47.1995 | 46.8407 | 46.4969 | 46.315 | 46.2608 | 46.2374 | 46.6282 | 48.4355 | 50.4734 | 52.3191 | 53.1356 | 53.2333 | 53.3057 | 52.8517 | 52.3684 | 51.4829 | 50.0747 | 48.6931 | 47.4059 | 46.6596 | 45.5189 | 44.4827 | 0.17817 | 0.16518 | 0.16117 | 0.16029 | 0.17373 | 0.20527 | 0.26924 | 0.29924 | 0.31043 | 0.30358 | 0.30132 | 0.31948 | 0.36203 | 0.41417 | 0.45074 | 0.47511 | 0.48719 | 0.45145 | 0.40185 | 0.31795 | 0.28755 | 0.25048 | 0.20225 | 0.16372
Portfolio Adjusted1-in-2Size: 20 kW to 199.99 kWAll2023March Monthly Peak | Portfolio Adjusted | 1-in-2 | Size: 20 kW to 199.99 kW | All | 2023 | March Monthly Peak | 3 | 12.4947 | 11.9717 | 11.7425 | 11.7655 | 12.3142 | 13.6806 | 15.7656 | 17.1209 | 18.8939 | 19.9321 | 20.4932 | 20.574 | 20.581 | 20.6781 | 20.6981 | 20.323 | 19.6546 | 18.8998 | 18.35 | 18.845 | 18.0761 | 16.8099 | 15.0286 | 13.5961 | 0 | 0 | 0 | 0 | 0 | 0 | 0 | 0 | 0 | 0 | 0 | 0 | 0 | 0 | 0.31047 | 0.30484 | 0.29482 | 0.2835 | 0 | 0 | 0 | 0 | 0 | 0 | 47.7179 | 47.0034 | 46.328 | 45.9202 | 45.5829 | 45.1175 | 44.7269 | 44.6581 | 46.5426 | 48.879 | 51.1599 | 53.1627 | 54.5624 | 55.5848 | 56.0289 | 56.4408 | 56.2488 | 55.5697 | 54.0178 | 51.8981 | 50.4853 | 49.3087 | 48.3961 | 47.4825 | 0.17925 | 0.16618 | 0.16216 | 0.16128 | 0.1748 | 0.20651 | 0.27086 | 0.301 | 0.31223 | 0.30534 | 0.30307 | 0.32134 | 0.36416 | 0.41663 | 0.45345 | 0.47795 | 0.49011 | 0.45416 | 0.40427 | 0.31988 | 0.28932 | 0.25203 | 0.2035 | 0.16472
Portfolio Adjusted1-in-2Size: 20 kW to 199.99 kWAll2023April Monthly Peak | Portfolio Adjusted | 1-in-2 | Size: 20 kW to 199.99 kW | All | 2023 | April Monthly Peak | 4 | 12.5009 | 11.8889 | 11.6033 | 11.559 | 12.0507 | 13.32 | 14.7381 | 16.3726 | 18.8549 | 20.8344 | 22.363 | 23.4409 | 24.2772 | 24.978 | 25.3141 | 24.9691 | 23.9392 | 22.1257 | 20.3208 | 20.2119 | 19.5554 | 17.8576 | 15.6389 | 13.8928 | 0 | 0 | 0 | 0 | 0 | 0 | 0 | 0 | 0 | 0 | 0 | 0 | 0 | 0 | 0.37971 | 0.37454 | 0.35909 | 0.33189 | 0 | 0 | 0 | 0 | 0 | 0 | 62.2439 | 61.1642 | 59.8068 | 58.6519 | 57.7396 | 57.0409 | 56.5677 | 56.5444 | 59.0344 | 63.0504 | 67.889 | 72.1553 | 75.4136 | 77.7884 | 78.9999 | 79.6179 | 79.7047 | 79.089 | 77.6818 | 75.2179 | 71.4148 | 68.5173 | 66.3723 | 64.0804 | 0.17566 | 0.16285 | 0.1589 | 0.15803 | 0.17128 | 0.2024 | 0.26546 | 0.29506 | 0.3061 | 0.29936 | 0.29712 | 0.31502 | 0.35697 | 0.40837 | 0.44441 | 0.46845 | 0.48035 | 0.44511 | 0.39621 | 0.31347 | 0.28349 | 0.24693 | 0.19938 | 0.16141
Portfolio Adjusted1-in-2Size: 20 kW to 199.99 kWAll2023May Monthly Peak | Portfolio Adjusted | 1-in-2 | Size: 20 kW to 199.99 kW | All | 2023 | May Monthly Peak | 5 | 12.7777 | 12.1362 | 11.8137 | 11.741 | 12.2344 | 13.3967 | 14.4942 | 16.8332 | 19.7875 | 22.128 | 23.8851 | 25.015 | 25.7536 | 26.3717 | 26.6396 | 26.233 | 25.1883 | 23.2974 | 21.3138 | 20.4416 | 20.2824 | 18.5008 | 16.1565 | 14.2739 | 0 | 0 | 0 | 0 | 0 | 0 | 0 | 0 | 0 | 0 | 0 | 0 | 0 | 0 | 0.39959 | 0.39349 | 0.37782 | 0.34946 | 0 | 0 | 0 | 0 | 0 | 0 | 64.3302 | 63.4415 | 62.6429 | 61.7212 | 60.9077 | 60.3074 | 59.8205 | 60.254 | 62.3446 | 65.9621 | 69.8584 | 73.6404 | 76.9732 | 79.4938 | 80.5501 | 81.1874 | 81.079 | 80.1195 | 78.4456 | 75.9087 | 72.4083 | 69.4396 | 67.3481 | 65.8646 | 0.17571 | 0.16289 | 0.15894 | 0.15807 | 0.17132 | 0.20245 | 0.26554 | 0.29518 | 0.30625 | 0.29952 | 0.29729 | 0.3152 | 0.35715 | 0.40855 | 0.44459 | 0.46863 | 0.48053 | 0.44526 | 0.39633 | 0.31355 | 0.28357 | 0.24699 | 0.19943 | 0.16146
Portfolio Adjusted1-in-2Size: 20 kW to 199.99 kWAll2023June Monthly Peak | Portfolio Adjusted | 1-in-2 | Size: 20 kW to 199.99 kW | All | 2023 | June Monthly Peak | 6 | 13.7459 | 13.0049 | 12.6258 | 12.522 | 13.023 | 14.0801 | 15.3962 | 18.253 | 21.4851 | 24.2284 | 26.3541 | 27.777 | 28.7472 | 29.4953 | 29.8391 | 29.4535 | 28.3366 | 26.2467 | 23.851 | 22.3408 | 21.9785 | 20.1755 | 17.5476 | 15.4341 | 0 | 0 | 0 | 0 | 0 | 0 | 0 | 0 | 0 | 0 | 0 | 0 | 0 | 0 | 0.44759 | 0.4418 | 0.42505 | 0.3937 | 0 | 0 | 0 | 0 | 0 | 0 | 68.6633 | 67.5309 | 66.4801 | 65.4599 | 64.5441 | 63.6286 | 62.8114 | 63.6256 | 66.9193 | 71.6592 | 76.4341 | 80.7636 | 83.5513 | 85.0392 | 86.147 | 86.6299 | 86.9942 | 86.5863 | 85.5867 | 83.153 | 79.6855 | 75.6358 | 73.1897 | 71.3127 | 0.17608 | 0.16323 | 0.15927 | 0.15841 | 0.17169 | 0.20287 | 0.26608 | 0.29574 | 0.3068 | 0.30002 | 0.29778 | 0.31572 | 0.35778 | 0.40929 | 0.44542 | 0.46952 | 0.48146 | 0.44613 | 0.39713 | 0.3142 | 0.28415 | 0.24751 | 0.19985 | 0.16179
Portfolio Adjusted1-in-2Size: 20 kW to 199.99 kWAll2023July Monthly Peak | Portfolio Adjusted | 1-in-2 | Size: 20 kW to 199.99 kW | All | 2023 | July Monthly Peak | 7 | 14.9658 | 14.1187 | 13.6611 | 13.5236 | 14.0481 | 15.4141 | 17.0145 | 20.2237 | 23.8876 | 26.9199 | 29.246 | 30.7509 | 31.6777 | 32.3673 | 32.626 | 32.2037 | 31.0491 | 28.8167 | 26.0927 | 24.3828 | 23.9056 | 21.9392 | 19.0855 | 16.7555 | 0 | 0 | 0 | 0 | 0 | 0 | 0 | 0 | 0 | 0 | 0 | 0 | 0 | 0 | 0.48939 | 0.48306 | 0.46574 | 0.43225 | 0 | 0 | 0 | 0 | 0 | 0 | 75.0165 | 73.854 | 73.01 | 72.1932 | 71.3089 | 70.4422 | 69.8535 | 70.4878 | 73.5339 | 77.5788 | 81.7374 | 85.2808 | 88.0381 | 89.558 | 90.6177 | 91.0693 | 90.9064 | 89.9697 | 88.9671 | 87.4241 | 84.696 | 81.2037 | 78.8077 | 77.1682 | 0.17635 | 0.16348 | 0.15952 | 0.15865 | 0.17196 | 0.20319 | 0.2665 | 0.29621 | 0.30729 | 0.30049 | 0.29824 | 0.31621 | 0.35833 | 0.40992 | 0.4461 | 0.47024 | 0.48221 | 0.44683 | 0.39776 | 0.31469 | 0.28459 | 0.24788 | 0.20015 | 0.16204
Portfolio Adjusted1-in-2Size: 20 kW to 199.99 kWAll2023August Monthly Peak | Portfolio Adjusted | 1-in-2 | Size: 20 kW to 199.99 kW | All | 2023 | August Monthly Peak | 8 | 14.6496 | 13.8412 | 13.4064 | 13.2814 | 13.7672 | 15.3051 | 16.9323 | 19.6788 | 23.4114 | 26.5304 | 29.0292 | 30.6522 | 31.6351 | 32.3402 | 32.5678 | 32.1126 | 30.8246 | 28.4634 | 25.6143 | 24.3549 | 23.6702 | 21.4629 | 18.6531 | 16.3807 | 0 | 0 | 0 | 0 | 0 | 0 | 0 | 0 | 0 | 0 | 0 | 0 | 0 | 0 | 0.48852 | 0.48169 | 0.46237 | 0.42695 | 0 | 0 | 0 | 0 | 0 | 0 | 74.1199 | 72.8829 | 71.6065 | 70.6925 | 69.9039 | 69.0235 | 68.5493 | 68.1746 | 70.3745 | 75.4485 | 80.8558 | 85.3627 | 88.5863 | 90.472 | 91.6689 | 92.2567 | 92.3564 | 91.8518 | 90.2826 | 87.1272 | 82.9843 | 79.8958 | 77.8281 | 76.177 | 0.17682 | 0.16391 | 0.15994 | 0.15907 | 0.17241 | 0.20373 | 0.26721 | 0.29702 | 0.30813 | 0.30132 | 0.29906 | 0.31708 | 0.35931 | 0.41103 | 0.44729 | 0.4715 | 0.4835 | 0.44802 | 0.39882 | 0.31551 | 0.28533 | 0.24852 | 0.20066 | 0.16247
Portfolio Adjusted1-in-2Size: 20 kW to 199.99 kWAll2023September Monthly Peak | Portfolio Adjusted | 1-in-2 | Size: 20 kW to 199.99 kW | All | 2023 | September Monthly Peak | 9 | 14.3661 | 13.6172 | 13.2077 | 13.1151 | 13.6123 | 15.154 | 17.1969 | 19.3732 | 23.0296 | 26.0472 | 28.4488 | 29.9852 | 30.973 | 31.7035 | 31.9572 | 31.4416 | 30.1041 | 27.6371 | 24.9813 | 24.4694 | 22.8829 | 20.7263 | 18.0772 | 15.9494 | 0 | 0 | 0 | 0 | 0 | 0 | 0 | 0 | 0 | 0 | 0 | 0 | 0 | 0 | 0.47936 | 0.47162 | 0.45156 | 0.41456 | 0 | 0 | 0 | 0 | 0 | 0 | 72.5719 | 71.4771 | 70.386 | 69.3796 | 68.4784 | 67.671 | 67.3041 | 67.1194 | 69.3055 | 74.168 | 79.4011 | 84.1683 | 88.0394 | 90.3143 | 91.6215 | 92.1467 | 92.1086 | 91.2159 | 89.8093 | 86.8996 | 82.8588 | 79.8212 | 77.6792 | 76.2687 | 0.17589 | 0.16306 | 0.1591 | 0.15824 | 0.17151 | 0.20266 | 0.26581 | 0.29545 | 0.3065 | 0.29974 | 0.2975 | 0.31542 | 0.35743 | 0.40889 | 0.44497 | 0.46905 | 0.48097 | 0.44568 | 0.39672 | 0.31387 | 0.28385 | 0.24724 | 0.19963 | 0.16162
Portfolio Adjusted1-in-2Size: 20 kW to 199.99 kWAll2023October Monthly Peak | Portfolio Adjusted | 1-in-2 | Size: 20 kW to 199.99 kW | All | 2023 | October Monthly Peak | 10 | 12.9022 | 12.2974 | 11.9682 | 11.9088 | 12.3662 | 13.7454 | 15.8653 | 17.2268 | 19.7357 | 22.1327 | 24.1337 | 25.5584 | 26.6065 | 27.4262 | 27.7475 | 27.2522 | 25.9645 | 23.718 | 22.6645 | 21.8126 | 20.2706 | 18.4531 | 16.1479 | 14.2878 | 0 | 0 | 0 | 0 | 0 | 0 | 0 | 0 | 0 | 0 | 0 | 0 | 0 | 0 | 0.41621 | 0.40878 | 0.38947 | 0.35577 | 0 | 0 | 0 | 0 | 0 | 0 | 64.5321 | 63.6061 | 62.7412 | 61.7743 | 60.9086 | 60.2163 | 59.5706 | 59.2209 | 60.2125 | 64.2822 | 70.153 | 76.3012 | 81.5589 | 84.5404 | 85.3511 | 86.0183 | 86.182 | 85.2888 | 82.9088 | 78.3484 | 74.6249 | 71.7324 | 69.3787 | 67.5222 | 0.17527 | 0.16248 | 0.15854 | 0.15768 | 0.1709 | 0.20194 | 0.26487 | 0.29441 | 0.30544 | 0.29871 | 0.29648 | 0.31434 | 0.35619 | 0.40747 | 0.44342 | 0.46741 | 0.47929 | 0.44411 | 0.39533 | 0.31276 | 0.28285 | 0.24637 | 0.19893 | 0.16105
Portfolio Adjusted1-in-2Size: 20 kW to 199.99 kWAll2023November Monthly Peak | Portfolio Adjusted | 1-in-2 | Size: 20 kW to 199.99 kW | All | 2023 | November Monthly Peak | 11 | 12.0277 | 11.5805 | 11.3794 | 11.4432 | 11.9531 | 13.357 | 14.7424 | 16.2061 | 18.4191 | 20.1051 | 21.3622 | 22.1671 | 22.6499 | 23.0121 | 22.9844 | 22.2436 | 21.4211 | 21.3729 | 20.0373 | 18.9404 | 17.8562 | 16.4308 | 14.6126 | 13.1314 | 0 | 0 | 0 | 0 | 0 | 0 | 0 | 0 | 0 | 0 | 0 | 0 | 0 | 0 | 0.34477 | 0.33365 | 0.32132 | 0.32059 | 0 | 0 | 0 | 0 | 0 | 0 | 56.8786 | 55.9547 | 55.2822 | 54.4774 | 53.4229 | 52.674 | 52.5497 | 52.4978 | 55.129 | 59.6435 | 64.4804 | 68.9024 | 71.7456 | 73.2928 | 74.0751 | 73.9017 | 72.281 | 69.3391 | 66.0289 | 63.86 | 62.192 | 61.1292 | 60.1265 | 59.3667 | 0.1765 | 0.16362 | 0.15965 | 0.15878 | 0.17209 | 0.20336 | 0.26673 | 0.29648 | 0.30758 | 0.30081 | 0.29857 | 0.31655 | 0.3587 | 0.41033 | 0.44653 | 0.47069 | 0.48265 | 0.44723 | 0.39809 | 0.31495 | 0.28483 | 0.24809 | 0.20032 | 0.16218
Portfolio Adjusted1-in-2Size: 20 kW to 199.99 kWAll2023December Monthly Peak | Portfolio Adjusted | 1-in-2 | Size: 20 kW to 199.99 kW | All | 2023 | December Monthly Peak | 12 | 12.2748 | 11.8483 | 11.6651 | 11.7283 | 12.2867 | 13.729 | 15.7014 | 16.8534 | 18.5481 | 19.6116 | 20.1698 | 20.2518 | 20.1601 | 20.0778 | 19.854 | 19.2607 | 19.2768 | 19.8291 | 18.8459 | 18.073 | 17.2189 | 16.1084 | 14.6214 | 13.3028 | 0 | 0 | 0 | 0 | 0 | 0 | 0 | 0 | 0 | 0 | 0 | 0 | 0 | 0 | 0.29781 | 0.28891 | 0.28915 | 0.29744 | 0 | 0 | 0 | 0 | 0 | 0 | 48.008 | 47.3048 | 46.7588 | 46.1931 | 45.6854 | 45.1241 | 44.8847 | 44.7928 | 45.5005 | 48.8363 | 52.589 | 55.6994 | 57.7766 | 58.7952 | 59.4273 | 59.6971 | 59.0542 | 56.7727 | 53.9438 | 51.8804 | 50.2862 | 48.4484 | 46.7648 | 45.496 | 0.17603 | 0.16319 | 0.15923 | 0.15836 | 0.17164 | 0.20281 | 0.26602 | 0.29568 | 0.30675 | 0.3 | 0.29777 | 0.31571 | 0.35774 | 0.40925 | 0.44537 | 0.46945 | 0.48137 | 0.44605 | 0.39704 | 0.31413 | 0.28409 | 0.24746 | 0.19981 | 0.16176
Portfolio Adjusted1-in-2Size: 20 kW to 199.99 kWAll2023Typical Event Day | Portfolio Adjusted | 1-in-2 | Size: 20 kW to 199.99 kW | All | 2023 | Typical Event Day | 8 | 14.4932 | 13.7009 | 13.2799 | 13.1599 | 13.6448 | 15.1653 | 16.7674 | 19.4257 | 23.0254 | 26.035 | 28.4463 | 30.0236 | 30.9899 | 31.6918 | 31.923 | 31.4782 | 30.2227 | 27.9043 | 25.1487 | 23.9348 | 23.3104 | 21.1636 | 18.4055 | 16.1773 | 0 | 0 | 0 | 0 | 0 | 0 | 0 | 0 | 0 | 0 | 0 | 0 | 0 | 0 | 0.47885 | 0.47217 | 0.45334 | 0.41856 | 0 | 0 | 0 | 0 | 0 | 0 | 72.5929 | 71.4362 | 70.3707 | 69.4313 | 68.5588 | 67.6913 | 67.1296 | 67.3519 | 70.0333 | 74.7136 | 79.6071 | 83.8939 | 87.0538 | 88.8459 | 90.0138 | 90.5257 | 90.5914 | 89.9059 | 88.6614 | 86.151 | 82.5561 | 79.1391 | 76.8762 | 75.2317 | 0.17622 | 0.16336 | 0.1594 | 0.15853 | 0.17182 | 0.20303 | 0.2663 | 0.29598 | 0.30705 | 0.30027 | 0.29802 | 0.31598 | 0.35807 | 0.40962 | 0.44577 | 0.46989 | 0.48184 | 0.44649 | 0.39745 | 0.31445 | 0.28438 | 0.2477 | 0.2 | 0.16192
Portfolio Adjusted1-in-2Size: 20 kW to 199.99 kWAll2024January Monthly Peak | Portfolio Adjusted | 1-in-2 | Size: 20 kW to 199.99 kW | All | 2024 | January Monthly Peak | 1 | 12.5618 | 12.2143 | 12.0641 | 12.1776 | 12.8087 | 14.2862 | 16.6697 | 17.922 | 19.6346 | 20.4338 | 20.6387 | 20.3783 | 20.0621 | 19.8798 | 19.5943 | 19.0186 | 18.6199 | 19.5536 | 18.9084 | 18.3021 | 17.5089 | 16.4703 | 14.8751 | 13.6308 | 0 | 0 | 0 | 0 | 0 | 0 | 0 | 0 | 0 | 0 | 0 | 0 | 0 | 0 | 0.29391 | 0.28528 | 0.2793 | 0.2933 | 0 | 0 | 0 | 0 | 0 | 0 | 44.0783 | 43.4237 | 42.7412 | 42.2468 | 41.6986 | 41.4035 | 41.1616 | 40.9396 | 41.2494 | 43.4317 | 46.8785 | 49.569 | 51.4381 | 52.7631 | 53.5656 | 53.9247 | 53.6669 | 52.2835 | 50.4669 | 49.0856 | 47.9716 | 47.0322 | 46.1913 | 45.4673 | 0.18328 | 0.16994 | 0.16585 | 0.16497 | 0.17879 | 0.2111 | 0.2769 | 0.30746 | 0.31877 | 0.3116 | 0.30926 | 0.32795 | 0.37184 | 0.42556 | 0.46332 | 0.48833 | 0.50083 | 0.46419 | 0.41326 | 0.32711 | 0.2959 | 0.25781 | 0.2082 | 0.16846
Portfolio Adjusted1-in-2Size: 20 kW to 199.99 kWAll2024February Monthly Peak | Portfolio Adjusted | 1-in-2 | Size: 20 kW to 199.99 kW | All | 2024 | February Monthly Peak | 2 | 12.3749 | 11.9935 | 11.7831 | 11.8761 | 12.4605 | 13.8852 | 15.8913 | 17.2052 | 19.1087 | 20.124 | 20.6261 | 20.6538 | 20.615 | 20.6349 | 20.4796 | 19.9334 | 19.3521 | 19.4359 | 19.3926 | 18.5857 | 17.6957 | 16.4793 | 14.7906 | 13.449 | 0 | 0 | 0 | 0 | 0 | 0 | 0 | 0 | 0 | 0 | 0 | 0 | 0 | 0 | 0.30719 | 0.299 | 0.29028 | 0.29154 | 0 | 0 | 0 | 0 | 0 | 0 | 47.936 | 47.5502 | 47.1995 | 46.8407 | 46.4969 | 46.315 | 46.2608 | 46.2374 | 46.6282 | 48.4355 | 50.4734 | 52.3191 | 53.1356 | 53.2333 | 53.3057 | 52.8517 | 52.3684 | 51.4829 | 50.0747 | 48.6931 | 47.4059 | 46.6596 | 45.5189 | 44.4827 | 0.17817 | 0.16518 | 0.16117 | 0.16029 | 0.17373 | 0.20527 | 0.26924 | 0.29924 | 0.31043 | 0.30358 | 0.30132 | 0.31948 | 0.36203 | 0.41417 | 0.45074 | 0.47511 | 0.48719 | 0.45145 | 0.40185 | 0.31795 | 0.28755 | 0.25048 | 0.20225 | 0.16372
Portfolio Adjusted1-in-2Size: 20 kW to 199.99 kWAll2024March Monthly Peak | Portfolio Adjusted | 1-in-2 | Size: 20 kW to 199.99 kW | All | 2024 | March Monthly Peak | 3 | 12.4947 | 11.9717 | 11.7425 | 11.7655 | 12.3142 | 13.6806 | 15.7656 | 17.1209 | 18.8939 | 19.9321 | 20.4932 | 20.574 | 20.581 | 20.6781 | 20.6981 | 20.323 | 19.6546 | 18.8998 | 18.35 | 18.845 | 18.0761 | 16.8099 | 15.0286 | 13.5961 | 0 | 0 | 0 | 0 | 0 | 0 | 0 | 0 | 0 | 0 | 0 | 0 | 0 | 0 | 0.31047 | 0.30484 | 0.29482 | 0.2835 | 0 | 0 | 0 | 0 | 0 | 0 | 47.7179 | 47.0034 | 46.328 | 45.9202 | 45.5829 | 45.1175 | 44.7269 | 44.6581 | 46.5426 | 48.879 | 51.1599 | 53.1627 | 54.5624 | 55.5848 | 56.0289 | 56.4408 | 56.2488 | 55.5697 | 54.0178 | 51.8981 | 50.4853 | 49.3087 | 48.3961 | 47.4825 | 0.17925 | 0.16618 | 0.16216 | 0.16128 | 0.1748 | 0.20651 | 0.27086 | 0.301 | 0.31223 | 0.30534 | 0.30307 | 0.32134 | 0.36416 | 0.41663 | 0.45345 | 0.47795 | 0.49011 | 0.45416 | 0.40427 | 0.31988 | 0.28932 | 0.25203 | 0.2035 | 0.16472
Portfolio Adjusted1-in-2Size: 20 kW to 199.99 kWAll2024April Monthly Peak | Portfolio Adjusted | 1-in-2 | Size: 20 kW to 199.99 kW | All | 2024 | April Monthly Peak | 4 | 12.5009 | 11.8889 | 11.6033 | 11.559 | 12.0507 | 13.32 | 14.7381 | 16.3726 | 18.8549 | 20.8344 | 22.363 | 23.4409 | 24.2772 | 24.978 | 25.3141 | 24.9691 | 23.9392 | 22.1257 | 20.3208 | 20.2119 | 19.5554 | 17.8576 | 15.6389 | 13.8928 | 0 | 0 | 0 | 0 | 0 | 0 | 0 | 0 | 0 | 0 | 0 | 0 | 0 | 0 | 0.37971 | 0.37454 | 0.35909 | 0.33189 | 0 | 0 | 0 | 0 | 0 | 0 | 62.2439 | 61.1642 | 59.8068 | 58.6519 | 57.7396 | 57.0409 | 56.5677 | 56.5444 | 59.0344 | 63.0504 | 67.889 | 72.1553 | 75.4136 | 77.7884 | 78.9999 | 79.6179 | 79.7047 | 79.089 | 77.6818 | 75.2179 | 71.4148 | 68.5173 | 66.3723 | 64.0804 | 0.17566 | 0.16285 | 0.1589 | 0.15803 | 0.17128 | 0.2024 | 0.26546 | 0.29506 | 0.3061 | 0.29936 | 0.29712 | 0.31502 | 0.35697 | 0.40837 | 0.44441 | 0.46845 | 0.48035 | 0.44511 | 0.39621 | 0.31347 | 0.28349 | 0.24693 | 0.19938 | 0.16141
Portfolio Adjusted1-in-2Size: 20 kW to 199.99 kWAll2024May Monthly Peak | Portfolio Adjusted | 1-in-2 | Size: 20 kW to 199.99 kW | All | 2024 | May Monthly Peak | 5 | 12.7777 | 12.1362 | 11.8137 | 11.741 | 12.2344 | 13.3967 | 14.4942 | 16.8332 | 19.7875 | 22.128 | 23.8851 | 25.015 | 25.7536 | 26.3717 | 26.6396 | 26.233 | 25.1883 | 23.2974 | 21.3138 | 20.4416 | 20.2824 | 18.5008 | 16.1565 | 14.2739 | 0 | 0 | 0 | 0 | 0 | 0 | 0 | 0 | 0 | 0 | 0 | 0 | 0 | 0 | 0.39959 | 0.39349 | 0.37782 | 0.34946 | 0 | 0 | 0 | 0 | 0 | 0 | 64.3302 | 63.4415 | 62.6429 | 61.7212 | 60.9077 | 60.3074 | 59.8205 | 60.254 | 62.3446 | 65.9621 | 69.8584 | 73.6404 | 76.9732 | 79.4938 | 80.5501 | 81.1874 | 81.0789 | 80.1195 | 78.4456 | 75.9087 | 72.4083 | 69.4396 | 67.3481 | 65.8646 | 0.17571 | 0.16289 | 0.15894 | 0.15807 | 0.17132 | 0.20245 | 0.26554 | 0.29518 | 0.30625 | 0.29952 | 0.29729 | 0.3152 | 0.35715 | 0.40855 | 0.44459 | 0.46863 | 0.48053 | 0.44526 | 0.39633 | 0.31355 | 0.28357 | 0.24699 | 0.19943 | 0.16146
Portfolio Adjusted1-in-2Size: 20 kW to 199.99 kWAll2024June Monthly Peak | Portfolio Adjusted | 1-in-2 | Size: 20 kW to 199.99 kW | All | 2024 | June Monthly Peak | 6 | 13.7459 | 13.0049 | 12.6258 | 12.522 | 13.023 | 14.0801 | 15.3962 | 18.253 | 21.4851 | 24.2284 | 26.3541 | 27.777 | 28.7472 | 29.4953 | 29.8391 | 29.4535 | 28.3366 | 26.2467 | 23.851 | 22.3408 | 21.9785 | 20.1755 | 17.5476 | 15.4341 | 0 | 0 | 0 | 0 | 0 | 0 | 0 | 0 | 0 | 0 | 0 | 0 | 0 | 0 | 0.44759 | 0.4418 | 0.42505 | 0.3937 | 0 | 0 | 0 | 0 | 0 | 0 | 68.6633 | 67.5309 | 66.4801 | 65.4599 | 64.5441 | 63.6286 | 62.8114 | 63.6256 | 66.9193 | 71.6592 | 76.4341 | 80.7636 | 83.5513 | 85.0392 | 86.147 | 86.6299 | 86.9942 | 86.5863 | 85.5867 | 83.153 | 79.6855 | 75.6358 | 73.1897 | 71.3127 | 0.17608 | 0.16323 | 0.15927 | 0.15841 | 0.17169 | 0.20287 | 0.26608 | 0.29574 | 0.3068 | 0.30002 | 0.29778 | 0.31572 | 0.35778 | 0.40929 | 0.44542 | 0.46952 | 0.48146 | 0.44613 | 0.39713 | 0.3142 | 0.28415 | 0.24751 | 0.19985 | 0.16179
Portfolio Adjusted1-in-2Size: 20 kW to 199.99 kWAll2024July Monthly Peak | Portfolio Adjusted | 1-in-2 | Size: 20 kW to 199.99 kW | All | 2024 | July Monthly Peak | 7 | 14.9658 | 14.1187 | 13.6611 | 13.5236 | 14.0481 | 15.4141 | 17.0145 | 20.2237 | 23.8876 | 26.9199 | 29.246 | 30.7509 | 31.6777 | 32.3673 | 32.626 | 32.2037 | 31.0491 | 28.8167 | 26.0927 | 24.3828 | 23.9056 | 21.9392 | 19.0855 | 16.7555 | 0 | 0 | 0 | 0 | 0 | 0 | 0 | 0 | 0 | 0 | 0 | 0 | 0 | 0 | 0.48939 | 0.48306 | 0.46574 | 0.43225 | 0 | 0 | 0 | 0 | 0 | 0 | 75.0165 | 73.854 | 73.01 | 72.1932 | 71.3089 | 70.4422 | 69.8535 | 70.4878 | 73.5339 | 77.5788 | 81.7374 | 85.2808 | 88.0381 | 89.558 | 90.6177 | 91.0693 | 90.9064 | 89.9697 | 88.9671 | 87.4241 | 84.696 | 81.2037 | 78.8077 | 77.1682 | 0.17635 | 0.16348 | 0.15952 | 0.15865 | 0.17196 | 0.20319 | 0.2665 | 0.29621 | 0.30729 | 0.30049 | 0.29824 | 0.31621 | 0.35833 | 0.40992 | 0.4461 | 0.47024 | 0.48221 | 0.44683 | 0.39776 | 0.31469 | 0.28459 | 0.24788 | 0.20015 | 0.16204
Portfolio Adjusted1-in-2Size: 20 kW to 199.99 kWAll2024August Monthly Peak | Portfolio Adjusted | 1-in-2 | Size: 20 kW to 199.99 kW | All | 2024 | August Monthly Peak | 8 | 14.6496 | 13.8412 | 13.4064 | 13.2814 | 13.7672 | 15.3051 | 16.9323 | 19.6788 | 23.4114 | 26.5304 | 29.0292 | 30.6522 | 31.6351 | 32.3402 | 32.5678 | 32.1126 | 30.8246 | 28.4634 | 25.6143 | 24.3549 | 23.6702 | 21.4629 | 18.6531 | 16.3807 | 0 | 0 | 0 | 0 | 0 | 0 | 0 | 0 | 0 | 0 | 0 | 0 | 0 | 0 | 0.48852 | 0.48169 | 0.46237 | 0.42695 | 0 | 0 | 0 | 0 | 0 | 0 | 74.1199 | 72.8829 | 71.6065 | 70.6925 | 69.9039 | 69.0235 | 68.5493 | 68.1746 | 70.3745 | 75.4485 | 80.8558 | 85.3627 | 88.5863 | 90.472 | 91.6689 | 92.2567 | 92.3564 | 91.8518 | 90.2826 | 87.1272 | 82.9843 | 79.8958 | 77.8281 | 76.177 | 0.17682 | 0.16391 | 0.15994 | 0.15907 | 0.17241 | 0.20373 | 0.26721 | 0.29702 | 0.30813 | 0.30132 | 0.29906 | 0.31708 | 0.35931 | 0.41103 | 0.44729 | 0.4715 | 0.4835 | 0.44802 | 0.39882 | 0.31551 | 0.28533 | 0.24852 | 0.20066 | 0.16247
Portfolio Adjusted1-in-2Size: 20 kW to 199.99 kWAll2024September Monthly Peak | Portfolio Adjusted | 1-in-2 | Size: 20 kW to 199.99 kW | All | 2024 | September Monthly Peak | 9 | 14.3661 | 13.6172 | 13.2077 | 13.1151 | 13.6123 | 15.154 | 17.1969 | 19.3732 | 23.0296 | 26.0472 | 28.4488 | 29.9852 | 30.973 | 31.7035 | 31.9572 | 31.4416 | 30.1041 | 27.6371 | 24.9813 | 24.4694 | 22.8829 | 20.7263 | 18.0772 | 15.9494 | 0 | 0 | 0 | 0 | 0 | 0 | 0 | 0 | 0 | 0 | 0 | 0 | 0 | 0 | 0.47936 | 0.47162 | 0.45156 | 0.41456 | 0 | 0 | 0 | 0 | 0 | 0 | 72.5719 | 71.4771 | 70.386 | 69.3796 | 68.4784 | 67.671 | 67.3041 | 67.1194 | 69.3055 | 74.168 | 79.4011 | 84.1683 | 88.0394 | 90.3143 | 91.6215 | 92.1467 | 92.1086 | 91.2159 | 89.8093 | 86.8996 | 82.8588 | 79.8212 | 77.6792 | 76.2687 | 0.17589 | 0.16306 | 0.1591 | 0.15824 | 0.17151 | 0.20266 | 0.26581 | 0.29545 | 0.3065 | 0.29974 | 0.2975 | 0.31542 | 0.35743 | 0.40889 | 0.44497 | 0.46905 | 0.48097 | 0.44568 | 0.39672 | 0.31387 | 0.28385 | 0.24724 | 0.19963 | 0.16162
Portfolio Adjusted1-in-2Size: 20 kW to 199.99 kWAll2024October Monthly Peak | Portfolio Adjusted | 1-in-2 | Size: 20 kW to 199.99 kW | All | 2024 | October Monthly Peak | 10 | 12.9022 | 12.2974 | 11.9682 | 11.9088 | 12.3662 | 13.7454 | 15.8653 | 17.2268 | 19.7357 | 22.1327 | 24.1337 | 25.5584 | 26.6065 | 27.4262 | 27.7475 | 27.2522 | 25.9645 | 23.718 | 22.6645 | 21.8126 | 20.2706 | 18.4531 | 16.1479 | 14.2878 | 0 | 0 | 0 | 0 | 0 | 0 | 0 | 0 | 0 | 0 | 0 | 0 | 0 | 0 | 0.41621 | 0.40878 | 0.38947 | 0.35577 | 0 | 0 | 0 | 0 | 0 | 0 | 64.5321 | 63.6061 | 62.7412 | 61.7743 | 60.9086 | 60.2163 | 59.5706 | 59.2209 | 60.2125 | 64.2822 | 70.153 | 76.3012 | 81.5589 | 84.5404 | 85.3511 | 86.0183 | 86.182 | 85.2888 | 82.9088 | 78.3484 | 74.6249 | 71.7324 | 69.3787 | 67.5222 | 0.17527 | 0.16248 | 0.15854 | 0.15768 | 0.1709 | 0.20194 | 0.26487 | 0.29441 | 0.30544 | 0.29871 | 0.29648 | 0.31434 | 0.35619 | 0.40747 | 0.44342 | 0.46741 | 0.47929 | 0.44411 | 0.39533 | 0.31276 | 0.28285 | 0.24637 | 0.19893 | 0.16105
Portfolio Adjusted1-in-2Size: 20 kW to 199.99 kWAll2024November Monthly Peak | Portfolio Adjusted | 1-in-2 | Size: 20 kW to 199.99 kW | All | 2024 | November Monthly Peak | 11 | 12.0277 | 11.5805 | 11.3794 | 11.4432 | 11.9531 | 13.357 | 14.7424 | 16.2061 | 18.4191 | 20.1051 | 21.3622 | 22.1671 | 22.6499 | 23.0121 | 22.9844 | 22.2436 | 21.4211 | 21.3729 | 20.0373 | 18.9404 | 17.8562 | 16.4308 | 14.6126 | 13.1314 | 0 | 0 | 0 | 0 | 0 | 0 | 0 | 0 | 0 | 0 | 0 | 0 | 0 | 0 | 0.34477 | 0.33365 | 0.32132 | 0.32059 | 0 | 0 | 0 | 0 | 0 | 0 | 56.8786 | 55.9547 | 55.2822 | 54.4774 | 53.4229 | 52.674 | 52.5497 | 52.4978 | 55.129 | 59.6435 | 64.4804 | 68.9023 | 71.7456 | 73.2928 | 74.0751 | 73.9017 | 72.281 | 69.3391 | 66.0289 | 63.86 | 62.192 | 61.1292 | 60.1265 | 59.3667 | 0.1765 | 0.16362 | 0.15965 | 0.15878 | 0.17209 | 0.20336 | 0.26673 | 0.29648 | 0.30758 | 0.30081 | 0.29857 | 0.31655 | 0.3587 | 0.41033 | 0.44653 | 0.47069 | 0.48265 | 0.44723 | 0.39809 | 0.31495 | 0.28483 | 0.24809 | 0.20032 | 0.16218
Portfolio Adjusted1-in-2Size: 20 kW to 199.99 kWAll2024December Monthly Peak | Portfolio Adjusted | 1-in-2 | Size: 20 kW to 199.99 kW | All | 2024 | December Monthly Peak | 12 | 12.2748 | 11.8483 | 11.6651 | 11.7283 | 12.2867 | 13.729 | 15.7014 | 16.8534 | 18.5481 | 19.6116 | 20.1698 | 20.2518 | 20.1601 | 20.0778 | 19.854 | 19.2607 | 19.2768 | 19.8291 | 18.8459 | 18.073 | 17.2189 | 16.1084 | 14.6214 | 13.3028 | 0 | 0 | 0 | 0 | 0 | 0 | 0 | 0 | 0 | 0 | 0 | 0 | 0 | 0 | 0.29781 | 0.28891 | 0.28915 | 0.29744 | 0 | 0 | 0 | 0 | 0 | 0 | 48.008 | 47.3048 | 46.7588 | 46.1931 | 45.6854 | 45.1241 | 44.8847 | 44.7928 | 45.5005 | 48.8363 | 52.589 | 55.6994 | 57.7766 | 58.7952 | 59.4273 | 59.6971 | 59.0542 | 56.7727 | 53.9438 | 51.8804 | 50.2862 | 48.4484 | 46.7648 | 45.496 | 0.17603 | 0.16319 | 0.15923 | 0.15836 | 0.17164 | 0.20281 | 0.26602 | 0.29568 | 0.30675 | 0.3 | 0.29777 | 0.31571 | 0.35774 | 0.40925 | 0.44537 | 0.46945 | 0.48137 | 0.44605 | 0.39704 | 0.31413 | 0.28409 | 0.24746 | 0.19981 | 0.16176
Portfolio Adjusted1-in-2Size: 20 kW to 199.99 kWAll2024Typical Event Day | Portfolio Adjusted | 1-in-2 | Size: 20 kW to 199.99 kW | All | 2024 | Typical Event Day | 8 | 14.4932 | 13.7009 | 13.2799 | 13.1599 | 13.6448 | 15.1653 | 16.7674 | 19.4257 | 23.0254 | 26.035 | 28.4463 | 30.0236 | 30.9899 | 31.6918 | 31.923 | 31.4782 | 30.2227 | 27.9043 | 25.1487 | 23.9348 | 23.3104 | 21.1636 | 18.4055 | 16.1773 | 0 | 0 | 0 | 0 | 0 | 0 | 0 | 0 | 0 | 0 | 0 | 0 | 0 | 0 | 0.47885 | 0.47217 | 0.45334 | 0.41856 | 0 | 0 | 0 | 0 | 0 | 0 | 72.5929 | 71.4362 | 70.3707 | 69.4313 | 68.5588 | 67.6913 | 67.1296 | 67.3519 | 70.0333 | 74.7136 | 79.6071 | 83.8938 | 87.0538 | 88.8459 | 90.0138 | 90.5257 | 90.5914 | 89.9059 | 88.6614 | 86.151 | 82.5561 | 79.1391 | 76.8762 | 75.2317 | 0.17622 | 0.16336 | 0.1594 | 0.15853 | 0.17182 | 0.20303 | 0.2663 | 0.29598 | 0.30705 | 0.30027 | 0.29802 | 0.31598 | 0.35807 | 0.40962 | 0.44577 | 0.46989 | 0.48184 | 0.44649 | 0.39745 | 0.31445 | 0.28438 | 0.2477 | 0.2 | 0.16192
Portfolio Adjusted1-in-2Size: 20 kW to 199.99 kWAll2025January Monthly Peak | Portfolio Adjusted | 1-in-2 | Size: 20 kW to 199.99 kW | All | 2025 | January Monthly Peak | 1 | 12.5618 | 12.2143 | 12.0641 | 12.1776 | 12.8087 | 14.2862 | 16.6697 | 17.922 | 19.6346 | 20.4338 | 20.6387 | 20.3783 | 20.0621 | 19.8798 | 19.5943 | 19.0186 | 18.6199 | 19.5536 | 18.9084 | 18.3021 | 17.5089 | 16.4703 | 14.8751 | 13.6308 | 0 | 0 | 0 | 0 | 0 | 0 | 0 | 0 | 0 | 0 | 0 | 0 | 0 | 0 | 0.29391 | 0.28528 | 0.2793 | 0.2933 | 0 | 0 | 0 | 0 | 0 | 0 | 44.0783 | 43.4237 | 42.7412 | 42.2468 | 41.6986 | 41.4035 | 41.1616 | 40.9396 | 41.2494 | 43.4317 | 46.8785 | 49.569 | 51.4381 | 52.7631 | 53.5656 | 53.9247 | 53.6669 | 52.2835 | 50.4669 | 49.0856 | 47.9716 | 47.0322 | 46.1913 | 45.4673 | 0.18328 | 0.16994 | 0.16585 | 0.16497 | 0.17879 | 0.2111 | 0.2769 | 0.30746 | 0.31877 | 0.3116 | 0.30926 | 0.32795 | 0.37183 | 0.42556 | 0.46332 | 0.48833 | 0.50083 | 0.46419 | 0.41326 | 0.32711 | 0.2959 | 0.25781 | 0.2082 | 0.16846
Portfolio Adjusted1-in-2Size: 20 kW to 199.99 kWAll2025February Monthly Peak | Portfolio Adjusted | 1-in-2 | Size: 20 kW to 199.99 kW | All | 2025 | February Monthly Peak | 2 | 12.3749 | 11.9935 | 11.7831 | 11.8761 | 12.4605 | 13.8852 | 15.8913 | 17.2052 | 19.1087 | 20.124 | 20.6261 | 20.6538 | 20.615 | 20.6349 | 20.4796 | 19.9334 | 19.3521 | 19.4359 | 19.3926 | 18.5857 | 17.6957 | 16.4793 | 14.7906 | 13.449 | 0 | 0 | 0 | 0 | 0 | 0 | 0 | 0 | 0 | 0 | 0 | 0 | 0 | 0 | 0.30719 | 0.299 | 0.29028 | 0.29154 | 0 | 0 | 0 | 0 | 0 | 0 | 47.936 | 47.5502 | 47.1995 | 46.8407 | 46.4969 | 46.315 | 46.2608 | 46.2374 | 46.6282 | 48.4355 | 50.4734 | 52.3191 | 53.1356 | 53.2333 | 53.3057 | 52.8517 | 52.3684 | 51.4829 | 50.0747 | 48.6931 | 47.4059 | 46.6596 | 45.5189 | 44.4827 | 0.17817 | 0.16518 | 0.16117 | 0.16029 | 0.17373 | 0.20527 | 0.26924 | 0.29924 | 0.31043 | 0.30358 | 0.30132 | 0.31948 | 0.36203 | 0.41417 | 0.45074 | 0.47511 | 0.48719 | 0.45145 | 0.40185 | 0.31795 | 0.28755 | 0.25048 | 0.20225 | 0.16372
Portfolio Adjusted1-in-2Size: 20 kW to 199.99 kWAll2025March Monthly Peak | Portfolio Adjusted | 1-in-2 | Size: 20 kW to 199.99 kW | All | 2025 | March Monthly Peak | 3 | 12.4947 | 11.9717 | 11.7425 | 11.7655 | 12.3142 | 13.6806 | 15.7656 | 17.1209 | 18.8939 | 19.9321 | 20.4932 | 20.574 | 20.581 | 20.6781 | 20.6981 | 20.323 | 19.6546 | 18.8998 | 18.35 | 18.845 | 18.0761 | 16.8099 | 15.0286 | 13.5961 | 0 | 0 | 0 | 0 | 0 | 0 | 0 | 0 | 0 | 0 | 0 | 0 | 0 | 0 | 0.31047 | 0.30484 | 0.29482 | 0.2835 | 0 | 0 | 0 | 0 | 0 | 0 | 47.7179 | 47.0034 | 46.328 | 45.9201 | 45.5829 | 45.1175 | 44.7269 | 44.6581 | 46.5426 | 48.879 | 51.1599 | 53.1627 | 54.5624 | 55.5848 | 56.0289 | 56.4408 | 56.2488 | 55.5697 | 54.0178 | 51.8981 | 50.4853 | 49.3087 | 48.3961 | 47.4825 | 0.17925 | 0.16618 | 0.16216 | 0.16128 | 0.1748 | 0.20651 | 0.27086 | 0.301 | 0.31223 | 0.30534 | 0.30307 | 0.32134 | 0.36416 | 0.41663 | 0.45345 | 0.47795 | 0.49011 | 0.45416 | 0.40427 | 0.31988 | 0.28932 | 0.25203 | 0.2035 | 0.16472
Portfolio Adjusted1-in-2Size: 20 kW to 199.99 kWAll2025April Monthly Peak | Portfolio Adjusted | 1-in-2 | Size: 20 kW to 199.99 kW | All | 2025 | April Monthly Peak | 4 | 12.5009 | 11.8889 | 11.6033 | 11.559 | 12.0507 | 13.32 | 14.7381 | 16.3726 | 18.8549 | 20.8344 | 22.363 | 23.4409 | 24.2772 | 24.978 | 25.3141 | 24.9691 | 23.9392 | 22.1257 | 20.3208 | 20.2119 | 19.5554 | 17.8576 | 15.6389 | 13.8928 | 0 | 0 | 0 | 0 | 0 | 0 | 0 | 0 | 0 | 0 | 0 | 0 | 0 | 0 | 0.37971 | 0.37454 | 0.35909 | 0.33189 | 0 | 0 | 0 | 0 | 0 | 0 | 62.2439 | 61.1642 | 59.8068 | 58.6519 | 57.7396 | 57.0409 | 56.5677 | 56.5444 | 59.0344 | 63.0504 | 67.889 | 72.1553 | 75.4136 | 77.7884 | 78.9999 | 79.6179 | 79.7047 | 79.089 | 77.6818 | 75.2179 | 71.4148 | 68.5173 | 66.3723 | 64.0804 | 0.17566 | 0.16285 | 0.1589 | 0.15803 | 0.17128 | 0.2024 | 0.26546 | 0.29506 | 0.3061 | 0.29936 | 0.29712 | 0.31502 | 0.35697 | 0.40837 | 0.44441 | 0.46845 | 0.48035 | 0.44511 | 0.39621 | 0.31347 | 0.28349 | 0.24693 | 0.19938 | 0.16141
Portfolio Adjusted1-in-2Size: 20 kW to 199.99 kWAll2025May Monthly Peak | Portfolio Adjusted | 1-in-2 | Size: 20 kW to 199.99 kW | All | 2025 | May Monthly Peak | 5 | 12.7777 | 12.1362 | 11.8137 | 11.741 | 12.2344 | 13.3967 | 14.4942 | 16.8332 | 19.7875 | 22.128 | 23.8851 | 25.015 | 25.7536 | 26.3717 | 26.6396 | 26.233 | 25.1883 | 23.2974 | 21.3138 | 20.4416 | 20.2824 | 18.5008 | 16.1565 | 14.2739 | 0 | 0 | 0 | 0 | 0 | 0 | 0 | 0 | 0 | 0 | 0 | 0 | 0 | 0 | 0.39959 | 0.39349 | 0.37782 | 0.34946 | 0 | 0 | 0 | 0 | 0 | 0 | 64.3302 | 63.4415 | 62.6429 | 61.7212 | 60.9077 | 60.3074 | 59.8205 | 60.254 | 62.3446 | 65.9621 | 69.8584 | 73.6404 | 76.9732 | 79.4938 | 80.5501 | 81.1874 | 81.079 | 80.1195 | 78.4456 | 75.9087 | 72.4083 | 69.4396 | 67.3481 | 65.8646 | 0.17571 | 0.16289 | 0.15894 | 0.15807 | 0.17132 | 0.20245 | 0.26554 | 0.29518 | 0.30625 | 0.29952 | 0.29729 | 0.3152 | 0.35715 | 0.40855 | 0.44459 | 0.46863 | 0.48053 | 0.44526 | 0.39633 | 0.31355 | 0.28357 | 0.24699 | 0.19943 | 0.16146
Portfolio Adjusted1-in-2Size: 20 kW to 199.99 kWAll2025June Monthly Peak | Portfolio Adjusted | 1-in-2 | Size: 20 kW to 199.99 kW | All | 2025 | June Monthly Peak | 6 | 13.7459 | 13.0049 | 12.6258 | 12.522 | 13.023 | 14.0801 | 15.3962 | 18.253 | 21.4851 | 24.2284 | 26.3541 | 27.777 | 28.7472 | 29.4953 | 29.8391 | 29.4535 | 28.3366 | 26.2467 | 23.851 | 22.3408 | 21.9785 | 20.1755 | 17.5476 | 15.4341 | 0 | 0 | 0 | 0 | 0 | 0 | 0 | 0 | 0 | 0 | 0 | 0 | 0 | 0 | 0.44759 | 0.4418 | 0.42505 | 0.3937 | 0 | 0 | 0 | 0 | 0 | 0 | 68.6633 | 67.5309 | 66.4801 | 65.4599 | 64.5441 | 63.6286 | 62.8114 | 63.6256 | 66.9193 | 71.6592 | 76.4341 | 80.7636 | 83.5513 | 85.0392 | 86.147 | 86.6299 | 86.9942 | 86.5863 | 85.5867 | 83.153 | 79.6855 | 75.6358 | 73.1897 | 71.3127 | 0.17608 | 0.16323 | 0.15927 | 0.15841 | 0.17169 | 0.20287 | 0.26608 | 0.29574 | 0.3068 | 0.30002 | 0.29778 | 0.31572 | 0.35778 | 0.40929 | 0.44542 | 0.46952 | 0.48146 | 0.44613 | 0.39713 | 0.3142 | 0.28415 | 0.24751 | 0.19985 | 0.16179
Portfolio Adjusted1-in-2Size: 20 kW to 199.99 kWAll2025July Monthly Peak | Portfolio Adjusted | 1-in-2 | Size: 20 kW to 199.99 kW | All | 2025 | July Monthly Peak | 7 | 14.9658 | 14.1187 | 13.6611 | 13.5236 | 14.0481 | 15.4141 | 17.0145 | 20.2237 | 23.8876 | 26.9199 | 29.246 | 30.7509 | 31.6777 | 32.3673 | 32.626 | 32.2037 | 31.0491 | 28.8167 | 26.0927 | 24.3828 | 23.9056 | 21.9392 | 19.0855 | 16.7555 | 0 | 0 | 0 | 0 | 0 | 0 | 0 | 0 | 0 | 0 | 0 | 0 | 0 | 0 | 0.48939 | 0.48306 | 0.46574 | 0.43225 | 0 | 0 | 0 | 0 | 0 | 0 | 75.0165 | 73.854 | 73.01 | 72.1932 | 71.3089 | 70.4422 | 69.8535 | 70.4878 | 73.5339 | 77.5788 | 81.7374 | 85.2808 | 88.0381 | 89.558 | 90.6177 | 91.0693 | 90.9064 | 89.9697 | 88.9671 | 87.4241 | 84.696 | 81.2037 | 78.8077 | 77.1682 | 0.17635 | 0.16348 | 0.15952 | 0.15865 | 0.17196 | 0.20319 | 0.2665 | 0.29621 | 0.30729 | 0.30049 | 0.29824 | 0.31621 | 0.35833 | 0.40992 | 0.4461 | 0.47024 | 0.48221 | 0.44683 | 0.39776 | 0.31469 | 0.28459 | 0.24788 | 0.20015 | 0.16204
Portfolio Adjusted1-in-2Size: 20 kW to 199.99 kWAll2025August Monthly Peak | Portfolio Adjusted | 1-in-2 | Size: 20 kW to 199.99 kW | All | 2025 | August Monthly Peak | 8 | 14.6496 | 13.8412 | 13.4064 | 13.2814 | 13.7672 | 15.3051 | 16.9323 | 19.6788 | 23.4114 | 26.5304 | 29.0292 | 30.6522 | 31.6351 | 32.3402 | 32.5678 | 32.1126 | 30.8246 | 28.4634 | 25.6143 | 24.3549 | 23.6702 | 21.4629 | 18.6531 | 16.3807 | 0 | 0 | 0 | 0 | 0 | 0 | 0 | 0 | 0 | 0 | 0 | 0 | 0 | 0 | 0.48852 | 0.48169 | 0.46237 | 0.42695 | 0 | 0 | 0 | 0 | 0 | 0 | 74.1199 | 72.8829 | 71.6065 | 70.6925 | 69.9039 | 69.0235 | 68.5493 | 68.1746 | 70.3745 | 75.4485 | 80.8558 | 85.3627 | 88.5863 | 90.472 | 91.6689 | 92.2567 | 92.3564 | 91.8518 | 90.2826 | 87.1272 | 82.9843 | 79.8958 | 77.8281 | 76.177 | 0.17682 | 0.16391 | 0.15994 | 0.15907 | 0.17241 | 0.20373 | 0.26721 | 0.29702 | 0.30813 | 0.30132 | 0.29906 | 0.31708 | 0.35931 | 0.41103 | 0.44729 | 0.4715 | 0.4835 | 0.44802 | 0.39882 | 0.31551 | 0.28533 | 0.24852 | 0.20066 | 0.16247
Portfolio Adjusted1-in-2Size: 20 kW to 199.99 kWAll2025September Monthly Peak | Portfolio Adjusted | 1-in-2 | Size: 20 kW to 199.99 kW | All | 2025 | September Monthly Peak | 9 | 14.3661 | 13.6172 | 13.2077 | 13.1151 | 13.6123 | 15.154 | 17.1969 | 19.3732 | 23.0296 | 26.0472 | 28.4488 | 29.9852 | 30.973 | 31.7035 | 31.9572 | 31.4417 | 30.1041 | 27.6371 | 24.9813 | 24.4694 | 22.8829 | 20.7263 | 18.0772 | 15.9494 | 0 | 0 | 0 | 0 | 0 | 0 | 0 | 0 | 0 | 0 | 0 | 0 | 0 | 0 | 0.47936 | 0.47162 | 0.45156 | 0.41456 | 0 | 0 | 0 | 0 | 0 | 0 | 72.5719 | 71.4771 | 70.386 | 69.3796 | 68.4784 | 67.671 | 67.3041 | 67.1194 | 69.3055 | 74.168 | 79.4011 | 84.1683 | 88.0394 | 90.3143 | 91.6215 | 92.1467 | 92.1086 | 91.2159 | 89.8093 | 86.8996 | 82.8588 | 79.8212 | 77.6792 | 76.2687 | 0.17589 | 0.16306 | 0.1591 | 0.15824 | 0.17151 | 0.20266 | 0.26581 | 0.29545 | 0.3065 | 0.29974 | 0.2975 | 0.31542 | 0.35743 | 0.40889 | 0.44497 | 0.46905 | 0.48097 | 0.44568 | 0.39672 | 0.31387 | 0.28385 | 0.24724 | 0.19963 | 0.16162
Portfolio Adjusted1-in-2Size: 20 kW to 199.99 kWAll2025October Monthly Peak | Portfolio Adjusted | 1-in-2 | Size: 20 kW to 199.99 kW | All | 2025 | October Monthly Peak | 10 | 12.9022 | 12.2974 | 11.9682 | 11.9088 | 12.3662 | 13.7454 | 15.8653 | 17.2268 | 19.7357 | 22.1327 | 24.1337 | 25.5584 | 26.6065 | 27.4262 | 27.7475 | 27.2522 | 25.9645 | 23.718 | 22.6645 | 21.8126 | 20.2706 | 18.4531 | 16.1479 | 14.2878 | 0 | 0 | 0 | 0 | 0 | 0 | 0 | 0 | 0 | 0 | 0 | 0 | 0 | 0 | 0.41621 | 0.40878 | 0.38947 | 0.35577 | 0 | 0 | 0 | 0 | 0 | 0 | 64.5321 | 63.6061 | 62.7412 | 61.7743 | 60.9086 | 60.2163 | 59.5706 | 59.2209 | 60.2125 | 64.2822 | 70.153 | 76.3012 | 81.5589 | 84.5404 | 85.3511 | 86.0183 | 86.182 | 85.2888 | 82.9088 | 78.3484 | 74.6249 | 71.7324 | 69.3787 | 67.5222 | 0.17527 | 0.16248 | 0.15854 | 0.15768 | 0.1709 | 0.20194 | 0.26487 | 0.29441 | 0.30544 | 0.29871 | 0.29648 | 0.31434 | 0.35619 | 0.40747 | 0.44342 | 0.46741 | 0.47929 | 0.44411 | 0.39533 | 0.31276 | 0.28285 | 0.24637 | 0.19893 | 0.16105
Portfolio Adjusted1-in-2Size: 20 kW to 199.99 kWAll2025November Monthly Peak | Portfolio Adjusted | 1-in-2 | Size: 20 kW to 199.99 kW | All | 2025 | November Monthly Peak | 11 | 12.0277 | 11.5805 | 11.3794 | 11.4432 | 11.9531 | 13.357 | 14.7424 | 16.2061 | 18.4191 | 20.1051 | 21.3622 | 22.1671 | 22.6499 | 23.0121 | 22.9844 | 22.2436 | 21.4211 | 21.3729 | 20.0373 | 18.9404 | 17.8562 | 16.4308 | 14.6126 | 13.1314 | 0 | 0 | 0 | 0 | 0 | 0 | 0 | 0 | 0 | 0 | 0 | 0 | 0 | 0 | 0.34477 | 0.33365 | 0.32132 | 0.32059 | 0 | 0 | 0 | 0 | 0 | 0 | 56.8786 | 55.9547 | 55.2822 | 54.4774 | 53.4229 | 52.674 | 52.5497 | 52.4978 | 55.129 | 59.6435 | 64.4804 | 68.9024 | 71.7456 | 73.2928 | 74.0751 | 73.9017 | 72.281 | 69.3391 | 66.0289 | 63.86 | 62.192 | 61.1292 | 60.1265 | 59.3667 | 0.1765 | 0.16362 | 0.15965 | 0.15878 | 0.17209 | 0.20336 | 0.26673 | 0.29648 | 0.30758 | 0.30081 | 0.29857 | 0.31655 | 0.3587 | 0.41033 | 0.44653 | 0.47069 | 0.48265 | 0.44723 | 0.39809 | 0.31495 | 0.28483 | 0.24809 | 0.20032 | 0.16218
Portfolio Adjusted1-in-2Size: 20 kW to 199.99 kWAll2025December Monthly Peak | Portfolio Adjusted | 1-in-2 | Size: 20 kW to 199.99 kW | All | 2025 | December Monthly Peak | 12 | 12.2748 | 11.8483 | 11.6651 | 11.7283 | 12.2867 | 13.729 | 15.7014 | 16.8534 | 18.5481 | 19.6116 | 20.1698 | 20.2518 | 20.1601 | 20.0778 | 19.854 | 19.2607 | 19.2768 | 19.8291 | 18.8459 | 18.0729 | 17.2189 | 16.1084 | 14.6214 | 13.3028 | 0 | 0 | 0 | 0 | 0 | 0 | 0 | 0 | 0 | 0 | 0 | 0 | 0 | 0 | 0.29781 | 0.28891 | 0.28915 | 0.29744 | 0 | 0 | 0 | 0 | 0 | 0 | 48.008 | 47.3048 | 46.7588 | 46.1931 | 45.6854 | 45.1241 | 44.8847 | 44.7928 | 45.5005 | 48.8363 | 52.589 | 55.6994 | 57.7766 | 58.7952 | 59.4273 | 59.6971 | 59.0542 | 56.7727 | 53.9438 | 51.8804 | 50.2862 | 48.4484 | 46.7648 | 45.496 | 0.17603 | 0.16319 | 0.15923 | 0.15836 | 0.17164 | 0.20281 | 0.26602 | 0.29568 | 0.30675 | 0.3 | 0.29777 | 0.31571 | 0.35774 | 0.40925 | 0.44537 | 0.46945 | 0.48137 | 0.44605 | 0.39704 | 0.31413 | 0.28409 | 0.24746 | 0.19981 | 0.16176
Portfolio Adjusted1-in-2Size: 20 kW to 199.99 kWAll2025Typical Event Day | Portfolio Adjusted | 1-in-2 | Size: 20 kW to 199.99 kW | All | 2025 | Typical Event Day | 8 | 14.4932 | 13.7009 | 13.2799 | 13.1599 | 13.6448 | 15.1653 | 16.7674 | 19.4257 | 23.0254 | 26.035 | 28.4463 | 30.0236 | 30.9899 | 31.6918 | 31.923 | 31.4782 | 30.2227 | 27.9043 | 25.1487 | 23.9348 | 23.3104 | 21.1636 | 18.4055 | 16.1773 | 0 | 0 | 0 | 0 | 0 | 0 | 0 | 0 | 0 | 0 | 0 | 0 | 0 | 0 | 0.47885 | 0.47217 | 0.45334 | 0.41856 | 0 | 0 | 0 | 0 | 0 | 0 | 72.5929 | 71.4362 | 70.3707 | 69.4313 | 68.5588 | 67.6913 | 67.1296 | 67.3519 | 70.0333 | 74.7136 | 79.6071 | 83.8938 | 87.0538 | 88.8459 | 90.0138 | 90.5257 | 90.5914 | 89.9059 | 88.6614 | 86.151 | 82.5561 | 79.1391 | 76.8762 | 75.2317 | 0.17622 | 0.16336 | 0.1594 | 0.15853 | 0.17182 | 0.20303 | 0.2663 | 0.29598 | 0.30705 | 0.30027 | 0.29802 | 0.31598 | 0.35807 | 0.40962 | 0.44577 | 0.46989 | 0.48184 | 0.44649 | 0.39745 | 0.31445 | 0.28438 | 0.2477 | 0.2 | 0.16192
Portfolio Adjusted1-in-10Size: 20 kW to 199.99 kWOrange County2015January Monthly Peak | Portfolio Adjusted | 1-in-10 | Size: 20 kW to 199.99 kW | Orange County | 2015 | January Monthly Peak | 1
Portfolio Adjusted1-in-10Size: 20 kW to 199.99 kWOrange County2015February Monthly Peak | Portfolio Adjusted | 1-in-10 | Size: 20 kW to 199.99 kW | Orange County | 2015 | February Monthly Peak | 2
Portfolio Adjusted1-in-10Size: 20 kW to 199.99 kWOrange County2015March Monthly Peak | Portfolio Adjusted | 1-in-10 | Size: 20 kW to 199.99 kW | Orange County | 2015 | March Monthly Peak | 3
Portfolio Adjusted1-in-10Size: 20 kW to 199.99 kWOrange County2015April Monthly Peak | Portfolio Adjusted | 1-in-10 | Size: 20 kW to 199.99 kW | Orange County | 2015 | April Monthly Peak | 4
Portfolio Adjusted1-in-10Size: 20 kW to 199.99 kWOrange County2015May Monthly Peak | Portfolio Adjusted | 1-in-10 | Size: 20 kW to 199.99 kW | Orange County | 2015 | May Monthly Peak | 5
Portfolio Adjusted1-in-10Size: 20 kW to 199.99 kWOrange County2015June Monthly Peak | Portfolio Adjusted | 1-in-10 | Size: 20 kW to 199.99 kW | Orange County | 2015 | June Monthly Peak | 6
Portfolio Adjusted1-in-10Size: 20 kW to 199.99 kWOrange County2015July Monthly Peak | Portfolio Adjusted | 1-in-10 | Size: 20 kW to 199.99 kW | Orange County | 2015 | July Monthly Peak | 7
Portfolio Adjusted1-in-10Size: 20 kW to 199.99 kWOrange County2015August Monthly Peak | Portfolio Adjusted | 1-in-10 | Size: 20 kW to 199.99 kW | Orange County | 2015 | August Monthly Peak | 8
Portfolio Adjusted1-in-10Size: 20 kW to 199.99 kWOrange County2015September Monthly Peak | Portfolio Adjusted | 1-in-10 | Size: 20 kW to 199.99 kW | Orange County | 2015 | September Monthly Peak | 9
Portfolio Adjusted1-in-10Size: 20 kW to 199.99 kWOrange County2015October Monthly Peak | Portfolio Adjusted | 1-in-10 | Size: 20 kW to 199.99 kW | Orange County | 2015 | October Monthly Peak | 10
Portfolio Adjusted1-in-10Size: 20 kW to 199.99 kWOrange County2015November Monthly Peak | Portfolio Adjusted | 1-in-10 | Size: 20 kW to 199.99 kW | Orange County | 2015 | November Monthly Peak | 11
Portfolio Adjusted1-in-10Size: 20 kW to 199.99 kWOrange County2015December Monthly Peak | Portfolio Adjusted | 1-in-10 | Size: 20 kW to 199.99 kW | Orange County | 2015 | December Monthly Peak | 12
Portfolio Adjusted1-in-10Size: 20 kW to 199.99 kWOrange County2015Typical Event Day | Portfolio Adjusted | 1-in-10 | Size: 20 kW to 199.99 kW | Orange County | 2015 | Typical Event Day | 8
Portfolio Adjusted1-in-10Size: 20 kW to 199.99 kWOrange County2016January Monthly Peak | Portfolio Adjusted | 1-in-10 | Size: 20 kW to 199.99 kW | Orange County | 2016 | January Monthly Peak | 1
Portfolio Adjusted1-in-10Size: 20 kW to 199.99 kWOrange County2016February Monthly Peak | Portfolio Adjusted | 1-in-10 | Size: 20 kW to 199.99 kW | Orange County | 2016 | February Monthly Peak | 2
Portfolio Adjusted1-in-10Size: 20 kW to 199.99 kWOrange County2016March Monthly Peak | Portfolio Adjusted | 1-in-10 | Size: 20 kW to 199.99 kW | Orange County | 2016 | March Monthly Peak | 3
Portfolio Adjusted1-in-10Size: 20 kW to 199.99 kWOrange County2016April Monthly Peak | Portfolio Adjusted | 1-in-10 | Size: 20 kW to 199.99 kW | Orange County | 2016 | April Monthly Peak | 4
Portfolio Adjusted1-in-10Size: 20 kW to 199.99 kWOrange County2016May Monthly Peak | Portfolio Adjusted | 1-in-10 | Size: 20 kW to 199.99 kW | Orange County | 2016 | May Monthly Peak | 5
Portfolio Adjusted1-in-10Size: 20 kW to 199.99 kWOrange County2016June Monthly Peak | Portfolio Adjusted | 1-in-10 | Size: 20 kW to 199.99 kW | Orange County | 2016 | June Monthly Peak | 6
Portfolio Adjusted1-in-10Size: 20 kW to 199.99 kWOrange County2016July Monthly Peak | Portfolio Adjusted | 1-in-10 | Size: 20 kW to 199.99 kW | Orange County | 2016 | July Monthly Peak | 7
Portfolio Adjusted1-in-10Size: 20 kW to 199.99 kWOrange County2016August Monthly Peak | Portfolio Adjusted | 1-in-10 | Size: 20 kW to 199.99 kW | Orange County | 2016 | August Monthly Peak | 8
Portfolio Adjusted1-in-10Size: 20 kW to 199.99 kWOrange County2016September Monthly Peak | Portfolio Adjusted | 1-in-10 | Size: 20 kW to 199.99 kW | Orange County | 2016 | September Monthly Peak | 9
Portfolio Adjusted1-in-10Size: 20 kW to 199.99 kWOrange County2016October Monthly Peak | Portfolio Adjusted | 1-in-10 | Size: 20 kW to 199.99 kW | Orange County | 2016 | October Monthly Peak | 10
Portfolio Adjusted1-in-10Size: 20 kW to 199.99 kWOrange County2016November Monthly Peak | Portfolio Adjusted | 1-in-10 | Size: 20 kW to 199.99 kW | Orange County | 2016 | November Monthly Peak | 11
Portfolio Adjusted1-in-10Size: 20 kW to 199.99 kWOrange County2016December Monthly Peak | Portfolio Adjusted | 1-in-10 | Size: 20 kW to 199.99 kW | Orange County | 2016 | December Monthly Peak | 12
Portfolio Adjusted1-in-10Size: 20 kW to 199.99 kWOrange County2016Typical Event Day | Portfolio Adjusted | 1-in-10 | Size: 20 kW to 199.99 kW | Orange County | 2016 | Typical Event Day | 8
Portfolio Adjusted1-in-10Size: 20 kW to 199.99 kWOrange County2017January Monthly Peak | Portfolio Adjusted | 1-in-10 | Size: 20 kW to 199.99 kW | Orange County | 2017 | January Monthly Peak | 1
Portfolio Adjusted1-in-10Size: 20 kW to 199.99 kWOrange County2017February Monthly Peak | Portfolio Adjusted | 1-in-10 | Size: 20 kW to 199.99 kW | Orange County | 2017 | February Monthly Peak | 2
Portfolio Adjusted1-in-10Size: 20 kW to 199.99 kWOrange County2017March Monthly Peak | Portfolio Adjusted | 1-in-10 | Size: 20 kW to 199.99 kW | Orange County | 2017 | March Monthly Peak | 3
Portfolio Adjusted1-in-10Size: 20 kW to 199.99 kWOrange County2017April Monthly Peak | Portfolio Adjusted | 1-in-10 | Size: 20 kW to 199.99 kW | Orange County | 2017 | April Monthly Peak | 4 | 12.9621 | 12.3342 | 12.0062 | 11.9714 | 12.5425 | 14.1194 | 15.7954 | 17.7792 | 20.7693 | 23.3064 | 25.345 | 26.6449 | 27.963 | 28.8756 | 29.2851 | 28.5351 | 27.0187 | 24.6217 | 22.1258 | 21.9983 | 20.994 | 18.9722 | 16.466 | 14.5478 | 0 | 0 | 0 | 0 | 0 | 0 | 0 | 0 | 0 | 0 | 0 | 0 | 0 | 0 | 0.43928 | 0.42803 | 0.40528 | 0.36933 | 0 | 0 | 0 | 0 | 0 | 0 | 71.354 | 69.5018 | 67.8819 | 66.1958 | 65.2352 | 64.56 | 63.9683 | 64.093 | 67.1652 | 72.7396 | 78.803 | 84.3193 | 87.9847 | 89.9253 | 90.6195 | 91.1394 | 91.1369 | 90.3162 | 88.6906 | 85.0839 | 80.0978 | 76.1344 | 73.5341 | 71.4806 | 0.32557 | 0.29729 | 0.28867 | 0.28495 | 0.3104 | 0.38435 | 0.50168 | 0.58723 | 0.62443 | 0.61634 | 0.61006 | 0.64176 | 0.71105 | 0.7955 | 0.84384 | 0.89992 | 0.91853 | 0.8415 | 0.7499 | 0.57311 | 0.50915 | 0.43268 | 0.34582 | 0.2931
Portfolio Adjusted1-in-10Size: 20 kW to 199.99 kWOrange County2017May Monthly Peak | Portfolio Adjusted | 1-in-10 | Size: 20 kW to 199.99 kW | Orange County | 2017 | May Monthly Peak | 5 | 13.3513 | 12.7005 | 12.3449 | 12.2541 | 12.8553 | 14.3247 | 15.5622 | 18.3815 | 22.0269 | 25.0491 | 27.3515 | 28.667 | 29.8321 | 30.6032 | 30.9621 | 30.1761 | 28.6437 | 26.1318 | 23.3555 | 22.3407 | 22.0313 | 19.8059 | 17.1739 | 15.0615 | 0 | 0 | 0 | 0 | 0 | 0 | 0 | 0 | 0 | 0 | 0 | 0 | 0 | 0 | 0.46443 | 0.45264 | 0.42966 | 0.39198 | 0 | 0 | 0 | 0 | 0 | 0 | 72.2529 | 70.8734 | 69.2363 | 68.524 | 67.8652 | 66.9504 | 66.5049 | 66.9362 | 70.9885 | 77.2907 | 82.7552 | 87.0131 | 89.6123 | 91.5549 | 92.9719 | 93.8312 | 93.9272 | 92.6731 | 90.5008 | 87.7696 | 84.3264 | 80.5543 | 77.6969 | 75.5633 | 0.32516 | 0.29691 | 0.28831 | 0.2846 | 0.31001 | 0.38387 | 0.50105 | 0.58649 | 0.62364 | 0.61557 | 0.6093 | 0.64096 | 0.71016 | 0.79451 | 0.84278 | 0.8988 | 0.91738 | 0.84044 | 0.74896 | 0.57239 | 0.50851 | 0.43214 | 0.34539 | 0.29273
Portfolio Adjusted1-in-10Size: 20 kW to 199.99 kWOrange County2017June Monthly Peak | Portfolio Adjusted | 1-in-10 | Size: 20 kW to 199.99 kW | Orange County | 2017 | June Monthly Peak | 6 | 13.8425 | 13.1419 | 12.7681 | 12.689 | 13.2725 | 14.6016 | 16.0481 | 19.2906 | 22.9337 | 26.0438 | 28.5194 | 30.06 | 31.4593 | 32.3958 | 32.8777 | 32.1226 | 30.4659 | 27.8528 | 24.8726 | 23.0912 | 22.7485 | 20.7026 | 17.9354 | 15.6512 | 0 | 0 | 0 | 0 | 0 | 0 | 0 | 0 | 0 | 0 | 0 | 0 | 0 | 0 | 0.49317 | 0.48184 | 0.45699 | 0.41779 | 0 | 0 | 0 | 0 | 0 | 0 | 73.4298 | 72.0821 | 70.7319 | 69.6507 | 68.4362 | 67.571 | 67.3877 | 68.3976 | 71.5928 | 76.3766 | 81.5228 | 85.8617 | 88.8797 | 91.1618 | 92.7518 | 93.3626 | 93.6729 | 93.0765 | 91.6946 | 89.4508 | 85.5257 | 81.4573 | 78.916 | 76.9811 | 0.32612 | 0.29779 | 0.28916 | 0.28544 | 0.31092 | 0.385 | 0.50253 | 0.58823 | 0.62549 | 0.61739 | 0.6111 | 0.64285 | 0.71226 | 0.79685 | 0.84527 | 0.90145 | 0.92009 | 0.84292 | 0.75118 | 0.57409 | 0.51002 | 0.43341 | 0.34641 | 0.2936
Portfolio Adjusted1-in-10Size: 20 kW to 199.99 kWOrange County2017July Monthly Peak | Portfolio Adjusted | 1-in-10 | Size: 20 kW to 199.99 kW | Orange County | 2017 | July Monthly Peak | 7 | 14.7396 | 13.929 | 13.4818 | 13.3302 | 13.9196 | 15.5015 | 17.4155 | 20.8874 | 24.6628 | 27.7681 | 30.1366 | 31.5722 | 32.8672 | 33.778 | 34.2238 | 33.5252 | 32.0873 | 29.4268 | 26.2106 | 24.1789 | 23.8844 | 21.8478 | 19.1193 | 16.6464 | 0 | 0 | 0 | 0 | 0 | 0 | 0 | 0 | 0 | 0 | 0 | 0 | 0 | 0 | 0.51336 | 0.50288 | 0.48131 | 0.4414 | 0 | 0 | 0 | 0 | 0 | 0 | 75.5543 | 74.5561 | 73.5387 | 72.6503 | 71.8729 | 71.3796 | 71.1725 | 71.5294 | 74.4691 | 79.1879 | 83.7935 | 87.8292 | 90.4349 | 92.0294 | 93.6525 | 94.0957 | 94.6398 | 93.5218 | 91.6287 | 89.5982 | 86.4772 | 83.3031 | 81.1356 | 79.573 | 0.324 | 0.29585 | 0.28728 | 0.28358 | 0.3089 | 0.38249 | 0.49925 | 0.58439 | 0.6214 | 0.61336 | 0.60711 | 0.63866 | 0.70761 | 0.79165 | 0.83975 | 0.89557 | 0.91409 | 0.83743 | 0.74628 | 0.57034 | 0.50669 | 0.43058 | 0.34415 | 0.29168
Portfolio Adjusted1-in-10Size: 20 kW to 199.99 kWOrange County2017August Monthly Peak | Portfolio Adjusted | 1-in-10 | Size: 20 kW to 199.99 kW | Orange County | 2017 | August Monthly Peak | 8 | 15.0426 | 14.2307 | 13.7852 | 13.6404 | 14.0917 | 15.9681 | 17.9341 | 21.143 | 25.4907 | 28.9331 | 31.7559 | 33.4844 | 34.8963 | 35.7633 | 36.0553 | 35.3636 | 33.6546 | 30.6244 | 27.0146 | 25.552 | 24.8193 | 22.3284 | 19.5015 | 16.9708 | 0 | 0 | 0 | 0 | 0 | 0 | 0 | 0 | 0 | 0 | 0 | 0 | 0 | 0 | 0.54083 | 0.53045 | 0.50482 | 0.45937 | 0 | 0 | 0 | 0 | 0 | 0 | 78.2861 | 77.2658 | 76.3677 | 75.6481 | 75.089 | 74.4559 | 74.0653 | 74.2891 | 77.2278 | 81.4393 | 85.8932 | 90.4042 | 93.8596 | 96.511 | 97.8789 | 98.1214 | 97.7579 | 96.3213 | 95.0217 | 92.3521 | 88.4437 | 85.1138 | 82.7694 | 81.1347 | 0.3295 | 0.30088 | 0.29216 | 0.2884 | 0.31415 | 0.38899 | 0.50774 | 0.59432 | 0.63197 | 0.62378 | 0.61743 | 0.64951 | 0.71964 | 0.80511 | 0.85403 | 0.91079 | 0.92962 | 0.85166 | 0.75896 | 0.58003 | 0.5153 | 0.4379 | 0.35 | 0.29664
Portfolio Adjusted1-in-10Size: 20 kW to 199.99 kWOrange County2017September Monthly Peak | Portfolio Adjusted | 1-in-10 | Size: 20 kW to 199.99 kW | Orange County | 2017 | September Monthly Peak | 9 | 15.0956 | 14.3132 | 13.885 | 13.7704 | 14.2402 | 16.2523 | 18.8082 | 21.431 | 25.9101 | 29.4521 | 32.3276 | 33.9476 | 35.2954 | 36.1597 | 36.4581 | 35.6418 | 33.8344 | 30.6521 | 27.2059 | 26.4414 | 24.4673 | 22.0602 | 19.3797 | 16.9777 | 0 | 0 | 0 | 0 | 0 | 0 | 0 | 0 | 0 | 0 | 0 | 0 | 0 | 0 | 0.54687 | 0.53463 | 0.50752 | 0.45978 | 0 | 0 | 0 | 0 | 0 | 0 | 80.4447 | 79.1914 | 78.0865 | 77.4701 | 76.485 | 75.7054 | 75.3302 | 75.37 | 77.6206 | 82.031 | 86.9344 | 92.0078 | 95.8598 | 98.1841 | 99.2107 | 99.1233 | 98.6456 | 97.7215 | 95.9503 | 93.0038 | 89.3799 | 86.1176 | 83.6501 | 81.8499 | 0.32882 | 0.30025 | 0.29155 | 0.2878 | 0.3135 | 0.38819 | 0.50669 | 0.59309 | 0.63066 | 0.62249 | 0.61615 | 0.64817 | 0.71815 | 0.80345 | 0.85226 | 0.90891 | 0.9277 | 0.8499 | 0.75739 | 0.57884 | 0.51424 | 0.437 | 0.34928 | 0.29603
Portfolio Adjusted1-in-10Size: 20 kW to 199.99 kWOrange County2017October Monthly Peak | Portfolio Adjusted | 1-in-10 | Size: 20 kW to 199.99 kW | Orange County | 2017 | October Monthly Peak | 10 | 13.507 | 12.8666 | 12.4736 | 12.4145 | 12.8856 | 14.652 | 17.2584 | 18.9914 | 22.2402 | 25.264 | 27.697 | 29.3317 | 30.772 | 31.7245 | 32.124 | 31.3581 | 29.5613 | 26.5908 | 25.1475 | 23.8952 | 21.8951 | 19.7809 | 17.3189 | 15.1811 | 0 | 0 | 0 | 0 | 0 | 0 | 0 | 0 | 0 | 0 | 0 | 0 | 0 | 0 | 0.48186 | 0.47037 | 0.44342 | 0.39886 | 0 | 0 | 0 | 0 | 0 | 0 | 75.1527 | 74.665 | 74.184 | 72.7782 | 71.949 | 71.3443 | 70.7312 | 70.3987 | 71.4973 | 74.8809 | 79.1274 | 83.6581 | 87.254 | 90.051 | 91.4741 | 91.9257 | 91.2559 | 89.5879 | 87.2032 | 83.9687 | 80.5938 | 78.3049 | 76.7291 | 75.2873 | 0.32564 | 0.29735 | 0.28873 | 0.28501 | 0.31046 | 0.38443 | 0.50178 | 0.58735 | 0.62455 | 0.61647 | 0.61018 | 0.64189 | 0.71119 | 0.79566 | 0.84401 | 0.90011 | 0.91872 | 0.84167 | 0.75006 | 0.57323 | 0.50925 | 0.43277 | 0.34589 | 0.29316
Portfolio Adjusted1-in-10Size: 20 kW to 199.99 kWOrange County2017November Monthly Peak | Portfolio Adjusted | 1-in-10 | Size: 20 kW to 199.99 kW | Orange County | 2017 | November Monthly Peak | 11 | 12.0929 | 11.6751 | 11.505 | 11.5544 | 12.0929 | 13.8214 | 15.4124 | 17.0318 | 19.4757 | 21.4829 | 22.9355 | 23.8781 | 24.6457 | 25.0869 | 25.1261 | 24.1529 | 22.9436 | 22.8307 | 21.0992 | 19.7804 | 18.4432 | 16.8431 | 14.8538 | 13.2713 | 0 | 0 | 0 | 0 | 0 | 0 | 0 | 0 | 0 | 0 | 0 | 0 | 0 | 0 | 0.37689 | 0.36229 | 0.34415 | 0.34246 | 0 | 0 | 0 | 0 | 0 | 0 | 62.7743 | 61.7807 | 61.1346 | 60.0284 | 58.8954 | 58.0378 | 58.1728 | 58.5479 | 60.7308 | 64.8413 | 69.9139 | 74.1758 | 76.8574 | 78.4793 | 79.4189 | 79.394 | 78.2786 | 75.8757 | 73.2071 | 70.7831 | 68.7871 | 67.0757 | 65.5131 | 64.7797 | 0.32439 | 0.29621 | 0.28763 | 0.28392 | 0.30927 | 0.38296 | 0.49986 | 0.5851 | 0.62216 | 0.61411 | 0.60785 | 0.63944 | 0.70847 | 0.79262 | 0.84078 | 0.89666 | 0.9152 | 0.83845 | 0.74719 | 0.57104 | 0.50731 | 0.43111 | 0.34457 | 0.29204
Portfolio Adjusted1-in-10Size: 20 kW to 199.99 kWOrange County2017December Monthly Peak | Portfolio Adjusted | 1-in-10 | Size: 20 kW to 199.99 kW | Orange County | 2017 | December Monthly Peak | 12 | 12.2723 | 11.895 | 11.778 | 11.8951 | 12.5651 | 14.3977 | 16.8052 | 17.9098 | 19.3917 | 20.4119 | 20.7364 | 20.3783 | 20.1646 | 19.8022 | 19.5106 | 18.6252 | 18.5145 | 19.3949 | 18.4531 | 17.757 | 16.8587 | 15.8003 | 14.4747 | 13.2757 | 0 | 0 | 0 | 0 | 0 | 0 | 0 | 0 | 0 | 0 | 0 | 0 | 0 | 0 | 0.29266 | 0.27938 | 0.27772 | 0.29092 | 0 | 0 | 0 | 0 | 0 | 0 | 43.1605 | 42.5002 | 41.8122 | 41.7163 | 41.2068 | 40.4357 | 40.4564 | 40.4546 | 41.3291 | 43.2501 | 45.5141 | 47.4769 | 48.4788 | 48.9349 | 49.3958 | 49.661 | 49.1076 | 47.8191 | 46.093 | 45.1526 | 44.3801 | 43.543 | 42.9431 | 42.4381 | 0.32839 | 0.29986 | 0.29117 | 0.28742 | 0.31309 | 0.38768 | 0.50603 | 0.59232 | 0.62984 | 0.62168 | 0.61535 | 0.64733 | 0.71721 | 0.8024 | 0.85115 | 0.90772 | 0.92649 | 0.84879 | 0.7564 | 0.57808 | 0.51356 | 0.43643 | 0.34882 | 0.29564
Portfolio Adjusted1-in-10Size: 20 kW to 199.99 kWOrange County2017Typical Event Day | Portfolio Adjusted | 1-in-10 | Size: 20 kW to 199.99 kW | Orange County | 2017 | Typical Event Day | 8 | 14.8267 | 14.0374 | 13.6143 | 13.4771 | 13.935 | 15.784 | 17.7174 | 20.7979 | 24.944 | 28.2232 | 30.9119 | 32.5733 | 33.9593 | 34.8227 | 35.1175 | 34.4478 | 32.7983 | 29.8374 | 26.363 | 24.9614 | 24.3225 | 21.9149 | 19.1474 | 16.684 | 0 | 0 | 0 | 0 | 0 | 0 | 0 | 0 | 0 | 0 | 0 | 0 | 0 | 0 | 0.52676 | 0.51672 | 0.49197 | 0.44756 | 0 | 0 | 0 | 0 | 0 | 0 | 76.9287 | 75.7739 | 74.6812 | 73.8548 | 72.9708 | 72.278 | 71.9889 | 72.3965 | 75.2276 | 79.7587 | 84.536 | 89.0257 | 92.2585 | 94.4716 | 95.8735 | 96.1758 | 96.1791 | 95.1603 | 93.5738 | 91.1012 | 87.4566 | 83.998 | 81.6178 | 79.8847 | 0.32664 | 0.29826 | 0.28962 | 0.28589 | 0.31141 | 0.38561 | 0.50332 | 0.58915 | 0.62647 | 0.61836 | 0.61206 | 0.64386 | 0.71338 | 0.79811 | 0.8466 | 0.90287 | 0.92154 | 0.84425 | 0.75236 | 0.57499 | 0.51082 | 0.43409 | 0.34695 | 0.29406
Portfolio Adjusted1-in-10Size: 20 kW to 199.99 kWOrange County2018January Monthly Peak | Portfolio Adjusted | 1-in-10 | Size: 20 kW to 199.99 kW | Orange County | 2018 | January Monthly Peak | 1 | 12.4833 | 12.1748 | 12.0076 | 12.2096 | 12.9435 | 14.6747 | 17.3533 | 18.5257 | 20.1058 | 20.8905 | 21.0335 | 20.4701 | 20.2171 | 19.8662 | 19.7168 | 18.8431 | 18.2126 | 19.1149 | 18.3864 | 17.7719 | 16.9186 | 16.1505 | 14.6776 | 13.51 | 0 | 0 | 0 | 0 | 0 | 0 | 0 | 0 | 0 | 0 | 0 | 0 | 0 | 0 | 0.29575 | 0.28265 | 0.27319 | 0.28672 | 0 | 0 | 0 | 0 | 0 | 0 | 40.9487 | 40.8612 | 40.1187 | 39.4615 | 38.9458 | 38.56 | 38.2233 | 37.9621 | 38.5705 | 40.9675 | 43.1205 | 45.112 | 46.5586 | 47.5578 | 48.5807 | 48.8792 | 48.3442 | 47.0949 | 45.3755 | 44.6189 | 43.9208 | 43.7744 | 43.4666 | 43.0417 | 0.34062 | 0.31102 | 0.30201 | 0.29812 | 0.32474 | 0.40211 | 0.52486 | 0.61437 | 0.65328 | 0.64482 | 0.63825 | 0.67142 | 0.74391 | 0.83227 | 0.88283 | 0.94151 | 0.96098 | 0.88038 | 0.78456 | 0.5996 | 0.53268 | 0.45267 | 0.3618 | 0.30665
Portfolio Adjusted1-in-10Size: 20 kW to 199.99 kWOrange County2018February Monthly Peak | Portfolio Adjusted | 1-in-10 | Size: 20 kW to 199.99 kW | Orange County | 2018 | February Monthly Peak | 2 | 12.2235 | 11.9028 | 11.6751 | 11.8372 | 12.5208 | 14.0715 | 16.2163 | 17.4574 | 19.1187 | 20.1624 | 20.7863 | 20.7657 | 21.0194 | 21.16 | 21.1651 | 20.2567 | 19.3566 | 19.3508 | 19.267 | 18.3002 | 17.3429 | 16.1431 | 14.5191 | 13.2234 | 0 | 0 | 0 | 0 | 0 | 0 | 0 | 0 | 0 | 0 | 0 | 0 | 0 | 0 | 0.31748 | 0.30385 | 0.29035 | 0.29026 | 0 | 0 | 0 | 0 | 0 | 0 | 47.2563 | 46.9271 | 46.5845 | 46.0266 | 45.5252 | 45.1836 | 44.5753 | 45.1536 | 46.1342 | 49.5083 | 52.4466 | 55.6086 | 57.5335 | 58.4827 | 59.1402 | 59.3795 | 58.1199 | 57.1171 | 55.3149 | 53.423 | 52.2651 | 50.9597 | 49.8968 | 48.4636 | 0.32465 | 0.29645 | 0.28786 | 0.28415 | 0.30952 | 0.38326 | 0.50026 | 0.58557 | 0.62266 | 0.6146 | 0.60834 | 0.63995 | 0.70904 | 0.79326 | 0.84146 | 0.89738 | 0.91594 | 0.83912 | 0.74779 | 0.5715 | 0.50771 | 0.43146 | 0.34485 | 0.29227
Portfolio Adjusted1-in-10Size: 20 kW to 199.99 kWOrange County2018March Monthly Peak | Portfolio Adjusted | 1-in-10 | Size: 20 kW to 199.99 kW | Orange County | 2018 | March Monthly Peak | 3 | 12.4833 | 11.9875 | 11.6955 | 11.7291 | 12.3495 | 13.8138 | 15.8435 | 17.2138 | 19.2547 | 20.909 | 22.2552 | 22.9505 | 23.7636 | 24.4048 | 24.7746 | 24.1508 | 22.8356 | 21.1142 | 19.9934 | 20.0858 | 18.922 | 17.2924 | 15.191 | 13.597 | 0 | 0 | 0 | 0 | 0 | 0 | 0 | 0 | 0 | 0 | 0 | 0 | 0 | 0 | 0.37162 | 0.36226 | 0.34253 | 0.31671 | 0 | 0 | 0 | 0 | 0 | 0 | 60.4173 | 58.9724 | 57.9493 | 57.5797 | 56.3649 | 55.4331 | 54.8905 | 55.6967 | 59.1023 | 63.6146 | 68.4548 | 72.9282 | 76.0768 | 77.6898 | 78.3736 | 79.0464 | 78.9266 | 77.9326 | 75.3721 | 71.8628 | 68.8937 | 65.9952 | 63.7231 | 61.965 | 0.32348 | 0.29538 | 0.28682 | 0.28313 | 0.30841 | 0.38188 | 0.49846 | 0.58346 | 0.62042 | 0.61239 | 0.60615 | 0.63765 | 0.70649 | 0.7904 | 0.83842 | 0.89415 | 0.91264 | 0.8361 | 0.74509 | 0.56944 | 0.50588 | 0.4299 | 0.3436 | 0.29122
Portfolio Adjusted1-in-10Size: 20 kW to 199.99 kWOrange County2018April Monthly Peak | Portfolio Adjusted | 1-in-10 | Size: 20 kW to 199.99 kW | Orange County | 2018 | April Monthly Peak | 4 | 12.9621 | 12.3342 | 12.0062 | 11.9714 | 12.5425 | 14.1194 | 15.7954 | 17.7792 | 20.7693 | 23.3064 | 25.345 | 26.6449 | 27.963 | 28.8757 | 29.2851 | 28.5351 | 27.0187 | 24.6217 | 22.1258 | 21.9983 | 20.994 | 18.9722 | 16.466 | 14.5478 | 0 | 0 | 0 | 0 | 0 | 0 | 0 | 0 | 0 | 0 | 0 | 0 | 0 | 0 | 0.43928 | 0.42803 | 0.40528 | 0.36933 | 0 | 0 | 0 | 0 | 0 | 0 | 71.354 | 69.5018 | 67.8819 | 66.1958 | 65.2352 | 64.56 | 63.9683 | 64.093 | 67.1652 | 72.7396 | 78.803 | 84.3193 | 87.9847 | 89.9253 | 90.6195 | 91.1394 | 91.1369 | 90.3162 | 88.6906 | 85.0839 | 80.0978 | 76.1344 | 73.5341 | 71.4805 | 0.32557 | 0.29729 | 0.28867 | 0.28495 | 0.3104 | 0.38435 | 0.50168 | 0.58723 | 0.62443 | 0.61634 | 0.61006 | 0.64176 | 0.71105 | 0.7955 | 0.84384 | 0.89992 | 0.91853 | 0.8415 | 0.7499 | 0.57311 | 0.50915 | 0.43268 | 0.34582 | 0.2931
Portfolio Adjusted1-in-10Size: 20 kW to 199.99 kWOrange County2018May Monthly Peak | Portfolio Adjusted | 1-in-10 | Size: 20 kW to 199.99 kW | Orange County | 2018 | May Monthly Peak | 5 | 13.3513 | 12.7005 | 12.3449 | 12.2541 | 12.8553 | 14.3247 | 15.5622 | 18.3815 | 22.0269 | 25.0491 | 27.3515 | 28.667 | 29.8321 | 30.6032 | 30.9621 | 30.1761 | 28.6437 | 26.1318 | 23.3555 | 22.3407 | 22.0313 | 19.8059 | 17.1739 | 15.0615 | 0 | 0 | 0 | 0 | 0 | 0 | 0 | 0 | 0 | 0 | 0 | 0 | 0 | 0 | 0.46443 | 0.45264 | 0.42966 | 0.39198 | 0 | 0 | 0 | 0 | 0 | 0 | 72.2529 | 70.8734 | 69.2363 | 68.524 | 67.8652 | 66.9504 | 66.505 | 66.9362 | 70.9885 | 77.2907 | 82.7552 | 87.0131 | 89.6123 | 91.5549 | 92.9719 | 93.8312 | 93.9272 | 92.6731 | 90.5008 | 87.7696 | 84.3264 | 80.5543 | 77.6969 | 75.5633 | 0.32516 | 0.29691 | 0.28831 | 0.2846 | 0.31001 | 0.38387 | 0.50105 | 0.58649 | 0.62364 | 0.61557 | 0.6093 | 0.64096 | 0.71016 | 0.79451 | 0.84278 | 0.8988 | 0.91738 | 0.84044 | 0.74896 | 0.57239 | 0.50851 | 0.43214 | 0.34539 | 0.29273
Portfolio Adjusted1-in-10Size: 20 kW to 199.99 kWOrange County2018June Monthly Peak | Portfolio Adjusted | 1-in-10 | Size: 20 kW to 199.99 kW | Orange County | 2018 | June Monthly Peak | 6 | 13.8425 | 13.1419 | 12.7681 | 12.689 | 13.2725 | 14.6016 | 16.0481 | 19.2906 | 22.9337 | 26.0438 | 28.5194 | 30.06 | 31.4593 | 32.3958 | 32.8777 | 32.1226 | 30.4659 | 27.8528 | 24.8726 | 23.0912 | 22.7485 | 20.7026 | 17.9354 | 15.6512 | 0 | 0 | 0 | 0 | 0 | 0 | 0 | 0 | 0 | 0 | 0 | 0 | 0 | 0 | 0.49317 | 0.48184 | 0.45699 | 0.41779 | 0 | 0 | 0 | 0 | 0 | 0 | 73.4298 | 72.0821 | 70.7319 | 69.6507 | 68.4362 | 67.571 | 67.3878 | 68.3976 | 71.5928 | 76.3766 | 81.5228 | 85.8617 | 88.8797 | 91.1618 | 92.7518 | 93.3626 | 93.6729 | 93.0765 | 91.6946 | 89.4508 | 85.5257 | 81.4573 | 78.916 | 76.9811 | 0.32612 | 0.29779 | 0.28916 | 0.28544 | 0.31092 | 0.385 | 0.50253 | 0.58823 | 0.62549 | 0.61739 | 0.6111 | 0.64285 | 0.71226 | 0.79685 | 0.84527 | 0.90145 | 0.92009 | 0.84292 | 0.75118 | 0.57409 | 0.51002 | 0.43341 | 0.34641 | 0.2936
Portfolio Adjusted1-in-10Size: 20 kW to 199.99 kWOrange County2018July Monthly Peak | Portfolio Adjusted | 1-in-10 | Size: 20 kW to 199.99 kW | Orange County | 2018 | July Monthly Peak | 7 | 14.7396 | 13.929 | 13.4818 | 13.3302 | 13.9196 | 15.5015 | 17.4155 | 20.8874 | 24.6628 | 27.7681 | 30.1366 | 31.5722 | 32.8672 | 33.778 | 34.2238 | 33.5251 | 32.0873 | 29.4268 | 26.2106 | 24.1789 | 23.8844 | 21.8478 | 19.1193 | 16.6464 | 0 | 0 | 0 | 0 | 0 | 0 | 0 | 0 | 0 | 0 | 0 | 0 | 0 | 0 | 0.51336 | 0.50288 | 0.48131 | 0.4414 | 0 | 0 | 0 | 0 | 0 | 0 | 75.5543 | 74.5561 | 73.5387 | 72.6503 | 71.8729 | 71.3796 | 71.1725 | 71.5294 | 74.4691 | 79.1879 | 83.7935 | 87.8292 | 90.4349 | 92.0294 | 93.6525 | 94.0957 | 94.6398 | 93.5218 | 91.6287 | 89.5982 | 86.4772 | 83.3031 | 81.1355 | 79.573 | 0.324 | 0.29585 | 0.28728 | 0.28358 | 0.3089 | 0.38249 | 0.49925 | 0.58439 | 0.6214 | 0.61336 | 0.60711 | 0.63866 | 0.70761 | 0.79165 | 0.83975 | 0.89557 | 0.91409 | 0.83743 | 0.74628 | 0.57034 | 0.50669 | 0.43058 | 0.34415 | 0.29168
Portfolio Adjusted1-in-10Size: 20 kW to 199.99 kWOrange County2018August Monthly Peak | Portfolio Adjusted | 1-in-10 | Size: 20 kW to 199.99 kW | Orange County | 2018 | August Monthly Peak | 8 | 15.0426 | 14.2307 | 13.7852 | 13.6404 | 14.0917 | 15.9681 | 17.934 | 21.143 | 25.4907 | 28.9331 | 31.7559 | 33.4844 | 34.8963 | 35.7633 | 36.0553 | 35.3636 | 33.6546 | 30.6244 | 27.0146 | 25.552 | 24.8193 | 22.3284 | 19.5015 | 16.9708 | 0 | 0 | 0 | 0 | 0 | 0 | 0 | 0 | 0 | 0 | 0 | 0 | 0 | 0 | 0.54083 | 0.53045 | 0.50482 | 0.45937 | 0 | 0 | 0 | 0 | 0 | 0 | 78.2861 | 77.2658 | 76.3677 | 75.6481 | 75.089 | 74.4559 | 74.0653 | 74.2891 | 77.2278 | 81.4393 | 85.8932 | 90.4042 | 93.8596 | 96.511 | 97.8789 | 98.1214 | 97.7579 | 96.3213 | 95.0217 | 92.3521 | 88.4437 | 85.1138 | 82.7694 | 81.1347 | 0.3295 | 0.30088 | 0.29216 | 0.2884 | 0.31415 | 0.38899 | 0.50774 | 0.59432 | 0.63197 | 0.62378 | 0.61743 | 0.64951 | 0.71964 | 0.80511 | 0.85403 | 0.91079 | 0.92962 | 0.85166 | 0.75896 | 0.58003 | 0.5153 | 0.4379 | 0.35 | 0.29664
Portfolio Adjusted1-in-10Size: 20 kW to 199.99 kWOrange County2018September Monthly Peak | Portfolio Adjusted | 1-in-10 | Size: 20 kW to 199.99 kW | Orange County | 2018 | September Monthly Peak | 9 | 15.0956 | 14.3132 | 13.885 | 13.7704 | 14.2402 | 16.2523 | 18.8082 | 21.431 | 25.9101 | 29.4521 | 32.3276 | 33.9476 | 35.2954 | 36.1597 | 36.4581 | 35.6418 | 33.8344 | 30.6521 | 27.2059 | 26.4414 | 24.4673 | 22.0602 | 19.3797 | 16.9777 | 0 | 0 | 0 | 0 | 0 | 0 | 0 | 0 | 0 | 0 | 0 | 0 | 0 | 0 | 0.54687 | 0.53463 | 0.50752 | 0.45978 | 0 | 0 | 0 | 0 | 0 | 0 | 80.4447 | 79.1914 | 78.0865 | 77.4701 | 76.485 | 75.7054 | 75.3302 | 75.3699 | 77.6206 | 82.031 | 86.9344 | 92.0078 | 95.8598 | 98.1841 | 99.2107 | 99.1233 | 98.6456 | 97.7215 | 95.9503 | 93.0038 | 89.3799 | 86.1176 | 83.6501 | 81.8499 | 0.32882 | 0.30025 | 0.29155 | 0.2878 | 0.3135 | 0.38819 | 0.50669 | 0.59309 | 0.63066 | 0.62249 | 0.61615 | 0.64817 | 0.71815 | 0.80345 | 0.85226 | 0.90891 | 0.9277 | 0.8499 | 0.75739 | 0.57884 | 0.51424 | 0.437 | 0.34928 | 0.29603
Portfolio Adjusted1-in-10Size: 20 kW to 199.99 kWOrange County2018October Monthly Peak | Portfolio Adjusted | 1-in-10 | Size: 20 kW to 199.99 kW | Orange County | 2018 | October Monthly Peak | 10 | 13.507 | 12.8666 | 12.4736 | 12.4145 | 12.8856 | 14.652 | 17.2584 | 18.9914 | 22.2402 | 25.264 | 27.697 | 29.3317 | 30.772 | 31.7245 | 32.124 | 31.3581 | 29.5613 | 26.5908 | 25.1475 | 23.8952 | 21.8951 | 19.7809 | 17.3189 | 15.1811 | 0 | 0 | 0 | 0 | 0 | 0 | 0 | 0 | 0 | 0 | 0 | 0 | 0 | 0 | 0.48186 | 0.47037 | 0.44342 | 0.39886 | 0 | 0 | 0 | 0 | 0 | 0 | 75.1527 | 74.665 | 74.184 | 72.7782 | 71.949 | 71.3443 | 70.7312 | 70.3987 | 71.4973 | 74.8809 | 79.1274 | 83.6581 | 87.254 | 90.051 | 91.4741 | 91.9257 | 91.2559 | 89.5879 | 87.2032 | 83.9687 | 80.5938 | 78.3049 | 76.7291 | 75.2873 | 0.32564 | 0.29735 | 0.28873 | 0.28501 | 0.31046 | 0.38443 | 0.50178 | 0.58735 | 0.62455 | 0.61647 | 0.61018 | 0.64189 | 0.71119 | 0.79566 | 0.84401 | 0.90011 | 0.91872 | 0.84167 | 0.75006 | 0.57323 | 0.50925 | 0.43277 | 0.34589 | 0.29316
Portfolio Adjusted1-in-10Size: 20 kW to 199.99 kWOrange County2018November Monthly Peak | Portfolio Adjusted | 1-in-10 | Size: 20 kW to 199.99 kW | Orange County | 2018 | November Monthly Peak | 11 | 12.0929 | 11.6751 | 11.505 | 11.5544 | 12.0929 | 13.8214 | 15.4124 | 17.0318 | 19.4757 | 21.4829 | 22.9355 | 23.8781 | 24.6457 | 25.0869 | 25.1261 | 24.1529 | 22.9436 | 22.8307 | 21.0992 | 19.7804 | 18.4432 | 16.8431 | 14.8538 | 13.2713 | 0 | 0 | 0 | 0 | 0 | 0 | 0 | 0 | 0 | 0 | 0 | 0 | 0 | 0 | 0.37689 | 0.36229 | 0.34415 | 0.34246 | 0 | 0 | 0 | 0 | 0 | 0 | 62.7743 | 61.7807 | 61.1346 | 60.0284 | 58.8954 | 58.0378 | 58.1728 | 58.5479 | 60.7308 | 64.8413 | 69.9139 | 74.1758 | 76.8574 | 78.4793 | 79.4189 | 79.394 | 78.2786 | 75.8757 | 73.2071 | 70.7831 | 68.7871 | 67.0757 | 65.5131 | 64.7797 | 0.32439 | 0.29621 | 0.28763 | 0.28392 | 0.30927 | 0.38296 | 0.49986 | 0.5851 | 0.62216 | 0.61411 | 0.60785 | 0.63944 | 0.70847 | 0.79262 | 0.84078 | 0.89666 | 0.9152 | 0.83845 | 0.74719 | 0.57104 | 0.50731 | 0.43111 | 0.34457 | 0.29204
Portfolio Adjusted1-in-10Size: 20 kW to 199.99 kWOrange County2018December Monthly Peak | Portfolio Adjusted | 1-in-10 | Size: 20 kW to 199.99 kW | Orange County | 2018 | December Monthly Peak | 12 | 12.2723 | 11.895 | 11.778 | 11.8951 | 12.5651 | 14.3977 | 16.8052 | 17.9098 | 19.3917 | 20.4119 | 20.7364 | 20.3783 | 20.1646 | 19.8022 | 19.5106 | 18.6252 | 18.5145 | 19.3949 | 18.4531 | 17.757 | 16.8587 | 15.8003 | 14.4747 | 13.2757 | 0 | 0 | 0 | 0 | 0 | 0 | 0 | 0 | 0 | 0 | 0 | 0 | 0 | 0 | 0.29266 | 0.27938 | 0.27772 | 0.29092 | 0 | 0 | 0 | 0 | 0 | 0 | 43.1605 | 42.5002 | 41.8122 | 41.7163 | 41.2068 | 40.4357 | 40.4564 | 40.4546 | 41.3291 | 43.2501 | 45.5141 | 47.4769 | 48.4788 | 48.9349 | 49.3958 | 49.661 | 49.1076 | 47.8191 | 46.093 | 45.1526 | 44.3801 | 43.543 | 42.9431 | 42.4381 | 0.32839 | 0.29986 | 0.29117 | 0.28742 | 0.31309 | 0.38768 | 0.50603 | 0.59232 | 0.62984 | 0.62168 | 0.61535 | 0.64733 | 0.71721 | 0.8024 | 0.85115 | 0.90772 | 0.92649 | 0.84879 | 0.7564 | 0.57808 | 0.51356 | 0.43643 | 0.34882 | 0.29564
Portfolio Adjusted1-in-10Size: 20 kW to 199.99 kWOrange County2018Typical Event Day | Portfolio Adjusted | 1-in-10 | Size: 20 kW to 199.99 kW | Orange County | 2018 | Typical Event Day | 8 | 14.8267 | 14.0374 | 13.6143 | 13.4771 | 13.935 | 15.784 | 17.7174 | 20.7979 | 24.944 | 28.2232 | 30.9119 | 32.5733 | 33.9593 | 34.8227 | 35.1175 | 34.4478 | 32.7983 | 29.8374 | 26.363 | 24.9614 | 24.3225 | 21.9149 | 19.1474 | 16.684 | 0 | 0 | 0 | 0 | 0 | 0 | 0 | 0 | 0 | 0 | 0 | 0 | 0 | 0 | 0.52676 | 0.51672 | 0.49197 | 0.44756 | 0 | 0 | 0 | 0 | 0 | 0 | 76.9287 | 75.7739 | 74.6812 | 73.8548 | 72.9708 | 72.278 | 71.9889 | 72.3965 | 75.2276 | 79.7587 | 84.536 | 89.0257 | 92.2585 | 94.4716 | 95.8735 | 96.1758 | 96.1791 | 95.1603 | 93.5738 | 91.1012 | 87.4566 | 83.998 | 81.6178 | 79.8847 | 0.32664 | 0.29826 | 0.28962 | 0.28589 | 0.31141 | 0.38561 | 0.50332 | 0.58915 | 0.62647 | 0.61836 | 0.61206 | 0.64386 | 0.71338 | 0.79811 | 0.8466 | 0.90287 | 0.92154 | 0.84425 | 0.75236 | 0.57499 | 0.51082 | 0.43409 | 0.34695 | 0.29406
Portfolio Adjusted1-in-10Size: 20 kW to 199.99 kWOrange County2019January Monthly Peak | Portfolio Adjusted | 1-in-10 | Size: 20 kW to 199.99 kW | Orange County | 2019 | January Monthly Peak | 1 | 12.4833 | 12.1748 | 12.0076 | 12.2096 | 12.9435 | 14.6747 | 17.3533 | 18.5257 | 20.1058 | 20.8905 | 21.0335 | 20.4701 | 20.2171 | 19.8662 | 19.7168 | 18.8431 | 18.2126 | 19.1149 | 18.3864 | 17.7719 | 16.9186 | 16.1505 | 14.6776 | 13.51 | 0 | 0 | 0 | 0 | 0 | 0 | 0 | 0 | 0 | 0 | 0 | 0 | 0 | 0 | 0.29575 | 0.28265 | 0.27319 | 0.28672 | 0 | 0 | 0 | 0 | 0 | 0 | 40.9487 | 40.8612 | 40.1187 | 39.4615 | 38.9458 | 38.56 | 38.2233 | 37.9621 | 38.5705 | 40.9676 | 43.1205 | 45.112 | 46.5586 | 47.5578 | 48.5807 | 48.8792 | 48.3442 | 47.0949 | 45.3755 | 44.6189 | 43.9208 | 43.7744 | 43.4666 | 43.0417 | 0.34062 | 0.31102 | 0.30201 | 0.29812 | 0.32474 | 0.40211 | 0.52486 | 0.61437 | 0.65328 | 0.64482 | 0.63825 | 0.67142 | 0.74391 | 0.83227 | 0.88283 | 0.94151 | 0.96098 | 0.88038 | 0.78456 | 0.5996 | 0.53268 | 0.45267 | 0.3618 | 0.30665
Portfolio Adjusted1-in-10Size: 20 kW to 199.99 kWOrange County2019February Monthly Peak | Portfolio Adjusted | 1-in-10 | Size: 20 kW to 199.99 kW | Orange County | 2019 | February Monthly Peak | 2 | 12.2235 | 11.9028 | 11.6751 | 11.8372 | 12.5208 | 14.0715 | 16.2163 | 17.4574 | 19.1187 | 20.1624 | 20.7863 | 20.7657 | 21.0194 | 21.16 | 21.1651 | 20.2567 | 19.3566 | 19.3508 | 19.267 | 18.3002 | 17.3429 | 16.1431 | 14.5191 | 13.2234 | 0 | 0 | 0 | 0 | 0 | 0 | 0 | 0 | 0 | 0 | 0 | 0 | 0 | 0 | 0.31748 | 0.30385 | 0.29035 | 0.29026 | 0 | 0 | 0 | 0 | 0 | 0 | 47.2563 | 46.9271 | 46.5845 | 46.0266 | 45.5252 | 45.1836 | 44.5753 | 45.1536 | 46.1342 | 49.5083 | 52.4466 | 55.6086 | 57.5335 | 58.4827 | 59.1402 | 59.3795 | 58.1199 | 57.1171 | 55.3149 | 53.423 | 52.2651 | 50.9597 | 49.8968 | 48.4636 | 0.32465 | 0.29645 | 0.28786 | 0.28415 | 0.30952 | 0.38326 | 0.50026 | 0.58557 | 0.62266 | 0.6146 | 0.60834 | 0.63995 | 0.70904 | 0.79326 | 0.84146 | 0.89738 | 0.91594 | 0.83912 | 0.74779 | 0.5715 | 0.50771 | 0.43146 | 0.34485 | 0.29227
Portfolio Adjusted1-in-10Size: 20 kW to 199.99 kWOrange County2019March Monthly Peak | Portfolio Adjusted | 1-in-10 | Size: 20 kW to 199.99 kW | Orange County | 2019 | March Monthly Peak | 3 | 12.4833 | 11.9875 | 11.6955 | 11.7291 | 12.3495 | 13.8138 | 15.8435 | 17.2138 | 19.2547 | 20.909 | 22.2552 | 22.9505 | 23.7636 | 24.4048 | 24.7746 | 24.1508 | 22.8357 | 21.1142 | 19.9934 | 20.0858 | 18.922 | 17.2924 | 15.191 | 13.597 | 0 | 0 | 0 | 0 | 0 | 0 | 0 | 0 | 0 | 0 | 0 | 0 | 0 | 0 | 0.37162 | 0.36226 | 0.34253 | 0.31671 | 0 | 0 | 0 | 0 | 0 | 0 | 60.4173 | 58.9724 | 57.9493 | 57.5798 | 56.3649 | 55.4331 | 54.8905 | 55.6967 | 59.1023 | 63.6146 | 68.4548 | 72.9282 | 76.0768 | 77.6898 | 78.3736 | 79.0464 | 78.9266 | 77.9326 | 75.3721 | 71.8628 | 68.8937 | 65.9952 | 63.7231 | 61.965 | 0.32348 | 0.29538 | 0.28682 | 0.28313 | 0.30841 | 0.38188 | 0.49846 | 0.58346 | 0.62042 | 0.61239 | 0.60615 | 0.63765 | 0.70649 | 0.7904 | 0.83842 | 0.89415 | 0.91264 | 0.8361 | 0.74509 | 0.56944 | 0.50588 | 0.4299 | 0.3436 | 0.29122
Portfolio Adjusted1-in-10Size: 20 kW to 199.99 kWOrange County2019April Monthly Peak | Portfolio Adjusted | 1-in-10 | Size: 20 kW to 199.99 kW | Orange County | 2019 | April Monthly Peak | 4 | 12.9621 | 12.3342 | 12.0062 | 11.9714 | 12.5425 | 14.1194 | 15.7954 | 17.7792 | 20.7693 | 23.3064 | 25.345 | 26.6449 | 27.963 | 28.8757 | 29.2851 | 28.5351 | 27.0187 | 24.6217 | 22.1258 | 21.9983 | 20.994 | 18.9722 | 16.466 | 14.5478 | 0 | 0 | 0 | 0 | 0 | 0 | 0 | 0 | 0 | 0 | 0 | 0 | 0 | 0 | 0.43928 | 0.42803 | 0.40528 | 0.36933 | 0 | 0 | 0 | 0 | 0 | 0 | 71.354 | 69.5018 | 67.8819 | 66.1958 | 65.2352 | 64.56 | 63.9683 | 64.093 | 67.1652 | 72.7396 | 78.803 | 84.3193 | 87.9847 | 89.9253 | 90.6195 | 91.1394 | 91.1369 | 90.3162 | 88.6906 | 85.0839 | 80.0978 | 76.1344 | 73.5341 | 71.4805 | 0.32557 | 0.29729 | 0.28867 | 0.28495 | 0.3104 | 0.38435 | 0.50168 | 0.58723 | 0.62443 | 0.61634 | 0.61006 | 0.64176 | 0.71105 | 0.7955 | 0.84384 | 0.89992 | 0.91853 | 0.8415 | 0.7499 | 0.57311 | 0.50915 | 0.43268 | 0.34582 | 0.2931
Portfolio Adjusted1-in-10Size: 20 kW to 199.99 kWOrange County2019May Monthly Peak | Portfolio Adjusted | 1-in-10 | Size: 20 kW to 199.99 kW | Orange County | 2019 | May Monthly Peak | 5 | 13.3513 | 12.7005 | 12.3449 | 12.2541 | 12.8553 | 14.3247 | 15.5622 | 18.3815 | 22.0269 | 25.0491 | 27.3515 | 28.667 | 29.8321 | 30.6032 | 30.9621 | 30.1761 | 28.6437 | 26.1318 | 23.3555 | 22.3407 | 22.0313 | 19.8059 | 17.1739 | 15.0615 | 0 | 0 | 0 | 0 | 0 | 0 | 0 | 0 | 0 | 0 | 0 | 0 | 0 | 0 | 0.46443 | 0.45264 | 0.42966 | 0.39198 | 0 | 0 | 0 | 0 | 0 | 0 | 72.2529 | 70.8734 | 69.2363 | 68.524 | 67.8652 | 66.9504 | 66.505 | 66.9362 | 70.9885 | 77.2907 | 82.7552 | 87.0131 | 89.6123 | 91.5549 | 92.9719 | 93.8312 | 93.9272 | 92.6731 | 90.5008 | 87.7696 | 84.3264 | 80.5543 | 77.6969 | 75.5633 | 0.32516 | 0.29691 | 0.28831 | 0.2846 | 0.31001 | 0.38387 | 0.50105 | 0.58649 | 0.62364 | 0.61557 | 0.6093 | 0.64096 | 0.71016 | 0.79451 | 0.84278 | 0.8988 | 0.91738 | 0.84044 | 0.74896 | 0.57239 | 0.50851 | 0.43214 | 0.34539 | 0.29273
Portfolio Adjusted1-in-10Size: 20 kW to 199.99 kWOrange County2019June Monthly Peak | Portfolio Adjusted | 1-in-10 | Size: 20 kW to 199.99 kW | Orange County | 2019 | June Monthly Peak | 6 | 13.8425 | 13.1419 | 12.7681 | 12.689 | 13.2725 | 14.6016 | 16.0481 | 19.2906 | 22.9337 | 26.0438 | 28.5194 | 30.06 | 31.4593 | 32.3958 | 32.8777 | 32.1226 | 30.4659 | 27.8528 | 24.8726 | 23.0912 | 22.7485 | 20.7026 | 17.9354 | 15.6512 | 0 | 0 | 0 | 0 | 0 | 0 | 0 | 0 | 0 | 0 | 0 | 0 | 0 | 0 | 0.49317 | 0.48184 | 0.45699 | 0.41779 | 0 | 0 | 0 | 0 | 0 | 0 | 73.4298 | 72.0821 | 70.7319 | 69.6507 | 68.4362 | 67.571 | 67.3877 | 68.3976 | 71.5928 | 76.3766 | 81.5228 | 85.8617 | 88.8797 | 91.1618 | 92.7518 | 93.3626 | 93.6729 | 93.0765 | 91.6946 | 89.4508 | 85.5257 | 81.4573 | 78.916 | 76.9811 | 0.32612 | 0.29779 | 0.28916 | 0.28544 | 0.31092 | 0.385 | 0.50253 | 0.58823 | 0.62549 | 0.61739 | 0.6111 | 0.64285 | 0.71226 | 0.79685 | 0.84527 | 0.90145 | 0.92009 | 0.84292 | 0.75118 | 0.57409 | 0.51002 | 0.43341 | 0.34641 | 0.2936
Portfolio Adjusted1-in-10Size: 20 kW to 199.99 kWOrange County2019July Monthly Peak | Portfolio Adjusted | 1-in-10 | Size: 20 kW to 199.99 kW | Orange County | 2019 | July Monthly Peak | 7 | 14.7396 | 13.929 | 13.4818 | 13.3302 | 13.9196 | 15.5015 | 17.4155 | 20.8874 | 24.6628 | 27.7681 | 30.1366 | 31.5722 | 32.8672 | 33.778 | 34.2238 | 33.5251 | 32.0873 | 29.4268 | 26.2106 | 24.1789 | 23.8844 | 21.8478 | 19.1193 | 16.6464 | 0 | 0 | 0 | 0 | 0 | 0 | 0 | 0 | 0 | 0 | 0 | 0 | 0 | 0 | 0.51336 | 0.50288 | 0.48131 | 0.4414 | 0 | 0 | 0 | 0 | 0 | 0 | 75.5543 | 74.5561 | 73.5387 | 72.6503 | 71.8729 | 71.3796 | 71.1725 | 71.5294 | 74.4691 | 79.1879 | 83.7935 | 87.8292 | 90.4349 | 92.0294 | 93.6525 | 94.0957 | 94.6399 | 93.5218 | 91.6287 | 89.5982 | 86.4772 | 83.3031 | 81.1356 | 79.573 | 0.324 | 0.29585 | 0.28728 | 0.28358 | 0.3089 | 0.38249 | 0.49925 | 0.58439 | 0.6214 | 0.61336 | 0.60711 | 0.63866 | 0.70761 | 0.79165 | 0.83975 | 0.89557 | 0.91409 | 0.83743 | 0.74628 | 0.57034 | 0.50669 | 0.43058 | 0.34415 | 0.29168
Portfolio Adjusted1-in-10Size: 20 kW to 199.99 kWOrange County2019August Monthly Peak | Portfolio Adjusted | 1-in-10 | Size: 20 kW to 199.99 kW | Orange County | 2019 | August Monthly Peak | 8 | 15.0426 | 14.2307 | 13.7852 | 13.6404 | 14.0917 | 15.9681 | 17.9341 | 21.143 | 25.4907 | 28.9331 | 31.7559 | 33.4844 | 34.8963 | 35.7633 | 36.0553 | 35.3636 | 33.6546 | 30.6244 | 27.0146 | 25.552 | 24.8193 | 22.3284 | 19.5015 | 16.9708 | 0 | 0 | 0 | 0 | 0 | 0 | 0 | 0 | 0 | 0 | 0 | 0 | 0 | 0 | 0.54083 | 0.53045 | 0.50482 | 0.45937 | 0 | 0 | 0 | 0 | 0 | 0 | 78.2861 | 77.2658 | 76.3677 | 75.6481 | 75.089 | 74.4559 | 74.0653 | 74.2891 | 77.2278 | 81.4393 | 85.8932 | 90.4042 | 93.8595 | 96.511 | 97.8789 | 98.1214 | 97.7579 | 96.3213 | 95.0217 | 92.3521 | 88.4437 | 85.1138 | 82.7694 | 81.1347 | 0.3295 | 0.30088 | 0.29216 | 0.2884 | 0.31415 | 0.38899 | 0.50774 | 0.59432 | 0.63197 | 0.62378 | 0.61743 | 0.64951 | 0.71964 | 0.80511 | 0.85403 | 0.91079 | 0.92962 | 0.85166 | 0.75896 | 0.58003 | 0.5153 | 0.4379 | 0.35 | 0.29664
Portfolio Adjusted1-in-10Size: 20 kW to 199.99 kWOrange County2019September Monthly Peak | Portfolio Adjusted | 1-in-10 | Size: 20 kW to 199.99 kW | Orange County | 2019 | September Monthly Peak | 9 | 15.0956 | 14.3132 | 13.885 | 13.7704 | 14.2402 | 16.2523 | 18.8082 | 21.431 | 25.9101 | 29.4521 | 32.3276 | 33.9476 | 35.2954 | 36.1597 | 36.4581 | 35.6418 | 33.8344 | 30.6521 | 27.2059 | 26.4414 | 24.4673 | 22.0602 | 19.3797 | 16.9777 | 0 | 0 | 0 | 0 | 0 | 0 | 0 | 0 | 0 | 0 | 0 | 0 | 0 | 0 | 0.54687 | 0.53463 | 0.50752 | 0.45978 | 0 | 0 | 0 | 0 | 0 | 0 | 80.4447 | 79.1914 | 78.0865 | 77.4701 | 76.485 | 75.7054 | 75.3302 | 75.37 | 77.6206 | 82.031 | 86.9344 | 92.0078 | 95.8598 | 98.1841 | 99.2107 | 99.1233 | 98.6456 | 97.7215 | 95.9503 | 93.0038 | 89.3799 | 86.1176 | 83.6501 | 81.8499 | 0.32882 | 0.30025 | 0.29155 | 0.2878 | 0.3135 | 0.38819 | 0.50669 | 0.59309 | 0.63066 | 0.62249 | 0.61615 | 0.64817 | 0.71815 | 0.80345 | 0.85226 | 0.90891 | 0.9277 | 0.8499 | 0.75739 | 0.57884 | 0.51424 | 0.437 | 0.34928 | 0.29603
Portfolio Adjusted1-in-10Size: 20 kW to 199.99 kWOrange County2019October Monthly Peak | Portfolio Adjusted | 1-in-10 | Size: 20 kW to 199.99 kW | Orange County | 2019 | October Monthly Peak | 10 | 13.507 | 12.8666 | 12.4736 | 12.4145 | 12.8856 | 14.652 | 17.2584 | 18.9914 | 22.2402 | 25.264 | 27.697 | 29.3317 | 30.772 | 31.7245 | 32.124 | 31.3581 | 29.5613 | 26.5908 | 25.1475 | 23.8952 | 21.8951 | 19.7809 | 17.3189 | 15.1811 | 0 | 0 | 0 | 0 | 0 | 0 | 0 | 0 | 0 | 0 | 0 | 0 | 0 | 0 | 0.48186 | 0.47037 | 0.44342 | 0.39886 | 0 | 0 | 0 | 0 | 0 | 0 | 75.1527 | 74.665 | 74.184 | 72.7782 | 71.949 | 71.3443 | 70.7312 | 70.3987 | 71.4973 | 74.8809 | 79.1274 | 83.6581 | 87.254 | 90.051 | 91.4741 | 91.9257 | 91.2559 | 89.5879 | 87.2032 | 83.9687 | 80.5938 | 78.3049 | 76.7291 | 75.2873 | 0.32564 | 0.29735 | 0.28873 | 0.28501 | 0.31046 | 0.38443 | 0.50178 | 0.58735 | 0.62455 | 0.61647 | 0.61018 | 0.64189 | 0.71119 | 0.79566 | 0.84401 | 0.90011 | 0.91872 | 0.84167 | 0.75006 | 0.57323 | 0.50926 | 0.43277 | 0.34589 | 0.29316
Portfolio Adjusted1-in-10Size: 20 kW to 199.99 kWOrange County2019November Monthly Peak | Portfolio Adjusted | 1-in-10 | Size: 20 kW to 199.99 kW | Orange County | 2019 | November Monthly Peak | 11 | 12.0929 | 11.6751 | 11.505 | 11.5544 | 12.0929 | 13.8214 | 15.4124 | 17.0318 | 19.4757 | 21.4829 | 22.9355 | 23.8781 | 24.6457 | 25.0869 | 25.1261 | 24.1529 | 22.9436 | 22.8307 | 21.0992 | 19.7804 | 18.4432 | 16.8431 | 14.8538 | 13.2713 | 0 | 0 | 0 | 0 | 0 | 0 | 0 | 0 | 0 | 0 | 0 | 0 | 0 | 0 | 0.37689 | 0.36229 | 0.34415 | 0.34246 | 0 | 0 | 0 | 0 | 0 | 0 | 62.7743 | 61.7807 | 61.1346 | 60.0284 | 58.8954 | 58.0378 | 58.1728 | 58.5479 | 60.7308 | 64.8413 | 69.9139 | 74.1758 | 76.8574 | 78.4793 | 79.4189 | 79.394 | 78.2786 | 75.8757 | 73.2071 | 70.7831 | 68.7871 | 67.0757 | 65.5131 | 64.7797 | 0.32439 | 0.29621 | 0.28763 | 0.28392 | 0.30927 | 0.38296 | 0.49986 | 0.5851 | 0.62216 | 0.61411 | 0.60785 | 0.63944 | 0.70847 | 0.79262 | 0.84078 | 0.89666 | 0.9152 | 0.83845 | 0.74719 | 0.57104 | 0.50731 | 0.43111 | 0.34457 | 0.29204
Portfolio Adjusted1-in-10Size: 20 kW to 199.99 kWOrange County2019December Monthly Peak | Portfolio Adjusted | 1-in-10 | Size: 20 kW to 199.99 kW | Orange County | 2019 | December Monthly Peak | 12 | 12.2723 | 11.895 | 11.778 | 11.8951 | 12.5651 | 14.3977 | 16.8052 | 17.9098 | 19.3917 | 20.4119 | 20.7364 | 20.3783 | 20.1646 | 19.8022 | 19.5106 | 18.6252 | 18.5145 | 19.3949 | 18.4531 | 17.757 | 16.8587 | 15.8003 | 14.4747 | 13.2757 | 0 | 0 | 0 | 0 | 0 | 0 | 0 | 0 | 0 | 0 | 0 | 0 | 0 | 0 | 0.29266 | 0.27938 | 0.27772 | 0.29092 | 0 | 0 | 0 | 0 | 0 | 0 | 43.1605 | 42.5002 | 41.8122 | 41.7163 | 41.2068 | 40.4357 | 40.4564 | 40.4546 | 41.3291 | 43.2501 | 45.5141 | 47.4769 | 48.4788 | 48.9349 | 49.3958 | 49.661 | 49.1076 | 47.8191 | 46.093 | 45.1526 | 44.3801 | 43.543 | 42.9431 | 42.4381 | 0.32839 | 0.29986 | 0.29117 | 0.28742 | 0.31309 | 0.38768 | 0.50603 | 0.59232 | 0.62984 | 0.62168 | 0.61535 | 0.64733 | 0.71721 | 0.8024 | 0.85115 | 0.90772 | 0.92649 | 0.84879 | 0.7564 | 0.57808 | 0.51356 | 0.43643 | 0.34882 | 0.29564
Portfolio Adjusted1-in-10Size: 20 kW to 199.99 kWOrange County2019Typical Event Day | Portfolio Adjusted | 1-in-10 | Size: 20 kW to 199.99 kW | Orange County | 2019 | Typical Event Day | 8 | 14.8267 | 14.0374 | 13.6143 | 13.4771 | 13.935 | 15.784 | 17.7174 | 20.7979 | 24.944 | 28.2232 | 30.9119 | 32.5733 | 33.9593 | 34.8227 | 35.1175 | 34.4478 | 32.7983 | 29.8374 | 26.363 | 24.9614 | 24.3225 | 21.9149 | 19.1474 | 16.684 | 0 | 0 | 0 | 0 | 0 | 0 | 0 | 0 | 0 | 0 | 0 | 0 | 0 | 0 | 0.52676 | 0.51672 | 0.49197 | 0.44756 | 0 | 0 | 0 | 0 | 0 | 0 | 76.9287 | 75.7739 | 74.6812 | 73.8548 | 72.9708 | 72.278 | 71.9889 | 72.3965 | 75.2276 | 79.7587 | 84.536 | 89.0257 | 92.2585 | 94.4716 | 95.8735 | 96.1758 | 96.1791 | 95.1603 | 93.5738 | 91.1012 | 87.4566 | 83.998 | 81.6178 | 79.8847 | 0.32664 | 0.29826 | 0.28962 | 0.28589 | 0.31141 | 0.38561 | 0.50332 | 0.58915 | 0.62647 | 0.61836 | 0.61206 | 0.64386 | 0.71338 | 0.79811 | 0.8466 | 0.90287 | 0.92154 | 0.84425 | 0.75236 | 0.57499 | 0.51082 | 0.43409 | 0.34695 | 0.29406
Portfolio Adjusted1-in-10Size: 20 kW to 199.99 kWOrange County2020January Monthly Peak | Portfolio Adjusted | 1-in-10 | Size: 20 kW to 199.99 kW | Orange County | 2020 | January Monthly Peak | 1 | 12.4833 | 12.1748 | 12.0076 | 12.2096 | 12.9435 | 14.6747 | 17.3533 | 18.5257 | 20.1058 | 20.8905 | 21.0335 | 20.4701 | 20.2171 | 19.8662 | 19.7168 | 18.8431 | 18.2126 | 19.1149 | 18.3864 | 17.7719 | 16.9186 | 16.1505 | 14.6776 | 13.51 | 0 | 0 | 0 | 0 | 0 | 0 | 0 | 0 | 0 | 0 | 0 | 0 | 0 | 0 | 0.29575 | 0.28265 | 0.27319 | 0.28672 | 0 | 0 | 0 | 0 | 0 | 0 | 40.9487 | 40.8612 | 40.1187 | 39.4615 | 38.9458 | 38.56 | 38.2233 | 37.9621 | 38.5705 | 40.9675 | 43.1205 | 45.112 | 46.5586 | 47.5578 | 48.5807 | 48.8792 | 48.3442 | 47.0949 | 45.3755 | 44.6189 | 43.9208 | 43.7744 | 43.4666 | 43.0417 | 0.34062 | 0.31102 | 0.30201 | 0.29812 | 0.32474 | 0.40211 | 0.52486 | 0.61437 | 0.65328 | 0.64482 | 0.63825 | 0.67142 | 0.74391 | 0.83227 | 0.88283 | 0.94151 | 0.96098 | 0.88038 | 0.78456 | 0.5996 | 0.53268 | 0.45267 | 0.3618 | 0.30665
Portfolio Adjusted1-in-10Size: 20 kW to 199.99 kWOrange County2020February Monthly Peak | Portfolio Adjusted | 1-in-10 | Size: 20 kW to 199.99 kW | Orange County | 2020 | February Monthly Peak | 2 | 12.2235 | 11.9028 | 11.6751 | 11.8372 | 12.5208 | 14.0715 | 16.2163 | 17.4574 | 19.1187 | 20.1624 | 20.7863 | 20.7657 | 21.0194 | 21.16 | 21.1651 | 20.2567 | 19.3566 | 19.3508 | 19.267 | 18.3002 | 17.3429 | 16.1431 | 14.5191 | 13.2234 | 0 | 0 | 0 | 0 | 0 | 0 | 0 | 0 | 0 | 0 | 0 | 0 | 0 | 0 | 0.31748 | 0.30385 | 0.29035 | 0.29026 | 0 | 0 | 0 | 0 | 0 | 0 | 47.2563 | 46.9271 | 46.5845 | 46.0266 | 45.5252 | 45.1836 | 44.5753 | 45.1536 | 46.1342 | 49.5083 | 52.4466 | 55.6086 | 57.5335 | 58.4827 | 59.1402 | 59.3795 | 58.1199 | 57.1171 | 55.3149 | 53.423 | 52.2651 | 50.9597 | 49.8968 | 48.4636 | 0.32465 | 0.29645 | 0.28786 | 0.28415 | 0.30952 | 0.38326 | 0.50026 | 0.58557 | 0.62266 | 0.6146 | 0.60834 | 0.63995 | 0.70904 | 0.79326 | 0.84146 | 0.89738 | 0.91594 | 0.83912 | 0.74779 | 0.5715 | 0.50771 | 0.43146 | 0.34485 | 0.29227
Portfolio Adjusted1-in-10Size: 20 kW to 199.99 kWOrange County2020March Monthly Peak | Portfolio Adjusted | 1-in-10 | Size: 20 kW to 199.99 kW | Orange County | 2020 | March Monthly Peak | 3 | 12.4833 | 11.9875 | 11.6955 | 11.7291 | 12.3495 | 13.8138 | 15.8435 | 17.2138 | 19.2547 | 20.909 | 22.2552 | 22.9505 | 23.7636 | 24.4048 | 24.7746 | 24.1508 | 22.8356 | 21.1142 | 19.9934 | 20.0858 | 18.922 | 17.2924 | 15.191 | 13.597 | 0 | 0 | 0 | 0 | 0 | 0 | 0 | 0 | 0 | 0 | 0 | 0 | 0 | 0 | 0.37162 | 0.36226 | 0.34253 | 0.31671 | 0 | 0 | 0 | 0 | 0 | 0 | 60.4173 | 58.9724 | 57.9493 | 57.5797 | 56.3649 | 55.4331 | 54.8905 | 55.6967 | 59.1023 | 63.6146 | 68.4548 | 72.9282 | 76.0768 | 77.6898 | 78.3736 | 79.0463 | 78.9266 | 77.9326 | 75.3721 | 71.8628 | 68.8937 | 65.9952 | 63.7231 | 61.965 | 0.32348 | 0.29538 | 0.28682 | 0.28313 | 0.30841 | 0.38188 | 0.49846 | 0.58346 | 0.62042 | 0.61239 | 0.60615 | 0.63765 | 0.70649 | 0.7904 | 0.83842 | 0.89415 | 0.91264 | 0.8361 | 0.74509 | 0.56944 | 0.50588 | 0.4299 | 0.3436 | 0.29122
Portfolio Adjusted1-in-10Size: 20 kW to 199.99 kWOrange County2020April Monthly Peak | Portfolio Adjusted | 1-in-10 | Size: 20 kW to 199.99 kW | Orange County | 2020 | April Monthly Peak | 4 | 12.9621 | 12.3342 | 12.0062 | 11.9714 | 12.5425 | 14.1194 | 15.7954 | 17.7792 | 20.7693 | 23.3064 | 25.345 | 26.6449 | 27.963 | 28.8756 | 29.2851 | 28.5351 | 27.0187 | 24.6217 | 22.1258 | 21.9983 | 20.994 | 18.9722 | 16.466 | 14.5478 | 0 | 0 | 0 | 0 | 0 | 0 | 0 | 0 | 0 | 0 | 0 | 0 | 0 | 0 | 0.43928 | 0.42803 | 0.40528 | 0.36933 | 0 | 0 | 0 | 0 | 0 | 0 | 71.354 | 69.5018 | 67.8819 | 66.1958 | 65.2352 | 64.56 | 63.9683 | 64.093 | 67.1652 | 72.7396 | 78.803 | 84.3193 | 87.9847 | 89.9253 | 90.6195 | 91.1394 | 91.1369 | 90.3162 | 88.6906 | 85.0839 | 80.0978 | 76.1344 | 73.5341 | 71.4806 | 0.32557 | 0.29729 | 0.28867 | 0.28495 | 0.3104 | 0.38435 | 0.50168 | 0.58723 | 0.62443 | 0.61634 | 0.61006 | 0.64176 | 0.71105 | 0.7955 | 0.84384 | 0.89992 | 0.91853 | 0.8415 | 0.7499 | 0.57311 | 0.50915 | 0.43268 | 0.34582 | 0.2931
Portfolio Adjusted1-in-10Size: 20 kW to 199.99 kWOrange County2020May Monthly Peak | Portfolio Adjusted | 1-in-10 | Size: 20 kW to 199.99 kW | Orange County | 2020 | May Monthly Peak | 5 | 13.3513 | 12.7005 | 12.3449 | 12.2541 | 12.8553 | 14.3247 | 15.5622 | 18.3815 | 22.0269 | 25.0491 | 27.3515 | 28.667 | 29.8321 | 30.6032 | 30.9621 | 30.1761 | 28.6437 | 26.1318 | 23.3555 | 22.3407 | 22.0313 | 19.8059 | 17.1739 | 15.0615 | 0 | 0 | 0 | 0 | 0 | 0 | 0 | 0 | 0 | 0 | 0 | 0 | 0 | 0 | 0.46443 | 0.45264 | 0.42966 | 0.39198 | 0 | 0 | 0 | 0 | 0 | 0 | 72.2529 | 70.8734 | 69.2363 | 68.524 | 67.8652 | 66.9504 | 66.505 | 66.9362 | 70.9885 | 77.2907 | 82.7552 | 87.0131 | 89.6123 | 91.5549 | 92.9719 | 93.8312 | 93.9272 | 92.6731 | 90.5008 | 87.7696 | 84.3264 | 80.5543 | 77.6969 | 75.5632 | 0.32516 | 0.29691 | 0.28831 | 0.2846 | 0.31001 | 0.38387 | 0.50105 | 0.58649 | 0.62364 | 0.61557 | 0.6093 | 0.64096 | 0.71016 | 0.79451 | 0.84278 | 0.8988 | 0.91738 | 0.84044 | 0.74896 | 0.57239 | 0.50851 | 0.43214 | 0.34539 | 0.29273
Portfolio Adjusted1-in-10Size: 20 kW to 199.99 kWOrange County2020June Monthly Peak | Portfolio Adjusted | 1-in-10 | Size: 20 kW to 199.99 kW | Orange County | 2020 | June Monthly Peak | 6 | 13.8425 | 13.1419 | 12.7681 | 12.689 | 13.2725 | 14.6016 | 16.0481 | 19.2906 | 22.9337 | 26.0438 | 28.5194 | 30.06 | 31.4593 | 32.3958 | 32.8777 | 32.1226 | 30.4659 | 27.8528 | 24.8726 | 23.0912 | 22.7485 | 20.7026 | 17.9354 | 15.6512 | 0 | 0 | 0 | 0 | 0 | 0 | 0 | 0 | 0 | 0 | 0 | 0 | 0 | 0 | 0.49317 | 0.48184 | 0.45699 | 0.41779 | 0 | 0 | 0 | 0 | 0 | 0 | 73.4298 | 72.0821 | 70.7319 | 69.6507 | 68.4362 | 67.571 | 67.3878 | 68.3976 | 71.5928 | 76.3766 | 81.5228 | 85.8617 | 88.8797 | 91.1618 | 92.7518 | 93.3626 | 93.6729 | 93.0765 | 91.6946 | 89.4508 | 85.5257 | 81.4573 | 78.916 | 76.9811 | 0.32612 | 0.29779 | 0.28916 | 0.28544 | 0.31092 | 0.385 | 0.50253 | 0.58823 | 0.62549 | 0.61739 | 0.6111 | 0.64285 | 0.71226 | 0.79685 | 0.84527 | 0.90145 | 0.92009 | 0.84292 | 0.75118 | 0.57409 | 0.51002 | 0.43341 | 0.34641 | 0.2936
Portfolio Adjusted1-in-10Size: 20 kW to 199.99 kWOrange County2020July Monthly Peak | Portfolio Adjusted | 1-in-10 | Size: 20 kW to 199.99 kW | Orange County | 2020 | July Monthly Peak | 7 | 14.7396 | 13.929 | 13.4818 | 13.3302 | 13.9196 | 15.5015 | 17.4155 | 20.8874 | 24.6628 | 27.7681 | 30.1366 | 31.5722 | 32.8672 | 33.778 | 34.2238 | 33.5251 | 32.0873 | 29.4268 | 26.2106 | 24.1789 | 23.8844 | 21.8478 | 19.1193 | 16.6464 | 0 | 0 | 0 | 0 | 0 | 0 | 0 | 0 | 0 | 0 | 0 | 0 | 0 | 0 | 0.51336 | 0.50288 | 0.48131 | 0.4414 | 0 | 0 | 0 | 0 | 0 | 0 | 75.5543 | 74.5561 | 73.5387 | 72.6503 | 71.8729 | 71.3796 | 71.1725 | 71.5294 | 74.4691 | 79.1879 | 83.7935 | 87.8292 | 90.4349 | 92.0294 | 93.6525 | 94.0957 | 94.6398 | 93.5218 | 91.6287 | 89.5982 | 86.4772 | 83.3031 | 81.1356 | 79.573 | 0.324 | 0.29585 | 0.28728 | 0.28358 | 0.3089 | 0.38249 | 0.49925 | 0.58439 | 0.62141 | 0.61336 | 0.60711 | 0.63866 | 0.70761 | 0.79165 | 0.83975 | 0.89557 | 0.91409 | 0.83743 | 0.74628 | 0.57034 | 0.50669 | 0.43058 | 0.34415 | 0.29168
Portfolio Adjusted1-in-10Size: 20 kW to 199.99 kWOrange County2020August Monthly Peak | Portfolio Adjusted | 1-in-10 | Size: 20 kW to 199.99 kW | Orange County | 2020 | August Monthly Peak | 8 | 15.0426 | 14.2307 | 13.7852 | 13.6404 | 14.0917 | 15.9681 | 17.934 | 21.143 | 25.4907 | 28.9331 | 31.7559 | 33.4844 | 34.8963 | 35.7633 | 36.0553 | 35.3636 | 33.6546 | 30.6244 | 27.0146 | 25.552 | 24.8193 | 22.3284 | 19.5015 | 16.9708 | 0 | 0 | 0 | 0 | 0 | 0 | 0 | 0 | 0 | 0 | 0 | 0 | 0 | 0 | 0.54083 | 0.53045 | 0.50482 | 0.45937 | 0 | 0 | 0 | 0 | 0 | 0 | 78.2861 | 77.2658 | 76.3677 | 75.6481 | 75.089 | 74.4559 | 74.0653 | 74.2891 | 77.2278 | 81.4393 | 85.8932 | 90.4042 | 93.8595 | 96.511 | 97.8789 | 98.1214 | 97.7579 | 96.3213 | 95.0217 | 92.3521 | 88.4437 | 85.1138 | 82.7694 | 81.1347 | 0.3295 | 0.30088 | 0.29216 | 0.2884 | 0.31415 | 0.38899 | 0.50774 | 0.59432 | 0.63197 | 0.62378 | 0.61743 | 0.64951 | 0.71964 | 0.80511 | 0.85403 | 0.91079 | 0.92962 | 0.85166 | 0.75896 | 0.58003 | 0.5153 | 0.4379 | 0.35 | 0.29664
Portfolio Adjusted1-in-10Size: 20 kW to 199.99 kWOrange County2020September Monthly Peak | Portfolio Adjusted | 1-in-10 | Size: 20 kW to 199.99 kW | Orange County | 2020 | September Monthly Peak | 9 | 15.0956 | 14.3132 | 13.885 | 13.7704 | 14.2402 | 16.2523 | 18.8082 | 21.431 | 25.9101 | 29.4521 | 32.3276 | 33.9476 | 35.2954 | 36.1597 | 36.4582 | 35.6418 | 33.8344 | 30.6521 | 27.2059 | 26.4414 | 24.4673 | 22.0602 | 19.3797 | 16.9777 | 0 | 0 | 0 | 0 | 0 | 0 | 0 | 0 | 0 | 0 | 0 | 0 | 0 | 0 | 0.54687 | 0.53463 | 0.50752 | 0.45978 | 0 | 0 | 0 | 0 | 0 | 0 | 80.4447 | 79.1914 | 78.0865 | 77.4701 | 76.485 | 75.7054 | 75.3302 | 75.37 | 77.6206 | 82.031 | 86.9344 | 92.0078 | 95.8598 | 98.1841 | 99.2107 | 99.1233 | 98.6456 | 97.7215 | 95.9503 | 93.0038 | 89.3799 | 86.1176 | 83.6501 | 81.8499 | 0.32882 | 0.30025 | 0.29155 | 0.2878 | 0.3135 | 0.38819 | 0.50669 | 0.59309 | 0.63066 | 0.62249 | 0.61615 | 0.64817 | 0.71815 | 0.80345 | 0.85226 | 0.90891 | 0.9277 | 0.8499 | 0.75739 | 0.57884 | 0.51424 | 0.437 | 0.34928 | 0.29603
Portfolio Adjusted1-in-10Size: 20 kW to 199.99 kWOrange County2020October Monthly Peak | Portfolio Adjusted | 1-in-10 | Size: 20 kW to 199.99 kW | Orange County | 2020 | October Monthly Peak | 10 | 13.507 | 12.8666 | 12.4736 | 12.4145 | 12.8856 | 14.652 | 17.2584 | 18.9914 | 22.2402 | 25.264 | 27.697 | 29.3317 | 30.772 | 31.7245 | 32.124 | 31.3581 | 29.5613 | 26.5908 | 25.1475 | 23.8952 | 21.8951 | 19.7809 | 17.3189 | 15.1811 | 0 | 0 | 0 | 0 | 0 | 0 | 0 | 0 | 0 | 0 | 0 | 0 | 0 | 0 | 0.48186 | 0.47037 | 0.44342 | 0.39886 | 0 | 0 | 0 | 0 | 0 | 0 | 75.1527 | 74.665 | 74.184 | 72.7782 | 71.949 | 71.3443 | 70.7312 | 70.3987 | 71.4973 | 74.8809 | 79.1274 | 83.6581 | 87.254 | 90.051 | 91.4741 | 91.9257 | 91.2559 | 89.5879 | 87.2032 | 83.9687 | 80.5938 | 78.3049 | 76.7291 | 75.2873 | 0.32564 | 0.29735 | 0.28873 | 0.28501 | 0.31046 | 0.38443 | 0.50178 | 0.58735 | 0.62455 | 0.61647 | 0.61018 | 0.64189 | 0.71119 | 0.79566 | 0.84401 | 0.90011 | 0.91872 | 0.84167 | 0.75006 | 0.57323 | 0.50926 | 0.43277 | 0.34589 | 0.29316
Portfolio Adjusted1-in-10Size: 20 kW to 199.99 kWOrange County2020November Monthly Peak | Portfolio Adjusted | 1-in-10 | Size: 20 kW to 199.99 kW | Orange County | 2020 | November Monthly Peak | 11 | 12.0929 | 11.6751 | 11.505 | 11.5544 | 12.0929 | 13.8214 | 15.4124 | 17.0318 | 19.4757 | 21.4829 | 22.9355 | 23.8781 | 24.6457 | 25.0869 | 25.1261 | 24.1529 | 22.9436 | 22.8307 | 21.0992 | 19.7804 | 18.4432 | 16.8431 | 14.8538 | 13.2713 | 0 | 0 | 0 | 0 | 0 | 0 | 0 | 0 | 0 | 0 | 0 | 0 | 0 | 0 | 0.37689 | 0.36229 | 0.34415 | 0.34246 | 0 | 0 | 0 | 0 | 0 | 0 | 62.7743 | 61.7807 | 61.1346 | 60.0284 | 58.8954 | 58.0378 | 58.1728 | 58.5479 | 60.7308 | 64.8413 | 69.9139 | 74.1758 | 76.8574 | 78.4793 | 79.4189 | 79.394 | 78.2786 | 75.8757 | 73.2071 | 70.7831 | 68.7871 | 67.0757 | 65.5131 | 64.7797 | 0.32439 | 0.29621 | 0.28763 | 0.28392 | 0.30927 | 0.38296 | 0.49986 | 0.5851 | 0.62216 | 0.61411 | 0.60785 | 0.63944 | 0.70847 | 0.79262 | 0.84078 | 0.89666 | 0.9152 | 0.83845 | 0.74719 | 0.57104 | 0.50731 | 0.43111 | 0.34457 | 0.29204
Portfolio Adjusted1-in-10Size: 20 kW to 199.99 kWOrange County2020December Monthly Peak | Portfolio Adjusted | 1-in-10 | Size: 20 kW to 199.99 kW | Orange County | 2020 | December Monthly Peak | 12 | 12.2723 | 11.895 | 11.778 | 11.8951 | 12.5651 | 14.3977 | 16.8052 | 17.9098 | 19.3917 | 20.4119 | 20.7364 | 20.3783 | 20.1646 | 19.8022 | 19.5106 | 18.6252 | 18.5145 | 19.3949 | 18.4531 | 17.757 | 16.8587 | 15.8003 | 14.4747 | 13.2757 | 0 | 0 | 0 | 0 | 0 | 0 | 0 | 0 | 0 | 0 | 0 | 0 | 0 | 0 | 0.29266 | 0.27938 | 0.27772 | 0.29092 | 0 | 0 | 0 | 0 | 0 | 0 | 43.1605 | 42.5002 | 41.8122 | 41.7163 | 41.2068 | 40.4357 | 40.4564 | 40.4546 | 41.3291 | 43.2501 | 45.5141 | 47.4769 | 48.4788 | 48.9349 | 49.3958 | 49.661 | 49.1076 | 47.8191 | 46.093 | 45.1526 | 44.3801 | 43.543 | 42.9431 | 42.4381 | 0.32839 | 0.29986 | 0.29117 | 0.28742 | 0.31309 | 0.38768 | 0.50603 | 0.59232 | 0.62984 | 0.62168 | 0.61535 | 0.64733 | 0.71721 | 0.8024 | 0.85115 | 0.90772 | 0.92649 | 0.84879 | 0.7564 | 0.57808 | 0.51356 | 0.43643 | 0.34882 | 0.29564
Portfolio Adjusted1-in-10Size: 20 kW to 199.99 kWOrange County2020Typical Event Day | Portfolio Adjusted | 1-in-10 | Size: 20 kW to 199.99 kW | Orange County | 2020 | Typical Event Day | 8 | 14.8267 | 14.0374 | 13.6143 | 13.4771 | 13.935 | 15.784 | 17.7174 | 20.7979 | 24.944 | 28.2232 | 30.9119 | 32.5733 | 33.9593 | 34.8227 | 35.1175 | 34.4478 | 32.7983 | 29.8374 | 26.363 | 24.9614 | 24.3225 | 21.9149 | 19.1474 | 16.684 | 0 | 0 | 0 | 0 | 0 | 0 | 0 | 0 | 0 | 0 | 0 | 0 | 0 | 0 | 0.52676 | 0.51672 | 0.49197 | 0.44756 | 0 | 0 | 0 | 0 | 0 | 0 | 76.9287 | 75.7739 | 74.6812 | 73.8548 | 72.9708 | 72.278 | 71.9889 | 72.3965 | 75.2276 | 79.7587 | 84.536 | 89.0257 | 92.2585 | 94.4716 | 95.8735 | 96.1758 | 96.1791 | 95.1603 | 93.5738 | 91.1012 | 87.4566 | 83.998 | 81.6178 | 79.8847 | 0.32664 | 0.29826 | 0.28962 | 0.28589 | 0.31141 | 0.38561 | 0.50332 | 0.58915 | 0.62647 | 0.61836 | 0.61206 | 0.64386 | 0.71338 | 0.79811 | 0.8466 | 0.90287 | 0.92154 | 0.84425 | 0.75236 | 0.57499 | 0.51082 | 0.43409 | 0.34695 | 0.29406
Portfolio Adjusted1-in-10Size: 20 kW to 199.99 kWOrange County2021January Monthly Peak | Portfolio Adjusted | 1-in-10 | Size: 20 kW to 199.99 kW | Orange County | 2021 | January Monthly Peak | 1 | 12.4833 | 12.1748 | 12.0076 | 12.2096 | 12.9435 | 14.6747 | 17.3533 | 18.5257 | 20.1058 | 20.8905 | 21.0335 | 20.4701 | 20.2171 | 19.8662 | 19.7168 | 18.8431 | 18.2126 | 19.1149 | 18.3864 | 17.7719 | 16.9186 | 16.1505 | 14.6776 | 13.51 | 0 | 0 | 0 | 0 | 0 | 0 | 0 | 0 | 0 | 0 | 0 | 0 | 0 | 0 | 0.29575 | 0.28265 | 0.27319 | 0.28672 | 0 | 0 | 0 | 0 | 0 | 0 | 40.9487 | 40.8612 | 40.1187 | 39.4615 | 38.9458 | 38.56 | 38.2233 | 37.9621 | 38.5705 | 40.9675 | 43.1205 | 45.112 | 46.5586 | 47.5578 | 48.5807 | 48.8792 | 48.3442 | 47.0949 | 45.3755 | 44.6189 | 43.9208 | 43.7744 | 43.4666 | 43.0417 | 0.34062 | 0.31102 | 0.30201 | 0.29812 | 0.32474 | 0.40211 | 0.52486 | 0.61437 | 0.65328 | 0.64482 | 0.63825 | 0.67142 | 0.74391 | 0.83227 | 0.88283 | 0.94151 | 0.96098 | 0.88038 | 0.78456 | 0.5996 | 0.53268 | 0.45267 | 0.3618 | 0.30665
Portfolio Adjusted1-in-10Size: 20 kW to 199.99 kWOrange County2021February Monthly Peak | Portfolio Adjusted | 1-in-10 | Size: 20 kW to 199.99 kW | Orange County | 2021 | February Monthly Peak | 2 | 12.2235 | 11.9028 | 11.6751 | 11.8372 | 12.5208 | 14.0715 | 16.2163 | 17.4574 | 19.1187 | 20.1624 | 20.7863 | 20.7657 | 21.0194 | 21.16 | 21.1651 | 20.2567 | 19.3566 | 19.3508 | 19.267 | 18.3002 | 17.3429 | 16.1431 | 14.5191 | 13.2234 | 0 | 0 | 0 | 0 | 0 | 0 | 0 | 0 | 0 | 0 | 0 | 0 | 0 | 0 | 0.31748 | 0.30385 | 0.29035 | 0.29026 | 0 | 0 | 0 | 0 | 0 | 0 | 47.2563 | 46.9271 | 46.5845 | 46.0266 | 45.5252 | 45.1836 | 44.5753 | 45.1536 | 46.1342 | 49.5083 | 52.4466 | 55.6086 | 57.5335 | 58.4827 | 59.1402 | 59.3795 | 58.1199 | 57.1171 | 55.3149 | 53.423 | 52.2651 | 50.9597 | 49.8968 | 48.4636 | 0.32465 | 0.29645 | 0.28786 | 0.28415 | 0.30952 | 0.38326 | 0.50026 | 0.58557 | 0.62266 | 0.6146 | 0.60834 | 0.63995 | 0.70904 | 0.79326 | 0.84146 | 0.89738 | 0.91594 | 0.83912 | 0.74779 | 0.5715 | 0.50771 | 0.43146 | 0.34485 | 0.29227
Portfolio Adjusted1-in-10Size: 20 kW to 199.99 kWOrange County2021March Monthly Peak | Portfolio Adjusted | 1-in-10 | Size: 20 kW to 199.99 kW | Orange County | 2021 | March Monthly Peak | 3 | 12.4833 | 11.9875 | 11.6955 | 11.7291 | 12.3495 | 13.8138 | 15.8435 | 17.2138 | 19.2547 | 20.909 | 22.2552 | 22.9505 | 23.7636 | 24.4048 | 24.7746 | 24.1508 | 22.8356 | 21.1142 | 19.9934 | 20.0858 | 18.922 | 17.2924 | 15.191 | 13.597 | 0 | 0 | 0 | 0 | 0 | 0 | 0 | 0 | 0 | 0 | 0 | 0 | 0 | 0 | 0.37162 | 0.36226 | 0.34253 | 0.31671 | 0 | 0 | 0 | 0 | 0 | 0 | 60.4173 | 58.9724 | 57.9493 | 57.5797 | 56.3649 | 55.4331 | 54.8905 | 55.6967 | 59.1023 | 63.6146 | 68.4548 | 72.9282 | 76.0768 | 77.6898 | 78.3736 | 79.0464 | 78.9266 | 77.9326 | 75.3721 | 71.8628 | 68.8937 | 65.9952 | 63.7231 | 61.965 | 0.32348 | 0.29538 | 0.28682 | 0.28313 | 0.30841 | 0.38188 | 0.49846 | 0.58346 | 0.62042 | 0.61239 | 0.60615 | 0.63765 | 0.70649 | 0.7904 | 0.83842 | 0.89415 | 0.91264 | 0.8361 | 0.74509 | 0.56944 | 0.50588 | 0.4299 | 0.3436 | 0.29122
Portfolio Adjusted1-in-10Size: 20 kW to 199.99 kWOrange County2021April Monthly Peak | Portfolio Adjusted | 1-in-10 | Size: 20 kW to 199.99 kW | Orange County | 2021 | April Monthly Peak | 4 | 12.9621 | 12.3342 | 12.0062 | 11.9714 | 12.5425 | 14.1194 | 15.7954 | 17.7792 | 20.7693 | 23.3064 | 25.345 | 26.6449 | 27.963 | 28.8757 | 29.2851 | 28.5351 | 27.0187 | 24.6217 | 22.1258 | 21.9983 | 20.994 | 18.9722 | 16.466 | 14.5478 | 0 | 0 | 0 | 0 | 0 | 0 | 0 | 0 | 0 | 0 | 0 | 0 | 0 | 0 | 0.43928 | 0.42803 | 0.40528 | 0.36933 | 0 | 0 | 0 | 0 | 0 | 0 | 71.354 | 69.5018 | 67.8819 | 66.1958 | 65.2352 | 64.56 | 63.9683 | 64.093 | 67.1652 | 72.7396 | 78.803 | 84.3193 | 87.9847 | 89.9253 | 90.6195 | 91.1394 | 91.1369 | 90.3162 | 88.6906 | 85.0839 | 80.0978 | 76.1344 | 73.5341 | 71.4806 | 0.32557 | 0.29729 | 0.28867 | 0.28495 | 0.3104 | 0.38435 | 0.50168 | 0.58723 | 0.62443 | 0.61634 | 0.61006 | 0.64176 | 0.71105 | 0.7955 | 0.84384 | 0.89992 | 0.91853 | 0.8415 | 0.7499 | 0.57311 | 0.50915 | 0.43268 | 0.34582 | 0.2931
Portfolio Adjusted1-in-10Size: 20 kW to 199.99 kWOrange County2021May Monthly Peak | Portfolio Adjusted | 1-in-10 | Size: 20 kW to 199.99 kW | Orange County | 2021 | May Monthly Peak | 5 | 13.3513 | 12.7005 | 12.3449 | 12.2541 | 12.8553 | 14.3247 | 15.5622 | 18.3815 | 22.0269 | 25.0491 | 27.3515 | 28.667 | 29.8321 | 30.6032 | 30.9621 | 30.1761 | 28.6437 | 26.1318 | 23.3555 | 22.3407 | 22.0313 | 19.8059 | 17.1739 | 15.0615 | 0 | 0 | 0 | 0 | 0 | 0 | 0 | 0 | 0 | 0 | 0 | 0 | 0 | 0 | 0.46443 | 0.45264 | 0.42966 | 0.39198 | 0 | 0 | 0 | 0 | 0 | 0 | 72.2529 | 70.8734 | 69.2363 | 68.524 | 67.8652 | 66.9504 | 66.505 | 66.9362 | 70.9885 | 77.2907 | 82.7552 | 87.0131 | 89.6123 | 91.5549 | 92.9719 | 93.8312 | 93.9272 | 92.6731 | 90.5008 | 87.7696 | 84.3264 | 80.5543 | 77.6969 | 75.5632 | 0.32516 | 0.29691 | 0.28831 | 0.2846 | 0.31001 | 0.38387 | 0.50105 | 0.58649 | 0.62364 | 0.61557 | 0.6093 | 0.64096 | 0.71016 | 0.79451 | 0.84278 | 0.8988 | 0.91738 | 0.84044 | 0.74896 | 0.57239 | 0.50851 | 0.43214 | 0.34539 | 0.29273
Portfolio Adjusted1-in-10Size: 20 kW to 199.99 kWOrange County2021June Monthly Peak | Portfolio Adjusted | 1-in-10 | Size: 20 kW to 199.99 kW | Orange County | 2021 | June Monthly Peak | 6 | 13.8425 | 13.142 | 12.7681 | 12.689 | 13.2725 | 14.6016 | 16.0481 | 19.2906 | 22.9337 | 26.0438 | 28.5194 | 30.06 | 31.4593 | 32.3958 | 32.8777 | 32.1226 | 30.4659 | 27.8528 | 24.8726 | 23.0912 | 22.7485 | 20.7026 | 17.9354 | 15.6512 | 0 | 0 | 0 | 0 | 0 | 0 | 0 | 0 | 0 | 0 | 0 | 0 | 0 | 0 | 0.49317 | 0.48184 | 0.45699 | 0.41779 | 0 | 0 | 0 | 0 | 0 | 0 | 73.4298 | 72.0821 | 70.7319 | 69.6507 | 68.4362 | 67.571 | 67.3878 | 68.3976 | 71.5928 | 76.3766 | 81.5228 | 85.8617 | 88.8797 | 91.1618 | 92.7518 | 93.3626 | 93.6729 | 93.0765 | 91.6946 | 89.4508 | 85.5257 | 81.4573 | 78.916 | 76.9811 | 0.32612 | 0.29779 | 0.28916 | 0.28544 | 0.31092 | 0.385 | 0.50253 | 0.58823 | 0.62549 | 0.61739 | 0.6111 | 0.64285 | 0.71226 | 0.79685 | 0.84527 | 0.90145 | 0.92009 | 0.84292 | 0.75118 | 0.57409 | 0.51002 | 0.43341 | 0.34641 | 0.2936
Portfolio Adjusted1-in-10Size: 20 kW to 199.99 kWOrange County2021July Monthly Peak | Portfolio Adjusted | 1-in-10 | Size: 20 kW to 199.99 kW | Orange County | 2021 | July Monthly Peak | 7 | 14.7396 | 13.929 | 13.4818 | 13.3302 | 13.9196 | 15.5015 | 17.4155 | 20.8874 | 24.6628 | 27.7681 | 30.1366 | 31.5722 | 32.8672 | 33.778 | 34.2238 | 33.5251 | 32.0873 | 29.4268 | 26.2106 | 24.1789 | 23.8844 | 21.8478 | 19.1193 | 16.6464 | 0 | 0 | 0 | 0 | 0 | 0 | 0 | 0 | 0 | 0 | 0 | 0 | 0 | 0 | 0.51336 | 0.50288 | 0.48131 | 0.4414 | 0 | 0 | 0 | 0 | 0 | 0 | 75.5543 | 74.5561 | 73.5387 | 72.6503 | 71.8729 | 71.3796 | 71.1725 | 71.5294 | 74.4691 | 79.1879 | 83.7935 | 87.8292 | 90.4349 | 92.0294 | 93.6525 | 94.0957 | 94.6398 | 93.5218 | 91.6287 | 89.5982 | 86.4772 | 83.3031 | 81.1356 | 79.573 | 0.324 | 0.29585 | 0.28728 | 0.28358 | 0.3089 | 0.38249 | 0.49925 | 0.58439 | 0.62141 | 0.61336 | 0.60711 | 0.63866 | 0.70761 | 0.79165 | 0.83975 | 0.89557 | 0.91409 | 0.83743 | 0.74628 | 0.57034 | 0.50669 | 0.43058 | 0.34415 | 0.29168
Portfolio Adjusted1-in-10Size: 20 kW to 199.99 kWOrange County2021August Monthly Peak | Portfolio Adjusted | 1-in-10 | Size: 20 kW to 199.99 kW | Orange County | 2021 | August Monthly Peak | 8 | 15.0426 | 14.2307 | 13.7852 | 13.6404 | 14.0917 | 15.9681 | 17.9341 | 21.143 | 25.4907 | 28.9331 | 31.7559 | 33.4844 | 34.8963 | 35.7633 | 36.0553 | 35.3636 | 33.6546 | 30.6244 | 27.0146 | 25.552 | 24.8193 | 22.3284 | 19.5015 | 16.9708 | 0 | 0 | 0 | 0 | 0 | 0 | 0 | 0 | 0 | 0 | 0 | 0 | 0 | 0 | 0.54083 | 0.53045 | 0.50482 | 0.45937 | 0 | 0 | 0 | 0 | 0 | 0 | 78.2861 | 77.2658 | 76.3677 | 75.6481 | 75.089 | 74.4559 | 74.0653 | 74.2891 | 77.2278 | 81.4393 | 85.8932 | 90.4042 | 93.8596 | 96.511 | 97.8789 | 98.1214 | 97.7579 | 96.3213 | 95.0217 | 92.3521 | 88.4437 | 85.1138 | 82.7694 | 81.1347 | 0.3295 | 0.30088 | 0.29216 | 0.2884 | 0.31415 | 0.38899 | 0.50774 | 0.59432 | 0.63197 | 0.62378 | 0.61743 | 0.64951 | 0.71964 | 0.80511 | 0.85403 | 0.91079 | 0.92962 | 0.85166 | 0.75896 | 0.58003 | 0.5153 | 0.4379 | 0.35 | 0.29664
Portfolio Adjusted1-in-10Size: 20 kW to 199.99 kWOrange County2021September Monthly Peak | Portfolio Adjusted | 1-in-10 | Size: 20 kW to 199.99 kW | Orange County | 2021 | September Monthly Peak | 9 | 15.0956 | 14.3132 | 13.885 | 13.7704 | 14.2402 | 16.2523 | 18.8082 | 21.431 | 25.9101 | 29.4521 | 32.3276 | 33.9476 | 35.2954 | 36.1597 | 36.4581 | 35.6418 | 33.8344 | 30.6521 | 27.2059 | 26.4414 | 24.4673 | 22.0602 | 19.3797 | 16.9777 | 0 | 0 | 0 | 0 | 0 | 0 | 0 | 0 | 0 | 0 | 0 | 0 | 0 | 0 | 0.54687 | 0.53463 | 0.50752 | 0.45978 | 0 | 0 | 0 | 0 | 0 | 0 | 80.4447 | 79.1914 | 78.0865 | 77.4701 | 76.485 | 75.7054 | 75.3302 | 75.37 | 77.6206 | 82.031 | 86.9344 | 92.0078 | 95.8598 | 98.1841 | 99.2107 | 99.1233 | 98.6456 | 97.7215 | 95.9503 | 93.0038 | 89.3799 | 86.1176 | 83.6501 | 81.8499 | 0.32882 | 0.30025 | 0.29155 | 0.2878 | 0.3135 | 0.38819 | 0.50669 | 0.59309 | 0.63066 | 0.62249 | 0.61615 | 0.64817 | 0.71815 | 0.80345 | 0.85226 | 0.90891 | 0.9277 | 0.8499 | 0.75739 | 0.57884 | 0.51424 | 0.437 | 0.34928 | 0.29603
Portfolio Adjusted1-in-10Size: 20 kW to 199.99 kWOrange County2021October Monthly Peak | Portfolio Adjusted | 1-in-10 | Size: 20 kW to 199.99 kW | Orange County | 2021 | October Monthly Peak | 10 | 13.507 | 12.8666 | 12.4736 | 12.4145 | 12.8856 | 14.652 | 17.2584 | 18.9914 | 22.2402 | 25.264 | 27.697 | 29.3317 | 30.772 | 31.7245 | 32.124 | 31.3581 | 29.5613 | 26.5908 | 25.1475 | 23.8952 | 21.8951 | 19.7809 | 17.3189 | 15.1811 | 0 | 0 | 0 | 0 | 0 | 0 | 0 | 0 | 0 | 0 | 0 | 0 | 0 | 0 | 0.48186 | 0.47037 | 0.44342 | 0.39886 | 0 | 0 | 0 | 0 | 0 | 0 | 75.1527 | 74.665 | 74.184 | 72.7782 | 71.949 | 71.3443 | 70.7312 | 70.3987 | 71.4973 | 74.8809 | 79.1274 | 83.6581 | 87.254 | 90.051 | 91.4741 | 91.9257 | 91.2559 | 89.5879 | 87.2032 | 83.9687 | 80.5938 | 78.3049 | 76.7291 | 75.2873 | 0.32564 | 0.29735 | 0.28873 | 0.28501 | 0.31046 | 0.38443 | 0.50178 | 0.58735 | 0.62455 | 0.61647 | 0.61018 | 0.64189 | 0.71119 | 0.79566 | 0.84401 | 0.90011 | 0.91872 | 0.84167 | 0.75006 | 0.57323 | 0.50925 | 0.43277 | 0.34589 | 0.29316
Portfolio Adjusted1-in-10Size: 20 kW to 199.99 kWOrange County2021November Monthly Peak | Portfolio Adjusted | 1-in-10 | Size: 20 kW to 199.99 kW | Orange County | 2021 | November Monthly Peak | 11 | 12.0929 | 11.6751 | 11.505 | 11.5544 | 12.0929 | 13.8214 | 15.4124 | 17.0318 | 19.4757 | 21.4829 | 22.9355 | 23.8781 | 24.6457 | 25.0869 | 25.1261 | 24.1529 | 22.9436 | 22.8307 | 21.0992 | 19.7804 | 18.4432 | 16.8431 | 14.8538 | 13.2713 | 0 | 0 | 0 | 0 | 0 | 0 | 0 | 0 | 0 | 0 | 0 | 0 | 0 | 0 | 0.37689 | 0.36229 | 0.34415 | 0.34246 | 0 | 0 | 0 | 0 | 0 | 0 | 62.7743 | 61.7807 | 61.1346 | 60.0284 | 58.8954 | 58.0378 | 58.1728 | 58.5479 | 60.7308 | 64.8414 | 69.9139 | 74.1758 | 76.8574 | 78.4793 | 79.4189 | 79.394 | 78.2786 | 75.8757 | 73.2071 | 70.7831 | 68.7871 | 67.0757 | 65.5131 | 64.7797 | 0.32439 | 0.29621 | 0.28763 | 0.28392 | 0.30927 | 0.38296 | 0.49986 | 0.5851 | 0.62216 | 0.61411 | 0.60785 | 0.63944 | 0.70847 | 0.79262 | 0.84078 | 0.89666 | 0.9152 | 0.83845 | 0.74719 | 0.57104 | 0.50731 | 0.43111 | 0.34457 | 0.29204
Portfolio Adjusted1-in-10Size: 20 kW to 199.99 kWOrange County2021December Monthly Peak | Portfolio Adjusted | 1-in-10 | Size: 20 kW to 199.99 kW | Orange County | 2021 | December Monthly Peak | 12 | 12.2723 | 11.895 | 11.778 | 11.8951 | 12.5651 | 14.3977 | 16.8052 | 17.9098 | 19.3917 | 20.4119 | 20.7364 | 20.3783 | 20.1646 | 19.8022 | 19.5106 | 18.6252 | 18.5145 | 19.3949 | 18.4531 | 17.757 | 16.8587 | 15.8003 | 14.4747 | 13.2757 | 0 | 0 | 0 | 0 | 0 | 0 | 0 | 0 | 0 | 0 | 0 | 0 | 0 | 0 | 0.29266 | 0.27938 | 0.27772 | 0.29092 | 0 | 0 | 0 | 0 | 0 | 0 | 43.1605 | 42.5002 | 41.8122 | 41.7163 | 41.2068 | 40.4357 | 40.4564 | 40.4546 | 41.3291 | 43.2501 | 45.5141 | 47.4769 | 48.4788 | 48.9349 | 49.3958 | 49.661 | 49.1076 | 47.8191 | 46.093 | 45.1526 | 44.3801 | 43.543 | 42.9431 | 42.4381 | 0.32839 | 0.29986 | 0.29117 | 0.28742 | 0.31309 | 0.38768 | 0.50603 | 0.59232 | 0.62984 | 0.62168 | 0.61535 | 0.64733 | 0.71721 | 0.8024 | 0.85115 | 0.90772 | 0.92649 | 0.84879 | 0.7564 | 0.57808 | 0.51356 | 0.43643 | 0.34882 | 0.29564
Portfolio Adjusted1-in-10Size: 20 kW to 199.99 kWOrange County2021Typical Event Day | Portfolio Adjusted | 1-in-10 | Size: 20 kW to 199.99 kW | Orange County | 2021 | Typical Event Day | 8 | 14.8267 | 14.0374 | 13.6143 | 13.4771 | 13.935 | 15.784 | 17.7174 | 20.7979 | 24.944 | 28.2232 | 30.9119 | 32.5733 | 33.9593 | 34.8227 | 35.1175 | 34.4478 | 32.7983 | 29.8374 | 26.363 | 24.9614 | 24.3225 | 21.9149 | 19.1474 | 16.684 | 0 | 0 | 0 | 0 | 0 | 0 | 0 | 0 | 0 | 0 | 0 | 0 | 0 | 0 | 0.52676 | 0.51672 | 0.49197 | 0.44756 | 0 | 0 | 0 | 0 | 0 | 0 | 76.9287 | 75.7739 | 74.6812 | 73.8548 | 72.9708 | 72.278 | 71.9889 | 72.3965 | 75.2276 | 79.7587 | 84.536 | 89.0257 | 92.2585 | 94.4716 | 95.8735 | 96.1758 | 96.1791 | 95.1603 | 93.5738 | 91.1012 | 87.4566 | 83.998 | 81.6178 | 79.8847 | 0.32664 | 0.29826 | 0.28962 | 0.28589 | 0.31141 | 0.38561 | 0.50332 | 0.58915 | 0.62647 | 0.61836 | 0.61206 | 0.64386 | 0.71338 | 0.79811 | 0.8466 | 0.90287 | 0.92154 | 0.84425 | 0.75236 | 0.57499 | 0.51082 | 0.43409 | 0.34695 | 0.29406
Portfolio Adjusted1-in-10Size: 20 kW to 199.99 kWOrange County2022January Monthly Peak | Portfolio Adjusted | 1-in-10 | Size: 20 kW to 199.99 kW | Orange County | 2022 | January Monthly Peak | 1 | 12.4833 | 12.1748 | 12.0076 | 12.2096 | 12.9435 | 14.6747 | 17.3533 | 18.5257 | 20.1058 | 20.8905 | 21.0335 | 20.4701 | 20.2171 | 19.8662 | 19.7168 | 18.8431 | 18.2126 | 19.1149 | 18.3864 | 17.7719 | 16.9186 | 16.1505 | 14.6776 | 13.51 | 0 | 0 | 0 | 0 | 0 | 0 | 0 | 0 | 0 | 0 | 0 | 0 | 0 | 0 | 0.29575 | 0.28265 | 0.27319 | 0.28672 | 0 | 0 | 0 | 0 | 0 | 0 | 40.9487 | 40.8612 | 40.1187 | 39.4615 | 38.9458 | 38.56 | 38.2233 | 37.9621 | 38.5705 | 40.9675 | 43.1205 | 45.112 | 46.5586 | 47.5578 | 48.5807 | 48.8792 | 48.3442 | 47.0949 | 45.3755 | 44.6189 | 43.9208 | 43.7744 | 43.4666 | 43.0417 | 0.34062 | 0.31102 | 0.30201 | 0.29812 | 0.32474 | 0.40211 | 0.52486 | 0.61437 | 0.65328 | 0.64482 | 0.63825 | 0.67142 | 0.74391 | 0.83227 | 0.88283 | 0.94151 | 0.96098 | 0.88038 | 0.78456 | 0.5996 | 0.53268 | 0.45267 | 0.3618 | 0.30665
Portfolio Adjusted1-in-10Size: 20 kW to 199.99 kWOrange County2022February Monthly Peak | Portfolio Adjusted | 1-in-10 | Size: 20 kW to 199.99 kW | Orange County | 2022 | February Monthly Peak | 2 | 12.2235 | 11.9028 | 11.6751 | 11.8372 | 12.5208 | 14.0715 | 16.2163 | 17.4574 | 19.1187 | 20.1624 | 20.7863 | 20.7657 | 21.0194 | 21.16 | 21.1651 | 20.2567 | 19.3566 | 19.3508 | 19.267 | 18.3002 | 17.3429 | 16.1431 | 14.5191 | 13.2234 | 0 | 0 | 0 | 0 | 0 | 0 | 0 | 0 | 0 | 0 | 0 | 0 | 0 | 0 | 0.31748 | 0.30385 | 0.29035 | 0.29026 | 0 | 0 | 0 | 0 | 0 | 0 | 47.2563 | 46.9271 | 46.5845 | 46.0266 | 45.5252 | 45.1836 | 44.5753 | 45.1536 | 46.1342 | 49.5083 | 52.4466 | 55.6086 | 57.5335 | 58.4827 | 59.1402 | 59.3795 | 58.1199 | 57.1171 | 55.3149 | 53.423 | 52.2651 | 50.9597 | 49.8968 | 48.4636 | 0.32465 | 0.29645 | 0.28786 | 0.28415 | 0.30952 | 0.38326 | 0.50026 | 0.58557 | 0.62266 | 0.6146 | 0.60834 | 0.63995 | 0.70904 | 0.79326 | 0.84146 | 0.89738 | 0.91594 | 0.83912 | 0.74779 | 0.5715 | 0.50772 | 0.43146 | 0.34485 | 0.29227
Portfolio Adjusted1-in-10Size: 20 kW to 199.99 kWOrange County2022March Monthly Peak | Portfolio Adjusted | 1-in-10 | Size: 20 kW to 199.99 kW | Orange County | 2022 | March Monthly Peak | 3 | 12.4833 | 11.9875 | 11.6955 | 11.7291 | 12.3495 | 13.8138 | 15.8435 | 17.2138 | 19.2547 | 20.909 | 22.2552 | 22.9505 | 23.7636 | 24.4048 | 24.7746 | 24.1508 | 22.8357 | 21.1142 | 19.9934 | 20.0858 | 18.922 | 17.2924 | 15.191 | 13.597 | 0 | 0 | 0 | 0 | 0 | 0 | 0 | 0 | 0 | 0 | 0 | 0 | 0 | 0 | 0.37162 | 0.36226 | 0.34253 | 0.31671 | 0 | 0 | 0 | 0 | 0 | 0 | 60.4173 | 58.9724 | 57.9493 | 57.5797 | 56.3649 | 55.4331 | 54.8905 | 55.6967 | 59.1023 | 63.6146 | 68.4548 | 72.9282 | 76.0768 | 77.6898 | 78.3736 | 79.0464 | 78.9266 | 77.9326 | 75.3721 | 71.8628 | 68.8937 | 65.9952 | 63.7231 | 61.965 | 0.32348 | 0.29538 | 0.28682 | 0.28313 | 0.30841 | 0.38188 | 0.49846 | 0.58346 | 0.62042 | 0.61239 | 0.60615 | 0.63765 | 0.70649 | 0.7904 | 0.83842 | 0.89415 | 0.91264 | 0.8361 | 0.74509 | 0.56944 | 0.50588 | 0.4299 | 0.3436 | 0.29122
Portfolio Adjusted1-in-10Size: 20 kW to 199.99 kWOrange County2022April Monthly Peak | Portfolio Adjusted | 1-in-10 | Size: 20 kW to 199.99 kW | Orange County | 2022 | April Monthly Peak | 4 | 12.9621 | 12.3342 | 12.0062 | 11.9714 | 12.5425 | 14.1194 | 15.7954 | 17.7792 | 20.7693 | 23.3064 | 25.345 | 26.6449 | 27.963 | 28.8757 | 29.2851 | 28.5351 | 27.0187 | 24.6217 | 22.1258 | 21.9983 | 20.994 | 18.9722 | 16.466 | 14.5478 | 0 | 0 | 0 | 0 | 0 | 0 | 0 | 0 | 0 | 0 | 0 | 0 | 0 | 0 | 0.43928 | 0.42803 | 0.40528 | 0.36933 | 0 | 0 | 0 | 0 | 0 | 0 | 71.354 | 69.5018 | 67.8819 | 66.1958 | 65.2352 | 64.56 | 63.9683 | 64.093 | 67.1652 | 72.7396 | 78.803 | 84.3193 | 87.9847 | 89.9253 | 90.6195 | 91.1394 | 91.1369 | 90.3162 | 88.6906 | 85.0839 | 80.0978 | 76.1344 | 73.5341 | 71.4806 | 0.32557 | 0.29729 | 0.28867 | 0.28495 | 0.3104 | 0.38435 | 0.50168 | 0.58723 | 0.62443 | 0.61634 | 0.61006 | 0.64176 | 0.71105 | 0.7955 | 0.84384 | 0.89992 | 0.91853 | 0.8415 | 0.7499 | 0.57311 | 0.50915 | 0.43268 | 0.34582 | 0.2931
Portfolio Adjusted1-in-10Size: 20 kW to 199.99 kWOrange County2022May Monthly Peak | Portfolio Adjusted | 1-in-10 | Size: 20 kW to 199.99 kW | Orange County | 2022 | May Monthly Peak | 5 | 13.3513 | 12.7005 | 12.3449 | 12.2541 | 12.8553 | 14.3247 | 15.5622 | 18.3815 | 22.0269 | 25.0491 | 27.3515 | 28.667 | 29.8321 | 30.6032 | 30.9621 | 30.1761 | 28.6437 | 26.1318 | 23.3555 | 22.3407 | 22.0313 | 19.8059 | 17.1739 | 15.0615 | 0 | 0 | 0 | 0 | 0 | 0 | 0 | 0 | 0 | 0 | 0 | 0 | 0 | 0 | 0.46443 | 0.45264 | 0.42966 | 0.39198 | 0 | 0 | 0 | 0 | 0 | 0 | 72.2529 | 70.8734 | 69.2363 | 68.524 | 67.8652 | 66.9504 | 66.505 | 66.9362 | 70.9885 | 77.2907 | 82.7552 | 87.0131 | 89.6123 | 91.5549 | 92.9719 | 93.8312 | 93.9272 | 92.6731 | 90.5008 | 87.7696 | 84.3264 | 80.5543 | 77.6969 | 75.5633 | 0.32516 | 0.29691 | 0.28831 | 0.2846 | 0.31001 | 0.38387 | 0.50105 | 0.58649 | 0.62364 | 0.61557 | 0.6093 | 0.64096 | 0.71016 | 0.79451 | 0.84278 | 0.8988 | 0.91738 | 0.84044 | 0.74896 | 0.57239 | 0.50851 | 0.43214 | 0.34539 | 0.29273
Portfolio Adjusted1-in-10Size: 20 kW to 199.99 kWOrange County2022June Monthly Peak | Portfolio Adjusted | 1-in-10 | Size: 20 kW to 199.99 kW | Orange County | 2022 | June Monthly Peak | 6 | 13.8425 | 13.1419 | 12.7681 | 12.689 | 13.2725 | 14.6016 | 16.0481 | 19.2906 | 22.9337 | 26.0438 | 28.5194 | 30.06 | 31.4593 | 32.3958 | 32.8777 | 32.1226 | 30.4659 | 27.8528 | 24.8726 | 23.0912 | 22.7485 | 20.7026 | 17.9354 | 15.6512 | 0 | 0 | 0 | 0 | 0 | 0 | 0 | 0 | 0 | 0 | 0 | 0 | 0 | 0 | 0.49317 | 0.48184 | 0.45699 | 0.41779 | 0 | 0 | 0 | 0 | 0 | 0 | 73.4298 | 72.0821 | 70.7319 | 69.6507 | 68.4362 | 67.571 | 67.3878 | 68.3976 | 71.5928 | 76.3766 | 81.5228 | 85.8617 | 88.8797 | 91.1618 | 92.7518 | 93.3626 | 93.6729 | 93.0765 | 91.6945 | 89.4508 | 85.5257 | 81.4573 | 78.916 | 76.9811 | 0.32612 | 0.29779 | 0.28916 | 0.28544 | 0.31092 | 0.385 | 0.50253 | 0.58823 | 0.62549 | 0.61739 | 0.6111 | 0.64285 | 0.71226 | 0.79685 | 0.84527 | 0.90145 | 0.92009 | 0.84292 | 0.75118 | 0.57409 | 0.51002 | 0.43341 | 0.34641 | 0.2936
Portfolio Adjusted1-in-10Size: 20 kW to 199.99 kWOrange County2022July Monthly Peak | Portfolio Adjusted | 1-in-10 | Size: 20 kW to 199.99 kW | Orange County | 2022 | July Monthly Peak | 7 | 14.7396 | 13.929 | 13.4818 | 13.3302 | 13.9196 | 15.5015 | 17.4155 | 20.8874 | 24.6628 | 27.7681 | 30.1366 | 31.5722 | 32.8672 | 33.778 | 34.2238 | 33.5252 | 32.0873 | 29.4268 | 26.2106 | 24.1789 | 23.8844 | 21.8478 | 19.1193 | 16.6464 | 0 | 0 | 0 | 0 | 0 | 0 | 0 | 0 | 0 | 0 | 0 | 0 | 0 | 0 | 0.51336 | 0.50288 | 0.48131 | 0.4414 | 0 | 0 | 0 | 0 | 0 | 0 | 75.5543 | 74.5561 | 73.5387 | 72.6503 | 71.8729 | 71.3796 | 71.1725 | 71.5294 | 74.4691 | 79.1879 | 83.7935 | 87.8292 | 90.4349 | 92.0294 | 93.6525 | 94.0957 | 94.6398 | 93.5218 | 91.6287 | 89.5982 | 86.4772 | 83.3031 | 81.1356 | 79.573 | 0.324 | 0.29585 | 0.28728 | 0.28358 | 0.3089 | 0.38249 | 0.49925 | 0.58439 | 0.62141 | 0.61336 | 0.60711 | 0.63866 | 0.70761 | 0.79165 | 0.83975 | 0.89557 | 0.91409 | 0.83743 | 0.74628 | 0.57034 | 0.50669 | 0.43058 | 0.34415 | 0.29168
Portfolio Adjusted1-in-10Size: 20 kW to 199.99 kWOrange County2022August Monthly Peak | Portfolio Adjusted | 1-in-10 | Size: 20 kW to 199.99 kW | Orange County | 2022 | August Monthly Peak | 8 | 15.0426 | 14.2307 | 13.7852 | 13.6404 | 14.0917 | 15.9681 | 17.934 | 21.143 | 25.4907 | 28.9331 | 31.7559 | 33.4844 | 34.8963 | 35.7633 | 36.0553 | 35.3636 | 33.6546 | 30.6244 | 27.0146 | 25.552 | 24.8193 | 22.3284 | 19.5015 | 16.9708 | 0 | 0 | 0 | 0 | 0 | 0 | 0 | 0 | 0 | 0 | 0 | 0 | 0 | 0 | 0.54083 | 0.53045 | 0.50482 | 0.45937 | 0 | 0 | 0 | 0 | 0 | 0 | 78.2861 | 77.2658 | 76.3677 | 75.6481 | 75.089 | 74.4559 | 74.0653 | 74.2891 | 77.2278 | 81.4393 | 85.8932 | 90.4042 | 93.8596 | 96.511 | 97.8789 | 98.1214 | 97.7579 | 96.3213 | 95.0217 | 92.3521 | 88.4437 | 85.1138 | 82.7694 | 81.1347 | 0.3295 | 0.30088 | 0.29216 | 0.2884 | 0.31415 | 0.38899 | 0.50774 | 0.59432 | 0.63197 | 0.62378 | 0.61743 | 0.64951 | 0.71964 | 0.80511 | 0.85403 | 0.91079 | 0.92962 | 0.85166 | 0.75896 | 0.58003 | 0.5153 | 0.4379 | 0.35 | 0.29664
Portfolio Adjusted1-in-10Size: 20 kW to 199.99 kWOrange County2022September Monthly Peak | Portfolio Adjusted | 1-in-10 | Size: 20 kW to 199.99 kW | Orange County | 2022 | September Monthly Peak | 9 | 15.0956 | 14.3132 | 13.885 | 13.7704 | 14.2402 | 16.2523 | 18.8082 | 21.431 | 25.9101 | 29.4521 | 32.3276 | 33.9476 | 35.2954 | 36.1597 | 36.4581 | 35.6418 | 33.8344 | 30.6521 | 27.2059 | 26.4414 | 24.4673 | 22.0602 | 19.3797 | 16.9777 | 0 | 0 | 0 | 0 | 0 | 0 | 0 | 0 | 0 | 0 | 0 | 0 | 0 | 0 | 0.54687 | 0.53463 | 0.50752 | 0.45978 | 0 | 0 | 0 | 0 | 0 | 0 | 80.4447 | 79.1914 | 78.0865 | 77.4701 | 76.485 | 75.7054 | 75.3302 | 75.3699 | 77.6206 | 82.031 | 86.9344 | 92.0078 | 95.8598 | 98.1841 | 99.2107 | 99.1233 | 98.6456 | 97.7215 | 95.9503 | 93.0038 | 89.3799 | 86.1176 | 83.6501 | 81.8499 | 0.32882 | 0.30025 | 0.29155 | 0.2878 | 0.3135 | 0.38819 | 0.50669 | 0.59309 | 0.63066 | 0.62249 | 0.61615 | 0.64817 | 0.71815 | 0.80345 | 0.85226 | 0.90891 | 0.9277 | 0.8499 | 0.75739 | 0.57884 | 0.51424 | 0.437 | 0.34928 | 0.29603
Portfolio Adjusted1-in-10Size: 20 kW to 199.99 kWOrange County2022October Monthly Peak | Portfolio Adjusted | 1-in-10 | Size: 20 kW to 199.99 kW | Orange County | 2022 | October Monthly Peak | 10 | 13.507 | 12.8666 | 12.4736 | 12.4145 | 12.8856 | 14.652 | 17.2584 | 18.9914 | 22.2402 | 25.264 | 27.697 | 29.3317 | 30.772 | 31.7245 | 32.124 | 31.3581 | 29.5613 | 26.5908 | 25.1475 | 23.8952 | 21.8951 | 19.7809 | 17.3189 | 15.1811 | 0 | 0 | 0 | 0 | 0 | 0 | 0 | 0 | 0 | 0 | 0 | 0 | 0 | 0 | 0.48186 | 0.47037 | 0.44342 | 0.39886 | 0 | 0 | 0 | 0 | 0 | 0 | 75.1527 | 74.665 | 74.184 | 72.7782 | 71.949 | 71.3443 | 70.7312 | 70.3987 | 71.4973 | 74.8809 | 79.1274 | 83.6581 | 87.254 | 90.051 | 91.4741 | 91.9257 | 91.2559 | 89.5879 | 87.2032 | 83.9686 | 80.5938 | 78.3049 | 76.7291 | 75.2873 | 0.32564 | 0.29735 | 0.28873 | 0.28501 | 0.31046 | 0.38443 | 0.50178 | 0.58735 | 0.62455 | 0.61647 | 0.61018 | 0.64189 | 0.71119 | 0.79566 | 0.84401 | 0.90011 | 0.91872 | 0.84167 | 0.75006 | 0.57323 | 0.50925 | 0.43277 | 0.34589 | 0.29316
Portfolio Adjusted1-in-10Size: 20 kW to 199.99 kWOrange County2022November Monthly Peak | Portfolio Adjusted | 1-in-10 | Size: 20 kW to 199.99 kW | Orange County | 2022 | November Monthly Peak | 11 | 12.0929 | 11.6751 | 11.505 | 11.5544 | 12.0929 | 13.8214 | 15.4124 | 17.0318 | 19.4757 | 21.4829 | 22.9355 | 23.8781 | 24.6457 | 25.0869 | 25.1261 | 24.1529 | 22.9436 | 22.8307 | 21.0992 | 19.7804 | 18.4432 | 16.8431 | 14.8538 | 13.2713 | 0 | 0 | 0 | 0 | 0 | 0 | 0 | 0 | 0 | 0 | 0 | 0 | 0 | 0 | 0.37689 | 0.36229 | 0.34415 | 0.34246 | 0 | 0 | 0 | 0 | 0 | 0 | 62.7743 | 61.7807 | 61.1346 | 60.0284 | 58.8954 | 58.0378 | 58.1728 | 58.5479 | 60.7308 | 64.8414 | 69.9139 | 74.1758 | 76.8574 | 78.4793 | 79.4189 | 79.394 | 78.2786 | 75.8757 | 73.2071 | 70.7831 | 68.7871 | 67.0757 | 65.5131 | 64.7797 | 0.32439 | 0.29621 | 0.28763 | 0.28392 | 0.30927 | 0.38296 | 0.49986 | 0.5851 | 0.62216 | 0.61411 | 0.60785 | 0.63944 | 0.70847 | 0.79262 | 0.84078 | 0.89666 | 0.9152 | 0.83845 | 0.74719 | 0.57104 | 0.50731 | 0.43111 | 0.34457 | 0.29204
Portfolio Adjusted1-in-10Size: 20 kW to 199.99 kWOrange County2022December Monthly Peak | Portfolio Adjusted | 1-in-10 | Size: 20 kW to 199.99 kW | Orange County | 2022 | December Monthly Peak | 12 | 12.2723 | 11.895 | 11.778 | 11.8951 | 12.5651 | 14.3977 | 16.8052 | 17.9098 | 19.3917 | 20.4119 | 20.7364 | 20.3783 | 20.1646 | 19.8022 | 19.5106 | 18.6252 | 18.5145 | 19.3949 | 18.4531 | 17.757 | 16.8587 | 15.8003 | 14.4747 | 13.2757 | 0 | 0 | 0 | 0 | 0 | 0 | 0 | 0 | 0 | 0 | 0 | 0 | 0 | 0 | 0.29266 | 0.27938 | 0.27772 | 0.29092 | 0 | 0 | 0 | 0 | 0 | 0 | 43.1605 | 42.5002 | 41.8122 | 41.7163 | 41.2068 | 40.4357 | 40.4564 | 40.4546 | 41.3291 | 43.2501 | 45.5141 | 47.4769 | 48.4788 | 48.9349 | 49.3958 | 49.661 | 49.1076 | 47.8191 | 46.093 | 45.1526 | 44.3801 | 43.543 | 42.9431 | 42.4381 | 0.32839 | 0.29986 | 0.29117 | 0.28742 | 0.31309 | 0.38768 | 0.50603 | 0.59232 | 0.62984 | 0.62168 | 0.61535 | 0.64733 | 0.71721 | 0.8024 | 0.85115 | 0.90772 | 0.92649 | 0.84879 | 0.7564 | 0.57808 | 0.51356 | 0.43643 | 0.34882 | 0.29564
Portfolio Adjusted1-in-10Size: 20 kW to 199.99 kWOrange County2022Typical Event Day | Portfolio Adjusted | 1-in-10 | Size: 20 kW to 199.99 kW | Orange County | 2022 | Typical Event Day | 8 | 14.8267 | 14.0374 | 13.6143 | 13.4771 | 13.935 | 15.784 | 17.7174 | 20.7979 | 24.944 | 28.2232 | 30.9119 | 32.5733 | 33.9593 | 34.8227 | 35.1175 | 34.4478 | 32.7983 | 29.8374 | 26.363 | 24.9614 | 24.3225 | 21.9149 | 19.1474 | 16.684 | 0 | 0 | 0 | 0 | 0 | 0 | 0 | 0 | 0 | 0 | 0 | 0 | 0 | 0 | 0.52676 | 0.51672 | 0.49197 | 0.44756 | 0 | 0 | 0 | 0 | 0 | 0 | 76.9287 | 75.7739 | 74.6812 | 73.8548 | 72.9708 | 72.278 | 71.9889 | 72.3965 | 75.2276 | 79.7587 | 84.536 | 89.0257 | 92.2585 | 94.4716 | 95.8735 | 96.1758 | 96.1791 | 95.1603 | 93.5738 | 91.1012 | 87.4566 | 83.998 | 81.6178 | 79.8847 | 0.32664 | 0.29826 | 0.28962 | 0.28589 | 0.31141 | 0.38561 | 0.50332 | 0.58915 | 0.62647 | 0.61836 | 0.61206 | 0.64386 | 0.71338 | 0.79811 | 0.8466 | 0.90287 | 0.92154 | 0.84425 | 0.75236 | 0.57499 | 0.51082 | 0.43409 | 0.34695 | 0.29406
Portfolio Adjusted1-in-10Size: 20 kW to 199.99 kWOrange County2023January Monthly Peak | Portfolio Adjusted | 1-in-10 | Size: 20 kW to 199.99 kW | Orange County | 2023 | January Monthly Peak | 1 | 12.4833 | 12.1748 | 12.0076 | 12.2096 | 12.9435 | 14.6747 | 17.3533 | 18.5257 | 20.1058 | 20.8905 | 21.0335 | 20.4701 | 20.2171 | 19.8662 | 19.7168 | 18.8431 | 18.2126 | 19.1149 | 18.3864 | 17.7719 | 16.9186 | 16.1505 | 14.6776 | 13.51 | 0 | 0 | 0 | 0 | 0 | 0 | 0 | 0 | 0 | 0 | 0 | 0 | 0 | 0 | 0.29575 | 0.28265 | 0.27319 | 0.28672 | 0 | 0 | 0 | 0 | 0 | 0 | 40.9487 | 40.8612 | 40.1187 | 39.4615 | 38.9458 | 38.56 | 38.2233 | 37.9621 | 38.5705 | 40.9675 | 43.1205 | 45.112 | 46.5586 | 47.5578 | 48.5807 | 48.8792 | 48.3442 | 47.0949 | 45.3755 | 44.6189 | 43.9208 | 43.7744 | 43.4666 | 43.0417 | 0.34062 | 0.31102 | 0.30201 | 0.29812 | 0.32474 | 0.40211 | 0.52486 | 0.61437 | 0.65328 | 0.64482 | 0.63825 | 0.67142 | 0.74391 | 0.83227 | 0.88283 | 0.94151 | 0.96098 | 0.88038 | 0.78456 | 0.5996 | 0.53268 | 0.45267 | 0.3618 | 0.30665
Portfolio Adjusted1-in-10Size: 20 kW to 199.99 kWOrange County2023February Monthly Peak | Portfolio Adjusted | 1-in-10 | Size: 20 kW to 199.99 kW | Orange County | 2023 | February Monthly Peak | 2 | 12.2235 | 11.9028 | 11.6751 | 11.8372 | 12.5208 | 14.0715 | 16.2163 | 17.4574 | 19.1187 | 20.1624 | 20.7863 | 20.7657 | 21.0194 | 21.16 | 21.1651 | 20.2567 | 19.3566 | 19.3508 | 19.267 | 18.3002 | 17.3429 | 16.1431 | 14.5191 | 13.2234 | 0 | 0 | 0 | 0 | 0 | 0 | 0 | 0 | 0 | 0 | 0 | 0 | 0 | 0 | 0.31748 | 0.30385 | 0.29035 | 0.29026 | 0 | 0 | 0 | 0 | 0 | 0 | 47.2563 | 46.9271 | 46.5845 | 46.0266 | 45.5252 | 45.1836 | 44.5753 | 45.1536 | 46.1342 | 49.5083 | 52.4466 | 55.6086 | 57.5335 | 58.4827 | 59.1402 | 59.3795 | 58.1199 | 57.1171 | 55.3149 | 53.423 | 52.2651 | 50.9597 | 49.8968 | 48.4636 | 0.32465 | 0.29645 | 0.28786 | 0.28415 | 0.30952 | 0.38326 | 0.50026 | 0.58557 | 0.62266 | 0.6146 | 0.60834 | 0.63995 | 0.70904 | 0.79326 | 0.84146 | 0.89738 | 0.91594 | 0.83912 | 0.74779 | 0.5715 | 0.50771 | 0.43146 | 0.34485 | 0.29227
Portfolio Adjusted1-in-10Size: 20 kW to 199.99 kWOrange County2023March Monthly Peak | Portfolio Adjusted | 1-in-10 | Size: 20 kW to 199.99 kW | Orange County | 2023 | March Monthly Peak | 3 | 12.4833 | 11.9875 | 11.6955 | 11.7291 | 12.3495 | 13.8138 | 15.8435 | 17.2138 | 19.2547 | 20.909 | 22.2552 | 22.9505 | 23.7636 | 24.4048 | 24.7746 | 24.1508 | 22.8356 | 21.1142 | 19.9934 | 20.0858 | 18.922 | 17.2924 | 15.191 | 13.597 | 0 | 0 | 0 | 0 | 0 | 0 | 0 | 0 | 0 | 0 | 0 | 0 | 0 | 0 | 0.37162 | 0.36226 | 0.34253 | 0.31671 | 0 | 0 | 0 | 0 | 0 | 0 | 60.4173 | 58.9724 | 57.9493 | 57.5798 | 56.3649 | 55.4331 | 54.8905 | 55.6967 | 59.1023 | 63.6146 | 68.4548 | 72.9282 | 76.0768 | 77.6898 | 78.3736 | 79.0463 | 78.9266 | 77.9326 | 75.3721 | 71.8628 | 68.8937 | 65.9952 | 63.7231 | 61.965 | 0.32348 | 0.29538 | 0.28682 | 0.28313 | 0.30841 | 0.38188 | 0.49846 | 0.58346 | 0.62042 | 0.61239 | 0.60615 | 0.63765 | 0.70649 | 0.7904 | 0.83842 | 0.89415 | 0.91264 | 0.8361 | 0.74509 | 0.56944 | 0.50588 | 0.4299 | 0.3436 | 0.29122
Portfolio Adjusted1-in-10Size: 20 kW to 199.99 kWOrange County2023April Monthly Peak | Portfolio Adjusted | 1-in-10 | Size: 20 kW to 199.99 kW | Orange County | 2023 | April Monthly Peak | 4 | 12.9621 | 12.3342 | 12.0062 | 11.9714 | 12.5425 | 14.1194 | 15.7954 | 17.7792 | 20.7693 | 23.3064 | 25.345 | 26.6449 | 27.963 | 28.8757 | 29.2851 | 28.5351 | 27.0187 | 24.6217 | 22.1258 | 21.9983 | 20.994 | 18.9722 | 16.466 | 14.5478 | 0 | 0 | 0 | 0 | 0 | 0 | 0 | 0 | 0 | 0 | 0 | 0 | 0 | 0 | 0.43928 | 0.42803 | 0.40528 | 0.36933 | 0 | 0 | 0 | 0 | 0 | 0 | 71.354 | 69.5018 | 67.8819 | 66.1958 | 65.2352 | 64.56 | 63.9683 | 64.093 | 67.1652 | 72.7396 | 78.803 | 84.3193 | 87.9847 | 89.9253 | 90.6195 | 91.1394 | 91.1369 | 90.3162 | 88.6906 | 85.0839 | 80.0978 | 76.1344 | 73.5341 | 71.4805 | 0.32557 | 0.29729 | 0.28867 | 0.28495 | 0.3104 | 0.38435 | 0.50168 | 0.58723 | 0.62443 | 0.61634 | 0.61006 | 0.64176 | 0.71105 | 0.7955 | 0.84384 | 0.89992 | 0.91853 | 0.8415 | 0.7499 | 0.57311 | 0.50915 | 0.43268 | 0.34582 | 0.2931
Portfolio Adjusted1-in-10Size: 20 kW to 199.99 kWOrange County2023May Monthly Peak | Portfolio Adjusted | 1-in-10 | Size: 20 kW to 199.99 kW | Orange County | 2023 | May Monthly Peak | 5 | 13.3513 | 12.7005 | 12.3449 | 12.2541 | 12.8553 | 14.3247 | 15.5622 | 18.3815 | 22.0269 | 25.0491 | 27.3515 | 28.667 | 29.8321 | 30.6032 | 30.9621 | 30.1761 | 28.6437 | 26.1318 | 23.3555 | 22.3407 | 22.0313 | 19.8059 | 17.1739 | 15.0615 | 0 | 0 | 0 | 0 | 0 | 0 | 0 | 0 | 0 | 0 | 0 | 0 | 0 | 0 | 0.46443 | 0.45264 | 0.42966 | 0.39198 | 0 | 0 | 0 | 0 | 0 | 0 | 72.2529 | 70.8734 | 69.2363 | 68.524 | 67.8652 | 66.9504 | 66.5049 | 66.9362 | 70.9885 | 77.2907 | 82.7552 | 87.0131 | 89.6123 | 91.5549 | 92.9719 | 93.8312 | 93.9272 | 92.6731 | 90.5008 | 87.7696 | 84.3264 | 80.5543 | 77.6969 | 75.5632 | 0.32516 | 0.29691 | 0.28831 | 0.2846 | 0.31001 | 0.38387 | 0.50105 | 0.58649 | 0.62364 | 0.61557 | 0.6093 | 0.64096 | 0.71016 | 0.79451 | 0.84278 | 0.8988 | 0.91738 | 0.84044 | 0.74896 | 0.57239 | 0.50851 | 0.43214 | 0.34539 | 0.29273
Portfolio Adjusted1-in-10Size: 20 kW to 199.99 kWOrange County2023June Monthly Peak | Portfolio Adjusted | 1-in-10 | Size: 20 kW to 199.99 kW | Orange County | 2023 | June Monthly Peak | 6 | 13.8425 | 13.1419 | 12.7681 | 12.689 | 13.2725 | 14.6016 | 16.0481 | 19.2906 | 22.9337 | 26.0438 | 28.5194 | 30.06 | 31.4593 | 32.3958 | 32.8777 | 32.1226 | 30.4659 | 27.8528 | 24.8726 | 23.0912 | 22.7485 | 20.7026 | 17.9354 | 15.6512 | 0 | 0 | 0 | 0 | 0 | 0 | 0 | 0 | 0 | 0 | 0 | 0 | 0 | 0 | 0.49317 | 0.48184 | 0.45699 | 0.41779 | 0 | 0 | 0 | 0 | 0 | 0 | 73.4298 | 72.0821 | 70.7319 | 69.6507 | 68.4362 | 67.571 | 67.3878 | 68.3976 | 71.5928 | 76.3766 | 81.5228 | 85.8617 | 88.8797 | 91.1618 | 92.7518 | 93.3626 | 93.6729 | 93.0765 | 91.6946 | 89.4508 | 85.5257 | 81.4573 | 78.916 | 76.9811 | 0.32612 | 0.29779 | 0.28916 | 0.28544 | 0.31092 | 0.385 | 0.50253 | 0.58823 | 0.62549 | 0.61739 | 0.6111 | 0.64285 | 0.71226 | 0.79685 | 0.84527 | 0.90145 | 0.92009 | 0.84292 | 0.75118 | 0.57409 | 0.51002 | 0.43341 | 0.34641 | 0.2936
Portfolio Adjusted1-in-10Size: 20 kW to 199.99 kWOrange County2023July Monthly Peak | Portfolio Adjusted | 1-in-10 | Size: 20 kW to 199.99 kW | Orange County | 2023 | July Monthly Peak | 7 | 14.7396 | 13.929 | 13.4818 | 13.3302 | 13.9196 | 15.5015 | 17.4155 | 20.8874 | 24.6628 | 27.7681 | 30.1366 | 31.5722 | 32.8672 | 33.778 | 34.2238 | 33.5252 | 32.0873 | 29.4268 | 26.2106 | 24.1789 | 23.8844 | 21.8478 | 19.1193 | 16.6464 | 0 | 0 | 0 | 0 | 0 | 0 | 0 | 0 | 0 | 0 | 0 | 0 | 0 | 0 | 0.51336 | 0.50288 | 0.48131 | 0.4414 | 0 | 0 | 0 | 0 | 0 | 0 | 75.5543 | 74.5561 | 73.5387 | 72.6503 | 71.8729 | 71.3796 | 71.1725 | 71.5294 | 74.4691 | 79.1879 | 83.7935 | 87.8292 | 90.4349 | 92.0294 | 93.6525 | 94.0957 | 94.6398 | 93.5218 | 91.6287 | 89.5982 | 86.4772 | 83.3031 | 81.1355 | 79.573 | 0.324 | 0.29585 | 0.28728 | 0.28358 | 0.3089 | 0.38249 | 0.49925 | 0.58439 | 0.6214 | 0.61336 | 0.60711 | 0.63866 | 0.70761 | 0.79165 | 0.83975 | 0.89557 | 0.91409 | 0.83743 | 0.74628 | 0.57034 | 0.50669 | 0.43058 | 0.34415 | 0.29168
Portfolio Adjusted1-in-10Size: 20 kW to 199.99 kWOrange County2023August Monthly Peak | Portfolio Adjusted | 1-in-10 | Size: 20 kW to 199.99 kW | Orange County | 2023 | August Monthly Peak | 8 | 15.0426 | 14.2307 | 13.7852 | 13.6404 | 14.0917 | 15.9681 | 17.934 | 21.143 | 25.4907 | 28.9331 | 31.7559 | 33.4844 | 34.8963 | 35.7633 | 36.0553 | 35.3636 | 33.6546 | 30.6244 | 27.0146 | 25.552 | 24.8193 | 22.3284 | 19.5015 | 16.9708 | 0 | 0 | 0 | 0 | 0 | 0 | 0 | 0 | 0 | 0 | 0 | 0 | 0 | 0 | 0.54083 | 0.53045 | 0.50482 | 0.45937 | 0 | 0 | 0 | 0 | 0 | 0 | 78.2861 | 77.2658 | 76.3677 | 75.6481 | 75.089 | 74.4559 | 74.0653 | 74.2891 | 77.2278 | 81.4393 | 85.8932 | 90.4042 | 93.8596 | 96.511 | 97.8789 | 98.1214 | 97.7579 | 96.3213 | 95.0217 | 92.3521 | 88.4437 | 85.1138 | 82.7694 | 81.1347 | 0.3295 | 0.30088 | 0.29216 | 0.2884 | 0.31415 | 0.38899 | 0.50774 | 0.59432 | 0.63197 | 0.62378 | 0.61743 | 0.64951 | 0.71964 | 0.80511 | 0.85403 | 0.91079 | 0.92962 | 0.85166 | 0.75896 | 0.58003 | 0.5153 | 0.4379 | 0.35 | 0.29664
Portfolio Adjusted1-in-10Size: 20 kW to 199.99 kWOrange County2023September Monthly Peak | Portfolio Adjusted | 1-in-10 | Size: 20 kW to 199.99 kW | Orange County | 2023 | September Monthly Peak | 9 | 15.0956 | 14.3132 | 13.885 | 13.7704 | 14.2402 | 16.2523 | 18.8082 | 21.431 | 25.9101 | 29.4521 | 32.3276 | 33.9476 | 35.2954 | 36.1597 | 36.4581 | 35.6418 | 33.8344 | 30.6521 | 27.2059 | 26.4414 | 24.4673 | 22.0602 | 19.3797 | 16.9777 | 0 | 0 | 0 | 0 | 0 | 0 | 0 | 0 | 0 | 0 | 0 | 0 | 0 | 0 | 0.54687 | 0.53463 | 0.50752 | 0.45978 | 0 | 0 | 0 | 0 | 0 | 0 | 80.4447 | 79.1914 | 78.0865 | 77.4701 | 76.485 | 75.7054 | 75.3302 | 75.37 | 77.6206 | 82.031 | 86.9344 | 92.0078 | 95.8598 | 98.1841 | 99.2107 | 99.1233 | 98.6456 | 97.7215 | 95.9503 | 93.0038 | 89.3799 | 86.1176 | 83.6501 | 81.8499 | 0.32882 | 0.30025 | 0.29155 | 0.2878 | 0.3135 | 0.38819 | 0.50669 | 0.59309 | 0.63066 | 0.62249 | 0.61615 | 0.64817 | 0.71815 | 0.80345 | 0.85226 | 0.90891 | 0.9277 | 0.8499 | 0.75739 | 0.57884 | 0.51424 | 0.437 | 0.34928 | 0.29603
Portfolio Adjusted1-in-10Size: 20 kW to 199.99 kWOrange County2023October Monthly Peak | Portfolio Adjusted | 1-in-10 | Size: 20 kW to 199.99 kW | Orange County | 2023 | October Monthly Peak | 10 | 13.507 | 12.8666 | 12.4736 | 12.4145 | 12.8856 | 14.652 | 17.2584 | 18.9914 | 22.2402 | 25.264 | 27.697 | 29.3317 | 30.772 | 31.7245 | 32.124 | 31.3581 | 29.5613 | 26.5908 | 25.1475 | 23.8952 | 21.8951 | 19.7809 | 17.3189 | 15.1811 | 0 | 0 | 0 | 0 | 0 | 0 | 0 | 0 | 0 | 0 | 0 | 0 | 0 | 0 | 0.48186 | 0.47037 | 0.44342 | 0.39886 | 0 | 0 | 0 | 0 | 0 | 0 | 75.1527 | 74.665 | 74.184 | 72.7782 | 71.949 | 71.3443 | 70.7312 | 70.3987 | 71.4973 | 74.8809 | 79.1274 | 83.6581 | 87.254 | 90.051 | 91.4741 | 91.9257 | 91.2559 | 89.5879 | 87.2032 | 83.9687 | 80.5938 | 78.3049 | 76.7291 | 75.2873 | 0.32564 | 0.29735 | 0.28873 | 0.28501 | 0.31046 | 0.38443 | 0.50178 | 0.58735 | 0.62455 | 0.61647 | 0.61018 | 0.64189 | 0.71119 | 0.79566 | 0.84401 | 0.90011 | 0.91872 | 0.84167 | 0.75006 | 0.57323 | 0.50925 | 0.43277 | 0.34589 | 0.29316
Portfolio Adjusted1-in-10Size: 20 kW to 199.99 kWOrange County2023November Monthly Peak | Portfolio Adjusted | 1-in-10 | Size: 20 kW to 199.99 kW | Orange County | 2023 | November Monthly Peak | 11 | 12.0929 | 11.6751 | 11.505 | 11.5544 | 12.0929 | 13.8214 | 15.4124 | 17.0318 | 19.4757 | 21.4829 | 22.9355 | 23.8781 | 24.6457 | 25.0869 | 25.1261 | 24.1529 | 22.9436 | 22.8307 | 21.0992 | 19.7804 | 18.4432 | 16.8431 | 14.8538 | 13.2713 | 0 | 0 | 0 | 0 | 0 | 0 | 0 | 0 | 0 | 0 | 0 | 0 | 0 | 0 | 0.37689 | 0.36229 | 0.34415 | 0.34246 | 0 | 0 | 0 | 0 | 0 | 0 | 62.7743 | 61.7807 | 61.1346 | 60.0284 | 58.8954 | 58.0378 | 58.1728 | 58.5479 | 60.7308 | 64.8413 | 69.9139 | 74.1758 | 76.8574 | 78.4793 | 79.4189 | 79.394 | 78.2786 | 75.8757 | 73.2071 | 70.7831 | 68.7871 | 67.0757 | 65.5131 | 64.7797 | 0.32439 | 0.29621 | 0.28763 | 0.28392 | 0.30927 | 0.38296 | 0.49986 | 0.5851 | 0.62216 | 0.61411 | 0.60785 | 0.63944 | 0.70847 | 0.79262 | 0.84078 | 0.89666 | 0.9152 | 0.83845 | 0.74719 | 0.57104 | 0.50731 | 0.43111 | 0.34457 | 0.29204
Portfolio Adjusted1-in-10Size: 20 kW to 199.99 kWOrange County2023December Monthly Peak | Portfolio Adjusted | 1-in-10 | Size: 20 kW to 199.99 kW | Orange County | 2023 | December Monthly Peak | 12 | 12.2723 | 11.895 | 11.778 | 11.8951 | 12.5651 | 14.3977 | 16.8052 | 17.9098 | 19.3917 | 20.4119 | 20.7364 | 20.3783 | 20.1646 | 19.8022 | 19.5106 | 18.6252 | 18.5145 | 19.3949 | 18.4531 | 17.757 | 16.8587 | 15.8003 | 14.4747 | 13.2757 | 0 | 0 | 0 | 0 | 0 | 0 | 0 | 0 | 0 | 0 | 0 | 0 | 0 | 0 | 0.29266 | 0.27938 | 0.27772 | 0.29092 | 0 | 0 | 0 | 0 | 0 | 0 | 43.1605 | 42.5002 | 41.8122 | 41.7163 | 41.2068 | 40.4357 | 40.4564 | 40.4546 | 41.3291 | 43.2501 | 45.5141 | 47.4769 | 48.4788 | 48.9349 | 49.3958 | 49.661 | 49.1076 | 47.8191 | 46.093 | 45.1526 | 44.3801 | 43.543 | 42.9431 | 42.4381 | 0.32839 | 0.29986 | 0.29117 | 0.28742 | 0.31309 | 0.38768 | 0.50603 | 0.59232 | 0.62984 | 0.62168 | 0.61535 | 0.64733 | 0.71721 | 0.8024 | 0.85115 | 0.90772 | 0.92649 | 0.84879 | 0.7564 | 0.57808 | 0.51356 | 0.43643 | 0.34882 | 0.29564
Portfolio Adjusted1-in-10Size: 20 kW to 199.99 kWOrange County2023Typical Event Day | Portfolio Adjusted | 1-in-10 | Size: 20 kW to 199.99 kW | Orange County | 2023 | Typical Event Day | 8 | 14.8267 | 14.0374 | 13.6143 | 13.4771 | 13.935 | 15.784 | 17.7174 | 20.7979 | 24.944 | 28.2232 | 30.9119 | 32.5733 | 33.9593 | 34.8227 | 35.1175 | 34.4478 | 32.7983 | 29.8373 | 26.363 | 24.9614 | 24.3225 | 21.9149 | 19.1474 | 16.684 | 0 | 0 | 0 | 0 | 0 | 0 | 0 | 0 | 0 | 0 | 0 | 0 | 0 | 0 | 0.52676 | 0.51672 | 0.49197 | 0.44756 | 0 | 0 | 0 | 0 | 0 | 0 | 76.9287 | 75.7739 | 74.6812 | 73.8548 | 72.9708 | 72.278 | 71.9889 | 72.3965 | 75.2276 | 79.7587 | 84.536 | 89.0257 | 92.2585 | 94.4716 | 95.8735 | 96.1758 | 96.1791 | 95.1603 | 93.5738 | 91.1012 | 87.4566 | 83.998 | 81.6178 | 79.8847 | 0.32664 | 0.29826 | 0.28962 | 0.28589 | 0.31141 | 0.38561 | 0.50332 | 0.58915 | 0.62647 | 0.61836 | 0.61206 | 0.64386 | 0.71338 | 0.79811 | 0.8466 | 0.90287 | 0.92154 | 0.84425 | 0.75236 | 0.57499 | 0.51082 | 0.43409 | 0.34695 | 0.29406
Portfolio Adjusted1-in-10Size: 20 kW to 199.99 kWOrange County2024January Monthly Peak | Portfolio Adjusted | 1-in-10 | Size: 20 kW to 199.99 kW | Orange County | 2024 | January Monthly Peak | 1 | 12.4833 | 12.1748 | 12.0076 | 12.2096 | 12.9435 | 14.6747 | 17.3533 | 18.5257 | 20.1058 | 20.8905 | 21.0335 | 20.4701 | 20.2171 | 19.8662 | 19.7168 | 18.8431 | 18.2126 | 19.1149 | 18.3864 | 17.7719 | 16.9186 | 16.1505 | 14.6776 | 13.51 | 0 | 0 | 0 | 0 | 0 | 0 | 0 | 0 | 0 | 0 | 0 | 0 | 0 | 0 | 0.29575 | 0.28265 | 0.27319 | 0.28672 | 0 | 0 | 0 | 0 | 0 | 0 | 40.9487 | 40.8612 | 40.1187 | 39.4615 | 38.9458 | 38.56 | 38.2233 | 37.9621 | 38.5705 | 40.9675 | 43.1205 | 45.112 | 46.5586 | 47.5578 | 48.5807 | 48.8792 | 48.3442 | 47.0949 | 45.3755 | 44.6189 | 43.9208 | 43.7744 | 43.4666 | 43.0417 | 0.34062 | 0.31102 | 0.30201 | 0.29812 | 0.32474 | 0.40211 | 0.52486 | 0.61437 | 0.65328 | 0.64482 | 0.63825 | 0.67142 | 0.74391 | 0.83227 | 0.88283 | 0.94151 | 0.96098 | 0.88038 | 0.78456 | 0.5996 | 0.53268 | 0.45267 | 0.3618 | 0.30665
Portfolio Adjusted1-in-10Size: 20 kW to 199.99 kWOrange County2024February Monthly Peak | Portfolio Adjusted | 1-in-10 | Size: 20 kW to 199.99 kW | Orange County | 2024 | February Monthly Peak | 2 | 12.2235 | 11.9028 | 11.6751 | 11.8372 | 12.5208 | 14.0715 | 16.2163 | 17.4574 | 19.1187 | 20.1624 | 20.7863 | 20.7657 | 21.0194 | 21.16 | 21.1651 | 20.2567 | 19.3566 | 19.3508 | 19.267 | 18.3002 | 17.3429 | 16.1431 | 14.5191 | 13.2234 | 0 | 0 | 0 | 0 | 0 | 0 | 0 | 0 | 0 | 0 | 0 | 0 | 0 | 0 | 0.31748 | 0.30385 | 0.29035 | 0.29026 | 0 | 0 | 0 | 0 | 0 | 0 | 47.2563 | 46.9271 | 46.5845 | 46.0266 | 45.5252 | 45.1836 | 44.5753 | 45.1536 | 46.1342 | 49.5083 | 52.4466 | 55.6086 | 57.5335 | 58.4827 | 59.1402 | 59.3795 | 58.1199 | 57.1171 | 55.3149 | 53.423 | 52.2651 | 50.9597 | 49.8968 | 48.4636 | 0.32465 | 0.29645 | 0.28786 | 0.28415 | 0.30952 | 0.38326 | 0.50026 | 0.58557 | 0.62266 | 0.6146 | 0.60834 | 0.63995 | 0.70904 | 0.79326 | 0.84146 | 0.89738 | 0.91594 | 0.83912 | 0.74779 | 0.5715 | 0.50771 | 0.43146 | 0.34485 | 0.29227
Portfolio Adjusted1-in-10Size: 20 kW to 199.99 kWOrange County2024March Monthly Peak | Portfolio Adjusted | 1-in-10 | Size: 20 kW to 199.99 kW | Orange County | 2024 | March Monthly Peak | 3 | 12.4833 | 11.9875 | 11.6955 | 11.7291 | 12.3495 | 13.8138 | 15.8435 | 17.2138 | 19.2547 | 20.909 | 22.2552 | 22.9505 | 23.7636 | 24.4048 | 24.7746 | 24.1508 | 22.8357 | 21.1142 | 19.9934 | 20.0858 | 18.922 | 17.2924 | 15.191 | 13.597 | 0 | 0 | 0 | 0 | 0 | 0 | 0 | 0 | 0 | 0 | 0 | 0 | 0 | 0 | 0.37162 | 0.36226 | 0.34253 | 0.31671 | 0 | 0 | 0 | 0 | 0 | 0 | 60.4173 | 58.9724 | 57.9493 | 57.5797 | 56.3649 | 55.4331 | 54.8905 | 55.6967 | 59.1023 | 63.6146 | 68.4548 | 72.9282 | 76.0768 | 77.6898 | 78.3736 | 79.0464 | 78.9266 | 77.9326 | 75.3721 | 71.8628 | 68.8937 | 65.9952 | 63.7231 | 61.965 | 0.32348 | 0.29538 | 0.28682 | 0.28313 | 0.30841 | 0.38188 | 0.49846 | 0.58346 | 0.62042 | 0.61239 | 0.60615 | 0.63765 | 0.70649 | 0.7904 | 0.83842 | 0.89415 | 0.91264 | 0.8361 | 0.74509 | 0.56944 | 0.50588 | 0.4299 | 0.3436 | 0.29122
Portfolio Adjusted1-in-10Size: 20 kW to 199.99 kWOrange County2024April Monthly Peak | Portfolio Adjusted | 1-in-10 | Size: 20 kW to 199.99 kW | Orange County | 2024 | April Monthly Peak | 4 | 12.9621 | 12.3342 | 12.0062 | 11.9714 | 12.5425 | 14.1194 | 15.7954 | 17.7792 | 20.7693 | 23.3064 | 25.345 | 26.6449 | 27.963 | 28.8757 | 29.2851 | 28.5351 | 27.0187 | 24.6217 | 22.1258 | 21.9983 | 20.994 | 18.9722 | 16.466 | 14.5478 | 0 | 0 | 0 | 0 | 0 | 0 | 0 | 0 | 0 | 0 | 0 | 0 | 0 | 0 | 0.43928 | 0.42803 | 0.40528 | 0.36933 | 0 | 0 | 0 | 0 | 0 | 0 | 71.354 | 69.5018 | 67.8819 | 66.1958 | 65.2352 | 64.56 | 63.9683 | 64.093 | 67.1652 | 72.7396 | 78.803 | 84.3193 | 87.9847 | 89.9253 | 90.6195 | 91.1394 | 91.1369 | 90.3162 | 88.6906 | 85.0839 | 80.0978 | 76.1344 | 73.5341 | 71.4806 | 0.32557 | 0.29729 | 0.28867 | 0.28495 | 0.3104 | 0.38435 | 0.50168 | 0.58723 | 0.62443 | 0.61634 | 0.61006 | 0.64176 | 0.71105 | 0.7955 | 0.84384 | 0.89992 | 0.91853 | 0.8415 | 0.7499 | 0.57311 | 0.50915 | 0.43268 | 0.34582 | 0.2931
Portfolio Adjusted1-in-10Size: 20 kW to 199.99 kWOrange County2024May Monthly Peak | Portfolio Adjusted | 1-in-10 | Size: 20 kW to 199.99 kW | Orange County | 2024 | May Monthly Peak | 5 | 13.3513 | 12.7005 | 12.3449 | 12.2541 | 12.8553 | 14.3247 | 15.5622 | 18.3815 | 22.0269 | 25.0491 | 27.3515 | 28.667 | 29.8321 | 30.6032 | 30.9621 | 30.1761 | 28.6437 | 26.1318 | 23.3555 | 22.3407 | 22.0313 | 19.8059 | 17.1739 | 15.0615 | 0 | 0 | 0 | 0 | 0 | 0 | 0 | 0 | 0 | 0 | 0 | 0 | 0 | 0 | 0.46443 | 0.45264 | 0.42966 | 0.39198 | 0 | 0 | 0 | 0 | 0 | 0 | 72.2529 | 70.8734 | 69.2363 | 68.524 | 67.8652 | 66.9504 | 66.505 | 66.9362 | 70.9885 | 77.2907 | 82.7552 | 87.0131 | 89.6123 | 91.5549 | 92.9719 | 93.8312 | 93.9272 | 92.6731 | 90.5008 | 87.7696 | 84.3264 | 80.5543 | 77.6969 | 75.5632 | 0.32516 | 0.29691 | 0.28831 | 0.2846 | 0.31001 | 0.38387 | 0.50105 | 0.58649 | 0.62364 | 0.61557 | 0.6093 | 0.64096 | 0.71016 | 0.79451 | 0.84278 | 0.8988 | 0.91738 | 0.84044 | 0.74896 | 0.57239 | 0.50851 | 0.43214 | 0.34539 | 0.29273
Portfolio Adjusted1-in-10Size: 20 kW to 199.99 kWOrange County2024June Monthly Peak | Portfolio Adjusted | 1-in-10 | Size: 20 kW to 199.99 kW | Orange County | 2024 | June Monthly Peak | 6 | 13.8425 | 13.1419 | 12.7681 | 12.689 | 13.2725 | 14.6016 | 16.0481 | 19.2906 | 22.9337 | 26.0438 | 28.5194 | 30.06 | 31.4593 | 32.3958 | 32.8777 | 32.1226 | 30.4659 | 27.8528 | 24.8726 | 23.0912 | 22.7485 | 20.7026 | 17.9354 | 15.6512 | 0 | 0 | 0 | 0 | 0 | 0 | 0 | 0 | 0 | 0 | 0 | 0 | 0 | 0 | 0.49317 | 0.48184 | 0.45699 | 0.41779 | 0 | 0 | 0 | 0 | 0 | 0 | 73.4298 | 72.0821 | 70.7318 | 69.6507 | 68.4362 | 67.571 | 67.3878 | 68.3976 | 71.5928 | 76.3766 | 81.5228 | 85.8617 | 88.8797 | 91.1618 | 92.7518 | 93.3626 | 93.6729 | 93.0765 | 91.6946 | 89.4508 | 85.5257 | 81.4573 | 78.916 | 76.9811 | 0.32612 | 0.29779 | 0.28916 | 0.28544 | 0.31092 | 0.385 | 0.50253 | 0.58823 | 0.62549 | 0.61739 | 0.6111 | 0.64285 | 0.71226 | 0.79685 | 0.84527 | 0.90145 | 0.92009 | 0.84292 | 0.75118 | 0.57409 | 0.51002 | 0.43341 | 0.34641 | 0.2936
Portfolio Adjusted1-in-10Size: 20 kW to 199.99 kWOrange County2024July Monthly Peak | Portfolio Adjusted | 1-in-10 | Size: 20 kW to 199.99 kW | Orange County | 2024 | July Monthly Peak | 7 | 14.7396 | 13.929 | 13.4818 | 13.3302 | 13.9196 | 15.5015 | 17.4155 | 20.8874 | 24.6628 | 27.7681 | 30.1366 | 31.5722 | 32.8672 | 33.778 | 34.2238 | 33.5252 | 32.0873 | 29.4268 | 26.2106 | 24.1789 | 23.8844 | 21.8478 | 19.1193 | 16.6464 | 0 | 0 | 0 | 0 | 0 | 0 | 0 | 0 | 0 | 0 | 0 | 0 | 0 | 0 | 0.51336 | 0.50288 | 0.48131 | 0.4414 | 0 | 0 | 0 | 0 | 0 | 0 | 75.5543 | 74.5561 | 73.5387 | 72.6503 | 71.8729 | 71.3796 | 71.1725 | 71.5294 | 74.4691 | 79.1879 | 83.7935 | 87.8292 | 90.4349 | 92.0294 | 93.6525 | 94.0957 | 94.6398 | 93.5218 | 91.6287 | 89.5982 | 86.4772 | 83.3031 | 81.1356 | 79.573 | 0.324 | 0.29585 | 0.28728 | 0.28358 | 0.3089 | 0.38249 | 0.49925 | 0.58439 | 0.62141 | 0.61336 | 0.60711 | 0.63866 | 0.70761 | 0.79165 | 0.83975 | 0.89557 | 0.91409 | 0.83743 | 0.74628 | 0.57034 | 0.50669 | 0.43058 | 0.34415 | 0.29168
Portfolio Adjusted1-in-10Size: 20 kW to 199.99 kWOrange County2024August Monthly Peak | Portfolio Adjusted | 1-in-10 | Size: 20 kW to 199.99 kW | Orange County | 2024 | August Monthly Peak | 8 | 15.0426 | 14.2307 | 13.7852 | 13.6404 | 14.0917 | 15.9681 | 17.9341 | 21.143 | 25.4907 | 28.9331 | 31.7559 | 33.4844 | 34.8963 | 35.7633 | 36.0553 | 35.3636 | 33.6546 | 30.6244 | 27.0146 | 25.552 | 24.8193 | 22.3284 | 19.5015 | 16.9708 | 0 | 0 | 0 | 0 | 0 | 0 | 0 | 0 | 0 | 0 | 0 | 0 | 0 | 0 | 0.54083 | 0.53045 | 0.50482 | 0.45937 | 0 | 0 | 0 | 0 | 0 | 0 | 78.2861 | 77.2658 | 76.3677 | 75.6481 | 75.089 | 74.4559 | 74.0653 | 74.2891 | 77.2278 | 81.4393 | 85.8932 | 90.4042 | 93.8596 | 96.511 | 97.8789 | 98.1214 | 97.7579 | 96.3213 | 95.0217 | 92.3521 | 88.4437 | 85.1138 | 82.7694 | 81.1347 | 0.3295 | 0.30088 | 0.29216 | 0.2884 | 0.31415 | 0.38899 | 0.50774 | 0.59432 | 0.63197 | 0.62378 | 0.61743 | 0.64951 | 0.71964 | 0.80511 | 0.85403 | 0.91079 | 0.92962 | 0.85166 | 0.75896 | 0.58003 | 0.5153 | 0.4379 | 0.35 | 0.29664
Portfolio Adjusted1-in-10Size: 20 kW to 199.99 kWOrange County2024September Monthly Peak | Portfolio Adjusted | 1-in-10 | Size: 20 kW to 199.99 kW | Orange County | 2024 | September Monthly Peak | 9 | 15.0956 | 14.3132 | 13.885 | 13.7704 | 14.2402 | 16.2523 | 18.8082 | 21.431 | 25.9101 | 29.4521 | 32.3276 | 33.9476 | 35.2954 | 36.1597 | 36.4581 | 35.6418 | 33.8344 | 30.6521 | 27.2059 | 26.4414 | 24.4673 | 22.0602 | 19.3797 | 16.9777 | 0 | 0 | 0 | 0 | 0 | 0 | 0 | 0 | 0 | 0 | 0 | 0 | 0 | 0 | 0.54687 | 0.53463 | 0.50752 | 0.45978 | 0 | 0 | 0 | 0 | 0 | 0 | 80.4447 | 79.1914 | 78.0865 | 77.4701 | 76.485 | 75.7054 | 75.3302 | 75.37 | 77.6206 | 82.031 | 86.9344 | 92.0078 | 95.8598 | 98.1841 | 99.2107 | 99.1233 | 98.6456 | 97.7215 | 95.9503 | 93.0038 | 89.3799 | 86.1176 | 83.6501 | 81.8499 | 0.32882 | 0.30025 | 0.29155 | 0.2878 | 0.3135 | 0.38819 | 0.50669 | 0.59309 | 0.63066 | 0.62249 | 0.61615 | 0.64817 | 0.71815 | 0.80345 | 0.85226 | 0.90891 | 0.9277 | 0.8499 | 0.75739 | 0.57884 | 0.51424 | 0.437 | 0.34928 | 0.29603
Portfolio Adjusted1-in-10Size: 20 kW to 199.99 kWOrange County2024October Monthly Peak | Portfolio Adjusted | 1-in-10 | Size: 20 kW to 199.99 kW | Orange County | 2024 | October Monthly Peak | 10 | 13.507 | 12.8666 | 12.4736 | 12.4145 | 12.8856 | 14.652 | 17.2584 | 18.9914 | 22.2402 | 25.264 | 27.697 | 29.3317 | 30.772 | 31.7245 | 32.124 | 31.3581 | 29.5613 | 26.5908 | 25.1475 | 23.8952 | 21.8951 | 19.7809 | 17.3189 | 15.1811 | 0 | 0 | 0 | 0 | 0 | 0 | 0 | 0 | 0 | 0 | 0 | 0 | 0 | 0 | 0.48186 | 0.47037 | 0.44342 | 0.39886 | 0 | 0 | 0 | 0 | 0 | 0 | 75.1527 | 74.665 | 74.184 | 72.7782 | 71.949 | 71.3443 | 70.7312 | 70.3987 | 71.4973 | 74.8809 | 79.1274 | 83.6581 | 87.254 | 90.051 | 91.4741 | 91.9257 | 91.2559 | 89.5879 | 87.2032 | 83.9687 | 80.5938 | 78.3049 | 76.7291 | 75.2873 | 0.32564 | 0.29735 | 0.28873 | 0.28501 | 0.31046 | 0.38443 | 0.50178 | 0.58735 | 0.62455 | 0.61647 | 0.61018 | 0.64189 | 0.71119 | 0.79566 | 0.84401 | 0.90011 | 0.91872 | 0.84167 | 0.75006 | 0.57323 | 0.50925 | 0.43277 | 0.34589 | 0.29316
Portfolio Adjusted1-in-10Size: 20 kW to 199.99 kWOrange County2024November Monthly Peak | Portfolio Adjusted | 1-in-10 | Size: 20 kW to 199.99 kW | Orange County | 2024 | November Monthly Peak | 11 | 12.0929 | 11.6751 | 11.505 | 11.5544 | 12.0929 | 13.8214 | 15.4124 | 17.0318 | 19.4757 | 21.4829 | 22.9355 | 23.8781 | 24.6457 | 25.0869 | 25.1261 | 24.1529 | 22.9436 | 22.8307 | 21.0992 | 19.7804 | 18.4432 | 16.8431 | 14.8538 | 13.2713 | 0 | 0 | 0 | 0 | 0 | 0 | 0 | 0 | 0 | 0 | 0 | 0 | 0 | 0 | 0.37689 | 0.36229 | 0.34415 | 0.34246 | 0 | 0 | 0 | 0 | 0 | 0 | 62.7743 | 61.7807 | 61.1346 | 60.0284 | 58.8954 | 58.0378 | 58.1728 | 58.5479 | 60.7308 | 64.8413 | 69.9139 | 74.1758 | 76.8574 | 78.4793 | 79.4189 | 79.394 | 78.2786 | 75.8757 | 73.2071 | 70.7831 | 68.7871 | 67.0757 | 65.5131 | 64.7797 | 0.32439 | 0.29621 | 0.28763 | 0.28392 | 0.30927 | 0.38296 | 0.49986 | 0.5851 | 0.62216 | 0.61411 | 0.60785 | 0.63944 | 0.70847 | 0.79262 | 0.84078 | 0.89666 | 0.9152 | 0.83845 | 0.74719 | 0.57104 | 0.50731 | 0.43111 | 0.34457 | 0.29204
Portfolio Adjusted1-in-10Size: 20 kW to 199.99 kWOrange County2024December Monthly Peak | Portfolio Adjusted | 1-in-10 | Size: 20 kW to 199.99 kW | Orange County | 2024 | December Monthly Peak | 12 | 12.2723 | 11.895 | 11.778 | 11.8951 | 12.5651 | 14.3977 | 16.8052 | 17.9098 | 19.3917 | 20.4119 | 20.7364 | 20.3783 | 20.1646 | 19.8022 | 19.5106 | 18.6252 | 18.5145 | 19.3949 | 18.4531 | 17.757 | 16.8587 | 15.8003 | 14.4747 | 13.2757 | 0 | 0 | 0 | 0 | 0 | 0 | 0 | 0 | 0 | 0 | 0 | 0 | 0 | 0 | 0.29266 | 0.27938 | 0.27772 | 0.29092 | 0 | 0 | 0 | 0 | 0 | 0 | 43.1605 | 42.5002 | 41.8122 | 41.7163 | 41.2068 | 40.4357 | 40.4564 | 40.4546 | 41.3291 | 43.2501 | 45.5141 | 47.4769 | 48.4788 | 48.9349 | 49.3958 | 49.661 | 49.1076 | 47.8191 | 46.093 | 45.1526 | 44.3801 | 43.543 | 42.9431 | 42.4381 | 0.32839 | 0.29986 | 0.29117 | 0.28742 | 0.31309 | 0.38768 | 0.50603 | 0.59232 | 0.62984 | 0.62168 | 0.61535 | 0.64733 | 0.71721 | 0.8024 | 0.85115 | 0.90772 | 0.92649 | 0.84879 | 0.7564 | 0.57808 | 0.51356 | 0.43643 | 0.34882 | 0.29564
Portfolio Adjusted1-in-10Size: 20 kW to 199.99 kWOrange County2024Typical Event Day | Portfolio Adjusted | 1-in-10 | Size: 20 kW to 199.99 kW | Orange County | 2024 | Typical Event Day | 8 | 14.8267 | 14.0374 | 13.6143 | 13.4771 | 13.935 | 15.784 | 17.7174 | 20.7979 | 24.944 | 28.2232 | 30.9119 | 32.5733 | 33.9593 | 34.8227 | 35.1175 | 34.4478 | 32.7983 | 29.8374 | 26.363 | 24.9614 | 24.3225 | 21.9149 | 19.1474 | 16.684 | 0 | 0 | 0 | 0 | 0 | 0 | 0 | 0 | 0 | 0 | 0 | 0 | 0 | 0 | 0.52676 | 0.51672 | 0.49197 | 0.44756 | 0 | 0 | 0 | 0 | 0 | 0 | 76.9287 | 75.7739 | 74.6812 | 73.8548 | 72.9708 | 72.278 | 71.9889 | 72.3965 | 75.2276 | 79.7587 | 84.536 | 89.0257 | 92.2585 | 94.4716 | 95.8735 | 96.1758 | 96.1791 | 95.1603 | 93.5738 | 91.1012 | 87.4566 | 83.998 | 81.6178 | 79.8847 | 0.32664 | 0.29826 | 0.28962 | 0.28589 | 0.31141 | 0.38561 | 0.50332 | 0.58915 | 0.62647 | 0.61836 | 0.61206 | 0.64386 | 0.71338 | 0.79811 | 0.8466 | 0.90287 | 0.92154 | 0.84425 | 0.75236 | 0.57499 | 0.51082 | 0.43409 | 0.34695 | 0.29406
Portfolio Adjusted1-in-10Size: 20 kW to 199.99 kWOrange County2025January Monthly Peak | Portfolio Adjusted | 1-in-10 | Size: 20 kW to 199.99 kW | Orange County | 2025 | January Monthly Peak | 1 | 12.4833 | 12.1748 | 12.0076 | 12.2096 | 12.9435 | 14.6747 | 17.3533 | 18.5257 | 20.1058 | 20.8905 | 21.0335 | 20.4701 | 20.2171 | 19.8662 | 19.7168 | 18.8431 | 18.2126 | 19.1149 | 18.3864 | 17.7719 | 16.9186 | 16.1505 | 14.6776 | 13.51 | 0 | 0 | 0 | 0 | 0 | 0 | 0 | 0 | 0 | 0 | 0 | 0 | 0 | 0 | 0.29575 | 0.28265 | 0.27319 | 0.28672 | 0 | 0 | 0 | 0 | 0 | 0 | 40.9487 | 40.8612 | 40.1187 | 39.4615 | 38.9458 | 38.56 | 38.2233 | 37.9621 | 38.5705 | 40.9675 | 43.1205 | 45.112 | 46.5586 | 47.5578 | 48.5807 | 48.8792 | 48.3442 | 47.0949 | 45.3755 | 44.6189 | 43.9208 | 43.7744 | 43.4666 | 43.0417 | 0.34062 | 0.31102 | 0.30201 | 0.29812 | 0.32474 | 0.40211 | 0.52486 | 0.61437 | 0.65328 | 0.64482 | 0.63825 | 0.67142 | 0.74391 | 0.83227 | 0.88283 | 0.94151 | 0.96098 | 0.88038 | 0.78456 | 0.5996 | 0.53268 | 0.45267 | 0.3618 | 0.30665
Portfolio Adjusted1-in-10Size: 20 kW to 199.99 kWOrange County2025February Monthly Peak | Portfolio Adjusted | 1-in-10 | Size: 20 kW to 199.99 kW | Orange County | 2025 | February Monthly Peak | 2 | 12.2235 | 11.9028 | 11.6751 | 11.8372 | 12.5208 | 14.0715 | 16.2163 | 17.4574 | 19.1187 | 20.1624 | 20.7863 | 20.7657 | 21.0194 | 21.16 | 21.1651 | 20.2567 | 19.3566 | 19.3508 | 19.267 | 18.3002 | 17.3429 | 16.1431 | 14.5191 | 13.2234 | 0 | 0 | 0 | 0 | 0 | 0 | 0 | 0 | 0 | 0 | 0 | 0 | 0 | 0 | 0.31748 | 0.30385 | 0.29035 | 0.29026 | 0 | 0 | 0 | 0 | 0 | 0 | 47.2563 | 46.9271 | 46.5845 | 46.0266 | 45.5252 | 45.1836 | 44.5753 | 45.1536 | 46.1342 | 49.5083 | 52.4466 | 55.6086 | 57.5335 | 58.4827 | 59.1402 | 59.3795 | 58.1199 | 57.1171 | 55.3149 | 53.423 | 52.2651 | 50.9597 | 49.8968 | 48.4636 | 0.32465 | 0.29645 | 0.28786 | 0.28415 | 0.30952 | 0.38326 | 0.50026 | 0.58557 | 0.62266 | 0.6146 | 0.60834 | 0.63995 | 0.70904 | 0.79326 | 0.84146 | 0.89738 | 0.91594 | 0.83912 | 0.74779 | 0.5715 | 0.50771 | 0.43146 | 0.34485 | 0.29227
Portfolio Adjusted1-in-10Size: 20 kW to 199.99 kWOrange County2025March Monthly Peak | Portfolio Adjusted | 1-in-10 | Size: 20 kW to 199.99 kW | Orange County | 2025 | March Monthly Peak | 3 | 12.4833 | 11.9875 | 11.6955 | 11.7291 | 12.3495 | 13.8138 | 15.8435 | 17.2138 | 19.2547 | 20.909 | 22.2552 | 22.9505 | 23.7636 | 24.4048 | 24.7746 | 24.1508 | 22.8356 | 21.1142 | 19.9934 | 20.0858 | 18.922 | 17.2924 | 15.191 | 13.597 | 0 | 0 | 0 | 0 | 0 | 0 | 0 | 0 | 0 | 0 | 0 | 0 | 0 | 0 | 0.37162 | 0.36226 | 0.34253 | 0.31671 | 0 | 0 | 0 | 0 | 0 | 0 | 60.4173 | 58.9724 | 57.9493 | 57.5797 | 56.3649 | 55.4331 | 54.8905 | 55.6967 | 59.1023 | 63.6146 | 68.4548 | 72.9282 | 76.0768 | 77.6898 | 78.3736 | 79.0464 | 78.9266 | 77.9326 | 75.3721 | 71.8628 | 68.8937 | 65.9952 | 63.7231 | 61.965 | 0.32348 | 0.29538 | 0.28682 | 0.28313 | 0.30841 | 0.38188 | 0.49846 | 0.58346 | 0.62042 | 0.61239 | 0.60615 | 0.63765 | 0.70649 | 0.7904 | 0.83842 | 0.89415 | 0.91264 | 0.8361 | 0.74509 | 0.56944 | 0.50588 | 0.4299 | 0.3436 | 0.29122
Portfolio Adjusted1-in-10Size: 20 kW to 199.99 kWOrange County2025April Monthly Peak | Portfolio Adjusted | 1-in-10 | Size: 20 kW to 199.99 kW | Orange County | 2025 | April Monthly Peak | 4 | 12.9621 | 12.3342 | 12.0062 | 11.9714 | 12.5425 | 14.1194 | 15.7954 | 17.7792 | 20.7693 | 23.3064 | 25.345 | 26.6449 | 27.963 | 28.8757 | 29.2851 | 28.5351 | 27.0187 | 24.6217 | 22.1258 | 21.9983 | 20.994 | 18.9722 | 16.466 | 14.5478 | 0 | 0 | 0 | 0 | 0 | 0 | 0 | 0 | 0 | 0 | 0 | 0 | 0 | 0 | 0.43928 | 0.42803 | 0.40528 | 0.36933 | 0 | 0 | 0 | 0 | 0 | 0 | 71.354 | 69.5018 | 67.8819 | 66.1958 | 65.2352 | 64.56 | 63.9683 | 64.093 | 67.1652 | 72.7396 | 78.803 | 84.3193 | 87.9847 | 89.9253 | 90.6195 | 91.1394 | 91.1369 | 90.3162 | 88.6906 | 85.0839 | 80.0978 | 76.1344 | 73.5341 | 71.4805 | 0.32557 | 0.29729 | 0.28867 | 0.28495 | 0.3104 | 0.38435 | 0.50168 | 0.58723 | 0.62443 | 0.61634 | 0.61006 | 0.64176 | 0.71105 | 0.7955 | 0.84384 | 0.89992 | 0.91853 | 0.8415 | 0.7499 | 0.57311 | 0.50915 | 0.43268 | 0.34582 | 0.2931
Portfolio Adjusted1-in-10Size: 20 kW to 199.99 kWOrange County2025May Monthly Peak | Portfolio Adjusted | 1-in-10 | Size: 20 kW to 199.99 kW | Orange County | 2025 | May Monthly Peak | 5 | 13.3513 | 12.7005 | 12.3449 | 12.2541 | 12.8553 | 14.3247 | 15.5622 | 18.3815 | 22.0269 | 25.0491 | 27.3515 | 28.667 | 29.8321 | 30.6032 | 30.9621 | 30.1761 | 28.6437 | 26.1318 | 23.3555 | 22.3407 | 22.0313 | 19.8059 | 17.1739 | 15.0615 | 0 | 0 | 0 | 0 | 0 | 0 | 0 | 0 | 0 | 0 | 0 | 0 | 0 | 0 | 0.46443 | 0.45264 | 0.42966 | 0.39198 | 0 | 0 | 0 | 0 | 0 | 0 | 72.2529 | 70.8734 | 69.2363 | 68.524 | 67.8652 | 66.9504 | 66.5049 | 66.9362 | 70.9885 | 77.2907 | 82.7552 | 87.0131 | 89.6123 | 91.5549 | 92.9719 | 93.8312 | 93.9272 | 92.6731 | 90.5008 | 87.7696 | 84.3264 | 80.5543 | 77.6969 | 75.5632 | 0.32516 | 0.29691 | 0.28831 | 0.2846 | 0.31001 | 0.38387 | 0.50105 | 0.58649 | 0.62364 | 0.61557 | 0.6093 | 0.64096 | 0.71016 | 0.79451 | 0.84278 | 0.8988 | 0.91738 | 0.84044 | 0.74896 | 0.57239 | 0.50851 | 0.43214 | 0.34539 | 0.29273
Portfolio Adjusted1-in-10Size: 20 kW to 199.99 kWOrange County2025June Monthly Peak | Portfolio Adjusted | 1-in-10 | Size: 20 kW to 199.99 kW | Orange County | 2025 | June Monthly Peak | 6 | 13.8425 | 13.1419 | 12.7681 | 12.689 | 13.2725 | 14.6016 | 16.0481 | 19.2906 | 22.9337 | 26.0438 | 28.5194 | 30.06 | 31.4593 | 32.3958 | 32.8777 | 32.1226 | 30.4659 | 27.8528 | 24.8726 | 23.0912 | 22.7485 | 20.7026 | 17.9354 | 15.6512 | 0 | 0 | 0 | 0 | 0 | 0 | 0 | 0 | 0 | 0 | 0 | 0 | 0 | 0 | 0.49317 | 0.48184 | 0.45699 | 0.41779 | 0 | 0 | 0 | 0 | 0 | 0 | 73.4298 | 72.0821 | 70.7319 | 69.6507 | 68.4362 | 67.571 | 67.3877 | 68.3976 | 71.5928 | 76.3766 | 81.5228 | 85.8617 | 88.8797 | 91.1618 | 92.7518 | 93.3626 | 93.6729 | 93.0765 | 91.6946 | 89.4508 | 85.5257 | 81.4573 | 78.916 | 76.9811 | 0.32612 | 0.29779 | 0.28916 | 0.28544 | 0.31092 | 0.385 | 0.50253 | 0.58823 | 0.62549 | 0.61739 | 0.6111 | 0.64285 | 0.71226 | 0.79685 | 0.84527 | 0.90145 | 0.92009 | 0.84292 | 0.75118 | 0.57409 | 0.51002 | 0.43341 | 0.34641 | 0.2936
Portfolio Adjusted1-in-10Size: 20 kW to 199.99 kWOrange County2025July Monthly Peak | Portfolio Adjusted | 1-in-10 | Size: 20 kW to 199.99 kW | Orange County | 2025 | July Monthly Peak | 7 | 14.7396 | 13.929 | 13.4818 | 13.3302 | 13.9196 | 15.5015 | 17.4155 | 20.8874 | 24.6628 | 27.7681 | 30.1366 | 31.5722 | 32.8672 | 33.778 | 34.2238 | 33.5251 | 32.0873 | 29.4268 | 26.2106 | 24.1789 | 23.8844 | 21.8478 | 19.1193 | 16.6464 | 0 | 0 | 0 | 0 | 0 | 0 | 0 | 0 | 0 | 0 | 0 | 0 | 0 | 0 | 0.51336 | 0.50288 | 0.48131 | 0.4414 | 0 | 0 | 0 | 0 | 0 | 0 | 75.5543 | 74.5561 | 73.5387 | 72.6503 | 71.8729 | 71.3796 | 71.1725 | 71.5294 | 74.4691 | 79.1879 | 83.7935 | 87.8292 | 90.4349 | 92.0294 | 93.6525 | 94.0957 | 94.6399 | 93.5218 | 91.6287 | 89.5982 | 86.4772 | 83.3031 | 81.1356 | 79.573 | 0.324 | 0.29585 | 0.28728 | 0.28358 | 0.3089 | 0.38249 | 0.49925 | 0.58439 | 0.62141 | 0.61336 | 0.60711 | 0.63866 | 0.70761 | 0.79165 | 0.83975 | 0.89557 | 0.91409 | 0.83743 | 0.74628 | 0.57034 | 0.50669 | 0.43058 | 0.34415 | 0.29168
Portfolio Adjusted1-in-10Size: 20 kW to 199.99 kWOrange County2025August Monthly Peak | Portfolio Adjusted | 1-in-10 | Size: 20 kW to 199.99 kW | Orange County | 2025 | August Monthly Peak | 8 | 15.0426 | 14.2307 | 13.7852 | 13.6404 | 14.0917 | 15.9681 | 17.9341 | 21.143 | 25.4907 | 28.9331 | 31.7559 | 33.4844 | 34.8963 | 35.7633 | 36.0553 | 35.3636 | 33.6546 | 30.6244 | 27.0146 | 25.552 | 24.8193 | 22.3284 | 19.5015 | 16.9708 | 0 | 0 | 0 | 0 | 0 | 0 | 0 | 0 | 0 | 0 | 0 | 0 | 0 | 0 | 0.54083 | 0.53045 | 0.50482 | 0.45937 | 0 | 0 | 0 | 0 | 0 | 0 | 78.2861 | 77.2658 | 76.3677 | 75.6481 | 75.089 | 74.4559 | 74.0653 | 74.2891 | 77.2278 | 81.4393 | 85.8932 | 90.4042 | 93.8596 | 96.511 | 97.8789 | 98.1214 | 97.7579 | 96.3213 | 95.0217 | 92.3521 | 88.4437 | 85.1138 | 82.7695 | 81.1347 | 0.3295 | 0.30088 | 0.29216 | 0.2884 | 0.31415 | 0.38899 | 0.50774 | 0.59432 | 0.63197 | 0.62378 | 0.61743 | 0.64951 | 0.71964 | 0.80511 | 0.85403 | 0.91079 | 0.92962 | 0.85166 | 0.75896 | 0.58003 | 0.5153 | 0.4379 | 0.35 | 0.29664
Portfolio Adjusted1-in-10Size: 20 kW to 199.99 kWOrange County2025September Monthly Peak | Portfolio Adjusted | 1-in-10 | Size: 20 kW to 199.99 kW | Orange County | 2025 | September Monthly Peak | 9 | 15.0956 | 14.3132 | 13.885 | 13.7704 | 14.2402 | 16.2523 | 18.8082 | 21.431 | 25.9101 | 29.4521 | 32.3276 | 33.9476 | 35.2954 | 36.1597 | 36.4581 | 35.6418 | 33.8344 | 30.6521 | 27.2059 | 26.4414 | 24.4673 | 22.0602 | 19.3797 | 16.9777 | 0 | 0 | 0 | 0 | 0 | 0 | 0 | 0 | 0 | 0 | 0 | 0 | 0 | 0 | 0.54687 | 0.53463 | 0.50752 | 0.45978 | 0 | 0 | 0 | 0 | 0 | 0 | 80.4447 | 79.1914 | 78.0865 | 77.4701 | 76.485 | 75.7054 | 75.3302 | 75.37 | 77.6206 | 82.031 | 86.9344 | 92.0078 | 95.8598 | 98.1841 | 99.2107 | 99.1233 | 98.6456 | 97.7215 | 95.9503 | 93.0038 | 89.3799 | 86.1176 | 83.6501 | 81.8499 | 0.32882 | 0.30025 | 0.29155 | 0.2878 | 0.3135 | 0.38819 | 0.50669 | 0.59309 | 0.63066 | 0.62249 | 0.61615 | 0.64817 | 0.71815 | 0.80345 | 0.85226 | 0.90891 | 0.9277 | 0.8499 | 0.75739 | 0.57884 | 0.51424 | 0.437 | 0.34928 | 0.29603
Portfolio Adjusted1-in-10Size: 20 kW to 199.99 kWOrange County2025October Monthly Peak | Portfolio Adjusted | 1-in-10 | Size: 20 kW to 199.99 kW | Orange County | 2025 | October Monthly Peak | 10 | 13.507 | 12.8666 | 12.4736 | 12.4145 | 12.8856 | 14.652 | 17.2584 | 18.9914 | 22.2402 | 25.264 | 27.697 | 29.3317 | 30.772 | 31.7245 | 32.124 | 31.3581 | 29.5613 | 26.5908 | 25.1475 | 23.8952 | 21.8951 | 19.7809 | 17.3189 | 15.1811 | 0 | 0 | 0 | 0 | 0 | 0 | 0 | 0 | 0 | 0 | 0 | 0 | 0 | 0 | 0.48186 | 0.47037 | 0.44342 | 0.39886 | 0 | 0 | 0 | 0 | 0 | 0 | 75.1527 | 74.665 | 74.184 | 72.7782 | 71.949 | 71.3443 | 70.7312 | 70.3987 | 71.4973 | 74.8809 | 79.1274 | 83.6581 | 87.254 | 90.051 | 91.4741 | 91.9257 | 91.2559 | 89.5879 | 87.2032 | 83.9687 | 80.5938 | 78.3049 | 76.7291 | 75.2873 | 0.32564 | 0.29735 | 0.28873 | 0.28501 | 0.31046 | 0.38443 | 0.50178 | 0.58735 | 0.62455 | 0.61647 | 0.61018 | 0.64189 | 0.71119 | 0.79566 | 0.84401 | 0.90011 | 0.91872 | 0.84167 | 0.75006 | 0.57323 | 0.50926 | 0.43277 | 0.34589 | 0.29316
Portfolio Adjusted1-in-10Size: 20 kW to 199.99 kWOrange County2025November Monthly Peak | Portfolio Adjusted | 1-in-10 | Size: 20 kW to 199.99 kW | Orange County | 2025 | November Monthly Peak | 11 | 12.0929 | 11.6751 | 11.505 | 11.5544 | 12.0929 | 13.8214 | 15.4124 | 17.0318 | 19.4757 | 21.4829 | 22.9355 | 23.8781 | 24.6457 | 25.0869 | 25.1261 | 24.1529 | 22.9436 | 22.8307 | 21.0992 | 19.7804 | 18.4432 | 16.8431 | 14.8538 | 13.2713 | 0 | 0 | 0 | 0 | 0 | 0 | 0 | 0 | 0 | 0 | 0 | 0 | 0 | 0 | 0.37689 | 0.36229 | 0.34415 | 0.34246 | 0 | 0 | 0 | 0 | 0 | 0 | 62.7743 | 61.7807 | 61.1346 | 60.0284 | 58.8954 | 58.0378 | 58.1728 | 58.5479 | 60.7308 | 64.8413 | 69.9139 | 74.1758 | 76.8574 | 78.4793 | 79.4189 | 79.394 | 78.2786 | 75.8757 | 73.2071 | 70.7831 | 68.7871 | 67.0757 | 65.5131 | 64.7797 | 0.32439 | 0.29621 | 0.28763 | 0.28392 | 0.30927 | 0.38296 | 0.49986 | 0.5851 | 0.62216 | 0.61411 | 0.60785 | 0.63944 | 0.70847 | 0.79262 | 0.84078 | 0.89666 | 0.9152 | 0.83845 | 0.74719 | 0.57104 | 0.50731 | 0.43111 | 0.34457 | 0.29204
Portfolio Adjusted1-in-10Size: 20 kW to 199.99 kWOrange County2025December Monthly Peak | Portfolio Adjusted | 1-in-10 | Size: 20 kW to 199.99 kW | Orange County | 2025 | December Monthly Peak | 12 | 12.2723 | 11.895 | 11.778 | 11.8951 | 12.5651 | 14.3977 | 16.8052 | 17.9098 | 19.3917 | 20.4119 | 20.7364 | 20.3783 | 20.1646 | 19.8022 | 19.5106 | 18.6252 | 18.5145 | 19.3949 | 18.4531 | 17.757 | 16.8587 | 15.8003 | 14.4747 | 13.2757 | 0 | 0 | 0 | 0 | 0 | 0 | 0 | 0 | 0 | 0 | 0 | 0 | 0 | 0 | 0.29266 | 0.27938 | 0.27772 | 0.29092 | 0 | 0 | 0 | 0 | 0 | 0 | 43.1605 | 42.5002 | 41.8122 | 41.7163 | 41.2068 | 40.4357 | 40.4564 | 40.4546 | 41.3291 | 43.2501 | 45.5141 | 47.4769 | 48.4788 | 48.9349 | 49.3958 | 49.661 | 49.1076 | 47.8191 | 46.093 | 45.1526 | 44.3801 | 43.543 | 42.9431 | 42.4381 | 0.32839 | 0.29986 | 0.29117 | 0.28742 | 0.31309 | 0.38768 | 0.50603 | 0.59232 | 0.62984 | 0.62168 | 0.61535 | 0.64733 | 0.71721 | 0.8024 | 0.85115 | 0.90772 | 0.92649 | 0.84879 | 0.7564 | 0.57808 | 0.51356 | 0.43643 | 0.34882 | 0.29564
Portfolio Adjusted1-in-10Size: 20 kW to 199.99 kWOrange County2025Typical Event Day | Portfolio Adjusted | 1-in-10 | Size: 20 kW to 199.99 kW | Orange County | 2025 | Typical Event Day | 8 | 14.8267 | 14.0374 | 13.6143 | 13.4771 | 13.935 | 15.784 | 17.7174 | 20.7979 | 24.944 | 28.2232 | 30.9119 | 32.5733 | 33.9593 | 34.8227 | 35.1175 | 34.4478 | 32.7983 | 29.8373 | 26.363 | 24.9614 | 24.3225 | 21.9149 | 19.1474 | 16.684 | 0 | 0 | 0 | 0 | 0 | 0 | 0 | 0 | 0 | 0 | 0 | 0 | 0 | 0 | 0.52676 | 0.51672 | 0.49197 | 0.44756 | 0 | 0 | 0 | 0 | 0 | 0 | 76.9287 | 75.7739 | 74.6812 | 73.8548 | 72.9708 | 72.278 | 71.9889 | 72.3965 | 75.2276 | 79.7587 | 84.536 | 89.0257 | 92.2585 | 94.4716 | 95.8735 | 96.1758 | 96.1791 | 95.1603 | 93.5738 | 91.1012 | 87.4566 | 83.998 | 81.6178 | 79.8847 | 0.32664 | 0.29826 | 0.28962 | 0.28589 | 0.31141 | 0.38561 | 0.50332 | 0.58915 | 0.62647 | 0.61836 | 0.61206 | 0.64386 | 0.71338 | 0.79811 | 0.8466 | 0.90287 | 0.92154 | 0.84425 | 0.75236 | 0.57499 | 0.51082 | 0.43409 | 0.34695 | 0.29406
Portfolio Adjusted1-in-2Size: 20 kW to 199.99 kWOrange County2015January Monthly Peak | Portfolio Adjusted | 1-in-2 | Size: 20 kW to 199.99 kW | Orange County | 2015 | January Monthly Peak | 1
Portfolio Adjusted1-in-2Size: 20 kW to 199.99 kWOrange County2015February Monthly Peak | Portfolio Adjusted | 1-in-2 | Size: 20 kW to 199.99 kW | Orange County | 2015 | February Monthly Peak | 2
Portfolio Adjusted1-in-2Size: 20 kW to 199.99 kWOrange County2015March Monthly Peak | Portfolio Adjusted | 1-in-2 | Size: 20 kW to 199.99 kW | Orange County | 2015 | March Monthly Peak | 3
Portfolio Adjusted1-in-2Size: 20 kW to 199.99 kWOrange County2015April Monthly Peak | Portfolio Adjusted | 1-in-2 | Size: 20 kW to 199.99 kW | Orange County | 2015 | April Monthly Peak | 4
Portfolio Adjusted1-in-2Size: 20 kW to 199.99 kWOrange County2015May Monthly Peak | Portfolio Adjusted | 1-in-2 | Size: 20 kW to 199.99 kW | Orange County | 2015 | May Monthly Peak | 5
Portfolio Adjusted1-in-2Size: 20 kW to 199.99 kWOrange County2015June Monthly Peak | Portfolio Adjusted | 1-in-2 | Size: 20 kW to 199.99 kW | Orange County | 2015 | June Monthly Peak | 6
Portfolio Adjusted1-in-2Size: 20 kW to 199.99 kWOrange County2015July Monthly Peak | Portfolio Adjusted | 1-in-2 | Size: 20 kW to 199.99 kW | Orange County | 2015 | July Monthly Peak | 7
Portfolio Adjusted1-in-2Size: 20 kW to 199.99 kWOrange County2015August Monthly Peak | Portfolio Adjusted | 1-in-2 | Size: 20 kW to 199.99 kW | Orange County | 2015 | August Monthly Peak | 8
Portfolio Adjusted1-in-2Size: 20 kW to 199.99 kWOrange County2015September Monthly Peak | Portfolio Adjusted | 1-in-2 | Size: 20 kW to 199.99 kW | Orange County | 2015 | September Monthly Peak | 9
Portfolio Adjusted1-in-2Size: 20 kW to 199.99 kWOrange County2015October Monthly Peak | Portfolio Adjusted | 1-in-2 | Size: 20 kW to 199.99 kW | Orange County | 2015 | October Monthly Peak | 10
Portfolio Adjusted1-in-2Size: 20 kW to 199.99 kWOrange County2015November Monthly Peak | Portfolio Adjusted | 1-in-2 | Size: 20 kW to 199.99 kW | Orange County | 2015 | November Monthly Peak | 11
Portfolio Adjusted1-in-2Size: 20 kW to 199.99 kWOrange County2015December Monthly Peak | Portfolio Adjusted | 1-in-2 | Size: 20 kW to 199.99 kW | Orange County | 2015 | December Monthly Peak | 12
Portfolio Adjusted1-in-2Size: 20 kW to 199.99 kWOrange County2015Typical Event Day | Portfolio Adjusted | 1-in-2 | Size: 20 kW to 199.99 kW | Orange County | 2015 | Typical Event Day | 8
Portfolio Adjusted1-in-2Size: 20 kW to 199.99 kWOrange County2016January Monthly Peak | Portfolio Adjusted | 1-in-2 | Size: 20 kW to 199.99 kW | Orange County | 2016 | January Monthly Peak | 1
Portfolio Adjusted1-in-2Size: 20 kW to 199.99 kWOrange County2016February Monthly Peak | Portfolio Adjusted | 1-in-2 | Size: 20 kW to 199.99 kW | Orange County | 2016 | February Monthly Peak | 2
Portfolio Adjusted1-in-2Size: 20 kW to 199.99 kWOrange County2016March Monthly Peak | Portfolio Adjusted | 1-in-2 | Size: 20 kW to 199.99 kW | Orange County | 2016 | March Monthly Peak | 3
Portfolio Adjusted1-in-2Size: 20 kW to 199.99 kWOrange County2016April Monthly Peak | Portfolio Adjusted | 1-in-2 | Size: 20 kW to 199.99 kW | Orange County | 2016 | April Monthly Peak | 4
Portfolio Adjusted1-in-2Size: 20 kW to 199.99 kWOrange County2016May Monthly Peak | Portfolio Adjusted | 1-in-2 | Size: 20 kW to 199.99 kW | Orange County | 2016 | May Monthly Peak | 5
Portfolio Adjusted1-in-2Size: 20 kW to 199.99 kWOrange County2016June Monthly Peak | Portfolio Adjusted | 1-in-2 | Size: 20 kW to 199.99 kW | Orange County | 2016 | June Monthly Peak | 6
Portfolio Adjusted1-in-2Size: 20 kW to 199.99 kWOrange County2016July Monthly Peak | Portfolio Adjusted | 1-in-2 | Size: 20 kW to 199.99 kW | Orange County | 2016 | July Monthly Peak | 7
Portfolio Adjusted1-in-2Size: 20 kW to 199.99 kWOrange County2016August Monthly Peak | Portfolio Adjusted | 1-in-2 | Size: 20 kW to 199.99 kW | Orange County | 2016 | August Monthly Peak | 8
Portfolio Adjusted1-in-2Size: 20 kW to 199.99 kWOrange County2016September Monthly Peak | Portfolio Adjusted | 1-in-2 | Size: 20 kW to 199.99 kW | Orange County | 2016 | September Monthly Peak | 9
Portfolio Adjusted1-in-2Size: 20 kW to 199.99 kWOrange County2016October Monthly Peak | Portfolio Adjusted | 1-in-2 | Size: 20 kW to 199.99 kW | Orange County | 2016 | October Monthly Peak | 10
Portfolio Adjusted1-in-2Size: 20 kW to 199.99 kWOrange County2016November Monthly Peak | Portfolio Adjusted | 1-in-2 | Size: 20 kW to 199.99 kW | Orange County | 2016 | November Monthly Peak | 11
Portfolio Adjusted1-in-2Size: 20 kW to 199.99 kWOrange County2016December Monthly Peak | Portfolio Adjusted | 1-in-2 | Size: 20 kW to 199.99 kW | Orange County | 2016 | December Monthly Peak | 12
Portfolio Adjusted1-in-2Size: 20 kW to 199.99 kWOrange County2016Typical Event Day | Portfolio Adjusted | 1-in-2 | Size: 20 kW to 199.99 kW | Orange County | 2016 | Typical Event Day | 8
Portfolio Adjusted1-in-2Size: 20 kW to 199.99 kWOrange County2017January Monthly Peak | Portfolio Adjusted | 1-in-2 | Size: 20 kW to 199.99 kW | Orange County | 2017 | January Monthly Peak | 1
Portfolio Adjusted1-in-2Size: 20 kW to 199.99 kWOrange County2017February Monthly Peak | Portfolio Adjusted | 1-in-2 | Size: 20 kW to 199.99 kW | Orange County | 2017 | February Monthly Peak | 2
Portfolio Adjusted1-in-2Size: 20 kW to 199.99 kWOrange County2017March Monthly Peak | Portfolio Adjusted | 1-in-2 | Size: 20 kW to 199.99 kW | Orange County | 2017 | March Monthly Peak | 3
Portfolio Adjusted1-in-2Size: 20 kW to 199.99 kWOrange County2017April Monthly Peak | Portfolio Adjusted | 1-in-2 | Size: 20 kW to 199.99 kW | Orange County | 2017 | April Monthly Peak | 4 | 12.3628 | 11.8074 | 11.552 | 11.5476 | 12.1438 | 13.6574 | 15.302 | 16.9343 | 19.2669 | 21.2111 | 22.7132 | 23.6444 | 24.74 | 25.5247 | 25.894 | 25.2125 | 23.9256 | 21.8705 | 19.8853 | 20.0427 | 19.3725 | 17.6662 | 15.3976 | 13.7162 | 0 | 0 | 0 | 0 | 0 | 0 | 0 | 0 | 0 | 0 | 0 | 0 | 0 | 0 | 0.38841 | 0.37819 | 0.35888 | 0.32806 | 0 | 0 | 0 | 0 | 0 | 0 | 62.8936 | 61.809 | 60.3758 | 59.3145 | 58.313 | 57.5471 | 57.2429 | 56.8529 | 59.3511 | 63.6249 | 68.37 | 72.8726 | 76.3118 | 78.9187 | 80.6303 | 81.4576 | 81.6602 | 80.6072 | 78.5851 | 75.6359 | 71.5919 | 68.5274 | 66.151 | 63.8068 | 0.32229 | 0.29429 | 0.28577 | 0.28209 | 0.30727 | 0.38048 | 0.49663 | 0.58132 | 0.61814 | 0.61014 | 0.60392 | 0.6353 | 0.70389 | 0.7875 | 0.83534 | 0.89087 | 0.90928 | 0.83303 | 0.74236 | 0.56734 | 0.50403 | 0.42832 | 0.34234 | 0.29015
Portfolio Adjusted1-in-2Size: 20 kW to 199.99 kWOrange County2017May Monthly Peak | Portfolio Adjusted | 1-in-2 | Size: 20 kW to 199.99 kW | Orange County | 2017 | May Monthly Peak | 5 | 12.6044 | 12.0406 | 11.7717 | 11.7157 | 12.3457 | 13.7318 | 14.9096 | 17.2889 | 20.1495 | 22.4817 | 24.1731 | 25.093 | 26.0335 | 26.6866 | 27.0122 | 26.3089 | 25.0399 | 22.9018 | 20.7147 | 20.0145 | 20.0955 | 18.2339 | 15.8724 | 14.0376 | 0 | 0 | 0 | 0 | 0 | 0 | 0 | 0 | 0 | 0 | 0 | 0 | 0 | 0 | 0.40518 | 0.39463 | 0.3756 | 0.34353 | 0 | 0 | 0 | 0 | 0 | 0 | 63.2359 | 62.4783 | 61.5229 | 60.4957 | 59.5554 | 59.0139 | 58.8118 | 59.2155 | 60.9908 | 65.1455 | 69.9145 | 74.3412 | 78.5445 | 81.6454 | 83.194 | 84.053 | 84.0251 | 82.1922 | 79.7775 | 76.7065 | 72.5321 | 68.863 | 66.8048 | 65.1959 | 0.32255 | 0.29453 | 0.286 | 0.28231 | 0.30752 | 0.38079 | 0.49703 | 0.58179 | 0.61864 | 0.61063 | 0.60441 | 0.63582 | 0.70446 | 0.78813 | 0.83602 | 0.89158 | 0.91002 | 0.8337 | 0.74296 | 0.5678 | 0.50443 | 0.42867 | 0.34262 | 0.29039
Portfolio Adjusted1-in-2Size: 20 kW to 199.99 kWOrange County2017June Monthly Peak | Portfolio Adjusted | 1-in-2 | Size: 20 kW to 199.99 kW | Orange County | 2017 | June Monthly Peak | 6 | 13.4465 | 12.7902 | 12.4604 | 12.398 | 12.9955 | 14.278 | 15.6817 | 18.6899 | 21.9354 | 24.7063 | 26.889 | 28.2543 | 29.5631 | 30.4594 | 30.9327 | 30.2201 | 28.6907 | 26.2474 | 23.5542 | 21.9177 | 21.7681 | 19.8991 | 17.2615 | 15.1151 | 0 | 0 | 0 | 0 | 0 | 0 | 0 | 0 | 0 | 0 | 0 | 0 | 0 | 0 | 0.46399 | 0.4533 | 0.43036 | 0.39371 | 0 | 0 | 0 | 0 | 0 | 0 | 68.6511 | 67.6578 | 66.5961 | 65.4264 | 64.604 | 63.7452 | 63.0036 | 63.8192 | 66.8736 | 71.8652 | 77.0093 | 81.5631 | 84.7462 | 86.5881 | 88.2008 | 89.0163 | 89.4944 | 88.6291 | 87.2227 | 84.2492 | 80.1249 | 75.924 | 73.512 | 71.6503 | 0.32308 | 0.29501 | 0.28646 | 0.28277 | 0.30802 | 0.3814 | 0.49783 | 0.58273 | 0.61964 | 0.61162 | 0.60538 | 0.63684 | 0.7056 | 0.7894 | 0.83737 | 0.89303 | 0.91149 | 0.83505 | 0.74416 | 0.56872 | 0.50525 | 0.42936 | 0.34317 | 0.29085
Portfolio Adjusted1-in-2Size: 20 kW to 199.99 kWOrange County2017July Monthly Peak | Portfolio Adjusted | 1-in-2 | Size: 20 kW to 199.99 kW | Orange County | 2017 | July Monthly Peak | 7 | 14.7391 | 13.9285 | 13.4814 | 13.3298 | 13.9193 | 15.5012 | 17.4151 | 20.8866 | 24.6617 | 27.7666 | 30.1348 | 31.5703 | 32.8652 | 33.776 | 34.2217 | 33.5232 | 32.0855 | 29.4251 | 26.2092 | 24.1777 | 23.8834 | 21.8469 | 19.1186 | 16.6458 | 0 | 0 | 0 | 0 | 0 | 0 | 0 | 0 | 0 | 0 | 0 | 0 | 0 | 0 | 0.51333 | 0.50285 | 0.48128 | 0.44138 | 0 | 0 | 0 | 0 | 0 | 0 | 75.9528 | 75.0301 | 74.188 | 73.3277 | 72.5538 | 71.8404 | 71.442 | 72.3504 | 75.0342 | 78.8703 | 83.2285 | 87.2071 | 89.9574 | 91.6694 | 93.0873 | 93.6156 | 92.9622 | 91.6231 | 90.2863 | 88.4305 | 85.6426 | 82.6184 | 80.2822 | 78.6139 | 0.32399 | 0.29584 | 0.28727 | 0.28357 | 0.30889 | 0.38249 | 0.49925 | 0.58438 | 0.6214 | 0.61335 | 0.6071 | 0.63865 | 0.7076 | 0.79164 | 0.83975 | 0.89556 | 0.91408 | 0.83742 | 0.74627 | 0.57033 | 0.50668 | 0.43058 | 0.34415 | 0.29168
Portfolio Adjusted1-in-2Size: 20 kW to 199.99 kWOrange County2017August Monthly Peak | Portfolio Adjusted | 1-in-2 | Size: 20 kW to 199.99 kW | Orange County | 2017 | August Monthly Peak | 8 | 14.7136 | 13.9363 | 13.5249 | 13.3919 | 13.8534 | 15.6882 | 17.6054 | 20.6185 | 24.6578 | 27.8496 | 30.4659 | 32.0897 | 33.4601 | 34.3201 | 34.6157 | 33.9576 | 32.34 | 29.4174 | 26.0159 | 24.6477 | 24.059 | 21.6962 | 18.9607 | 16.5333 | 0 | 0 | 0 | 0 | 0 | 0 | 0 | 0 | 0 | 0 | 0 | 0 | 0 | 0 | 0.51924 | 0.50936 | 0.4851 | 0.44126 | 0 | 0 | 0 | 0 | 0 | 0 | 76.0234 | 74.6382 | 73.4659 | 72.7266 | 72.1425 | 71.3485 | 71.0423 | 71.0426 | 73.104 | 78.2933 | 83.6441 | 88.1953 | 91.4318 | 93.6879 | 95.1218 | 95.8463 | 95.9432 | 94.8862 | 92.7089 | 89.2413 | 84.9055 | 81.8952 | 79.9524 | 78.285 | 0.32542 | 0.29715 | 0.28854 | 0.28483 | 0.31026 | 0.38418 | 0.50145 | 0.58697 | 0.62414 | 0.61606 | 0.60978 | 0.64147 | 0.71073 | 0.79514 | 0.84346 | 0.89952 | 0.91812 | 0.84112 | 0.74957 | 0.57285 | 0.50892 | 0.43248 | 0.34567 | 0.29297
Portfolio Adjusted1-in-2Size: 20 kW to 199.99 kWOrange County2017September Monthly Peak | Portfolio Adjusted | 1-in-2 | Size: 20 kW to 199.99 kW | Orange County | 2017 | September Monthly Peak | 9 | 14.4713 | 13.7544 | 13.391 | 13.2989 | 13.7877 | 15.7211 | 18.1838 | 20.435 | 24.3299 | 27.3974 | 29.8823 | 31.3049 | 32.575 | 33.427 | 33.7325 | 32.98 | 31.3456 | 28.3662 | 25.3142 | 24.7281 | 23.0266 | 20.8619 | 18.3542 | 16.1478 | 0 | 0 | 0 | 0 | 0 | 0 | 0 | 0 | 0 | 0 | 0 | 0 | 0 | 0 | 0.50599 | 0.4947 | 0.47018 | 0.42549 | 0 | 0 | 0 | 0 | 0 | 0 | 74.1819 | 73.1946 | 72.3532 | 71.7544 | 71.2055 | 70.4589 | 70.4385 | 70.4814 | 72.2574 | 76.5686 | 81.6477 | 86.4054 | 90.3929 | 92.9655 | 94.5247 | 95.2198 | 95.2138 | 94.3305 | 92.6233 | 89.1254 | 85.2582 | 82.2642 | 80.2756 | 78.9932 | 0.32293 | 0.29488 | 0.28633 | 0.28264 | 0.30788 | 0.38123 | 0.49761 | 0.58247 | 0.61936 | 0.61134 | 0.60511 | 0.63656 | 0.70528 | 0.78905 | 0.837 | 0.89263 | 0.91108 | 0.83467 | 0.74383 | 0.56847 | 0.50502 | 0.42917 | 0.34302 | 0.29073
Portfolio Adjusted1-in-2Size: 20 kW to 199.99 kWOrange County2017October Monthly Peak | Portfolio Adjusted | 1-in-2 | Size: 20 kW to 199.99 kW | Orange County | 2017 | October Monthly Peak | 10 | 12.8967 | 12.3252 | 12.0007 | 11.968 | 12.4611 | 14.1567 | 16.7012 | 18.0735 | 20.7028 | 23.194 | 25.1642 | 26.5163 | 27.8067 | 28.689 | 29.0719 | 28.3721 | 26.776 | 24.0776 | 23.0858 | 22.0648 | 20.3674 | 18.5316 | 16.2745 | 14.3524 | 0 | 0 | 0 | 0 | 0 | 0 | 0 | 0 | 0 | 0 | 0 | 0 | 0 | 0 | 0.43608 | 0.42558 | 0.40164 | 0.36116 | 0 | 0 | 0 | 0 | 0 | 0 | 66.0254 | 64.8884 | 63.9231 | 63.0662 | 62.2979 | 61.7132 | 61.4725 | 61.5271 | 62.8331 | 66.6012 | 72.5735 | 78.6394 | 84.2918 | 87.3695 | 88.2813 | 88.9632 | 89.287 | 88.411 | 85.8236 | 80.9845 | 77.3716 | 74.5227 | 72.2202 | 70.6351 | 0.32177 | 0.29381 | 0.2853 | 0.28163 | 0.30677 | 0.37986 | 0.49582 | 0.58037 | 0.61713 | 0.60914 | 0.60294 | 0.63427 | 0.70275 | 0.78621 | 0.83398 | 0.88941 | 0.9078 | 0.83167 | 0.74115 | 0.56642 | 0.50321 | 0.42762 | 0.34178 | 0.28968
Portfolio Adjusted1-in-2Size: 20 kW to 199.99 kWOrange County2017November Monthly Peak | Portfolio Adjusted | 1-in-2 | Size: 20 kW to 199.99 kW | Orange County | 2017 | November Monthly Peak | 11 | 11.9714 | 11.5711 | 11.4185 | 11.4767 | 12.0222 | 13.7413 | 15.3423 | 16.8919 | 19.1753 | 21.0236 | 22.3221 | 23.1395 | 23.8204 | 24.2029 | 24.2208 | 23.2636 | 22.1186 | 22.1165 | 20.5256 | 19.2965 | 18.0475 | 16.5346 | 14.6136 | 13.0929 | 0 | 0 | 0 | 0 | 0 | 0 | 0 | 0 | 0 | 0 | 0 | 0 | 0 | 0 | 0.36331 | 0.34895 | 0.33178 | 0.33175 | 0 | 0 | 0 | 0 | 0 | 0 | 58.5655 | 57.6892 | 57.4812 | 57.0112 | 55.9776 | 54.9445 | 55.3031 | 54.9985 | 58.5614 | 62.4632 | 67.2263 | 71.9325 | 74.7452 | 76.3703 | 77.3781 | 77.2398 | 75.2923 | 72.1192 | 68.8386 | 66.1493 | 64.247 | 63.3961 | 62.4624 | 61.8557 | 0.32406 | 0.2959 | 0.28733 | 0.28363 | 0.30895 | 0.38256 | 0.49934 | 0.5845 | 0.62152 | 0.61347 | 0.60722 | 0.63877 | 0.70774 | 0.7918 | 0.83991 | 0.89573 | 0.91425 | 0.83758 | 0.74641 | 0.57044 | 0.50678 | 0.43066 | 0.34421 | 0.29174
Portfolio Adjusted1-in-2Size: 20 kW to 199.99 kWOrange County2017December Monthly Peak | Portfolio Adjusted | 1-in-2 | Size: 20 kW to 199.99 kW | Orange County | 2017 | December Monthly Peak | 12 | 11.9831 | 11.6103 | 11.4953 | 11.5988 | 12.2589 | 14.0221 | 16.2303 | 17.1486 | 18.6203 | 19.7911 | 20.3698 | 20.4029 | 20.5521 | 20.4973 | 20.3354 | 19.4599 | 19.2585 | 19.8364 | 18.7209 | 17.8009 | 16.8341 | 15.6645 | 14.2258 | 12.9855 | 0 | 0 | 0 | 0 | 0 | 0 | 0 | 0 | 0 | 0 | 0 | 0 | 0 | 0 | 0.30503 | 0.2919 | 0.28888 | 0.29755 | 0 | 0 | 0 | 0 | 0 | 0 | 49.3127 | 48.6667 | 47.9143 | 47.4659 | 46.9826 | 46.3824 | 46.0391 | 45.8642 | 46.6564 | 49.9082 | 53.4925 | 56.5184 | 58.9176 | 60.1793 | 60.79 | 61.091 | 60.7213 | 58.7006 | 55.9617 | 53.6292 | 51.8234 | 50.0638 | 48.5906 | 47.3166 | 0.32246 | 0.29444 | 0.28591 | 0.28223 | 0.30743 | 0.38067 | 0.49688 | 0.58161 | 0.61845 | 0.61044 | 0.60422 | 0.63562 | 0.70425 | 0.78789 | 0.83577 | 0.89132 | 0.90974 | 0.83345 | 0.74273 | 0.56763 | 0.50428 | 0.42854 | 0.34251 | 0.2903
Portfolio Adjusted1-in-2Size: 20 kW to 199.99 kWOrange County2017Typical Event Day | Portfolio Adjusted | 1-in-2 | Size: 20 kW to 199.99 kW | Orange County | 2017 | Typical Event Day | 8 | 14.4865 | 13.7336 | 13.3464 | 13.222 | 13.6907 | 15.4976 | 17.3841 | 20.2623 | 24.0839 | 27.0957 | 29.561 | 31.1032 | 32.4373 | 33.2866 | 33.5821 | 32.9476 | 31.3965 | 28.5557 | 25.3047 | 24.0076 | 23.522 | 21.2519 | 18.5832 | 16.2296 | 0 | 0 | 0 | 0 | 0 | 0 | 0 | 0 | 0 | 0 | 0 | 0 | 0 | 0 | 0.50373 | 0.49421 | 0.47095 | 0.42834 | 0 | 0 | 0 | 0 | 0 | 0 | 73.7023 | 72.6302 | 71.6508 | 70.8088 | 70.1264 | 69.3483 | 68.9816 | 69.4234 | 71.8173 | 76.3994 | 81.3824 | 85.8427 | 89.1321 | 91.2277 | 92.7336 | 93.4245 | 93.4034 | 92.3672 | 90.7103 | 87.7616 | 83.9828 | 80.6754 | 78.5056 | 76.8856 | 0.32359 | 0.29547 | 0.28691 | 0.28322 | 0.30851 | 0.38201 | 0.49862 | 0.58365 | 0.62062 | 0.61259 | 0.60634 | 0.63785 | 0.70672 | 0.79066 | 0.8387 | 0.89444 | 0.91293 | 0.83637 | 0.74534 | 0.56962 | 0.50605 | 0.43004 | 0.34372 | 0.29132
Portfolio Adjusted1-in-2Size: 20 kW to 199.99 kWOrange County2018January Monthly Peak | Portfolio Adjusted | 1-in-2 | Size: 20 kW to 199.99 kW | Orange County | 2018 | January Monthly Peak | 1 | 12.2321 | 11.9325 | 11.7725 | 11.9674 | 12.6964 | 14.3737 | 16.9097 | 17.923 | 19.4434 | 20.2864 | 20.5653 | 20.2474 | 20.2316 | 20.0867 | 20.0252 | 19.164 | 18.4882 | 19.2051 | 18.3954 | 17.6463 | 16.7716 | 15.9506 | 14.4172 | 13.2395 | 0 | 0 | 0 | 0 | 0 | 0 | 0 | 0 | 0 | 0 | 0 | 0 | 0 | 0 | 0.30038 | 0.28746 | 0.27732 | 0.28808 | 0 | 0 | 0 | 0 | 0 | 0 | 45.9248 | 44.946 | 44.33 | 44.0999 | 43.5994 | 43.3999 | 42.8799 | 42.5509 | 42.6651 | 44.3138 | 47.3581 | 49.9442 | 51.7235 | 53.1669 | 54.0855 | 54.4537 | 54.2012 | 52.7865 | 51.0929 | 49.6959 | 48.7017 | 47.8194 | 47.0898 | 46.3595 | 0.32967 | 0.30103 | 0.2923 | 0.28854 | 0.3143 | 0.38918 | 0.50799 | 0.59462 | 0.63228 | 0.62409 | 0.61773 | 0.64984 | 0.71999 | 0.80551 | 0.85445 | 0.91125 | 0.93009 | 0.85208 | 0.75934 | 0.58032 | 0.51556 | 0.43812 | 0.35017 | 0.29679
Portfolio Adjusted1-in-2Size: 20 kW to 199.99 kWOrange County2018February Monthly Peak | Portfolio Adjusted | 1-in-2 | Size: 20 kW to 199.99 kW | Orange County | 2018 | February Monthly Peak | 2 | 12.2738 | 11.9532 | 11.7261 | 11.8914 | 12.5774 | 14.1412 | 16.3261 | 17.6001 | 19.2542 | 20.259 | 20.8239 | 20.7187 | 20.8957 | 20.9721 | 20.9503 | 20.0408 | 19.1624 | 19.2227 | 19.1813 | 18.264 | 17.3252 | 16.1524 | 14.5547 | 13.2706 | 0 | 0 | 0 | 0 | 0 | 0 | 0 | 0 | 0 | 0 | 0 | 0 | 0 | 0 | 0.31425 | 0.30061 | 0.28744 | 0.28834 | 0 | 0 | 0 | 0 | 0 | 0 | 48.0136 | 47.8105 | 47.4274 | 47.0944 | 46.4173 | 45.9943 | 45.9021 | 45.9281 | 46.4467 | 48.0316 | 49.9889 | 51.7926 | 52.619 | 52.9553 | 53.1205 | 52.7098 | 52.4563 | 51.8251 | 50.6882 | 49.2676 | 47.9127 | 47.5107 | 46.6325 | 45.554 | 0.32602 | 0.29769 | 0.28907 | 0.28534 | 0.31082 | 0.38488 | 0.50237 | 0.58803 | 0.62528 | 0.61718 | 0.61089 | 0.64264 | 0.71202 | 0.79659 | 0.84499 | 0.90116 | 0.91979 | 0.84265 | 0.75093 | 0.5739 | 0.50985 | 0.43327 | 0.3463 | 0.2935
Portfolio Adjusted1-in-2Size: 20 kW to 199.99 kWOrange County2018March Monthly Peak | Portfolio Adjusted | 1-in-2 | Size: 20 kW to 199.99 kW | Orange County | 2018 | March Monthly Peak | 3 | 12.4108 | 11.9617 | 11.7195 | 11.7921 | 12.4429 | 13.9476 | 16.2027 | 17.5512 | 19.1306 | 20.1702 | 20.8133 | 20.7563 | 20.9578 | 21.1242 | 21.3037 | 20.7171 | 19.6801 | 18.5815 | 18.0448 | 18.6211 | 17.7834 | 16.5196 | 14.7301 | 13.3583 | 0 | 0 | 0 | 0 | 0 | 0 | 0 | 0 | 0 | 0 | 0 | 0 | 0 | 0 | 0.31956 | 0.31076 | 0.2952 | 0.27872 | 0 | 0 | 0 | 0 | 0 | 0 | 48.0895 | 46.9975 | 46.018 | 45.4727 | 45.2284 | 44.7251 | 44.277 | 44.3267 | 46.3005 | 48.7004 | 51.0574 | 52.9132 | 54.0629 | 54.9484 | 55.4254 | 55.7479 | 55.5701 | 55.09 | 53.7257 | 51.7416 | 50.3489 | 49.1247 | 48.1214 | 47.272 | 0.32676 | 0.29837 | 0.28972 | 0.28599 | 0.31153 | 0.38575 | 0.50351 | 0.58937 | 0.6267 | 0.61859 | 0.61228 | 0.6441 | 0.71364 | 0.7984 | 0.84691 | 0.9032 | 0.92188 | 0.84456 | 0.75264 | 0.5752 | 0.51101 | 0.43425 | 0.34708 | 0.29417
Portfolio Adjusted1-in-2Size: 20 kW to 199.99 kWOrange County2018April Monthly Peak | Portfolio Adjusted | 1-in-2 | Size: 20 kW to 199.99 kW | Orange County | 2018 | April Monthly Peak | 4 | 12.3628 | 11.8074 | 11.552 | 11.5476 | 12.1438 | 13.6574 | 15.302 | 16.9343 | 19.2669 | 21.2111 | 22.7132 | 23.6444 | 24.74 | 25.5247 | 25.894 | 25.2125 | 23.9256 | 21.8705 | 19.8853 | 20.0427 | 19.3725 | 17.6662 | 15.3976 | 13.7162 | 0 | 0 | 0 | 0 | 0 | 0 | 0 | 0 | 0 | 0 | 0 | 0 | 0 | 0 | 0.38841 | 0.37819 | 0.35888 | 0.32806 | 0 | 0 | 0 | 0 | 0 | 0 | 62.8936 | 61.809 | 60.3758 | 59.3145 | 58.313 | 57.5471 | 57.2429 | 56.8529 | 59.3511 | 63.6249 | 68.37 | 72.8726 | 76.3118 | 78.9187 | 80.6303 | 81.4576 | 81.6602 | 80.6072 | 78.5851 | 75.6359 | 71.5919 | 68.5274 | 66.151 | 63.8069 | 0.32229 | 0.29429 | 0.28577 | 0.28209 | 0.30727 | 0.38048 | 0.49663 | 0.58132 | 0.61814 | 0.61014 | 0.60392 | 0.6353 | 0.70389 | 0.7875 | 0.83534 | 0.89087 | 0.90928 | 0.83303 | 0.74236 | 0.56734 | 0.50403 | 0.42832 | 0.34234 | 0.29015
Portfolio Adjusted1-in-2Size: 20 kW to 199.99 kWOrange County2018May Monthly Peak | Portfolio Adjusted | 1-in-2 | Size: 20 kW to 199.99 kW | Orange County | 2018 | May Monthly Peak | 5 | 12.6044 | 12.0406 | 11.7717 | 11.7157 | 12.3457 | 13.7318 | 14.9096 | 17.2889 | 20.1495 | 22.4817 | 24.1731 | 25.093 | 26.0335 | 26.6866 | 27.0122 | 26.3089 | 25.0399 | 22.9018 | 20.7147 | 20.0145 | 20.0955 | 18.2339 | 15.8724 | 14.0376 | 0 | 0 | 0 | 0 | 0 | 0 | 0 | 0 | 0 | 0 | 0 | 0 | 0 | 0 | 0.40518 | 0.39463 | 0.3756 | 0.34353 | 0 | 0 | 0 | 0 | 0 | 0 | 63.2359 | 62.4783 | 61.5229 | 60.4957 | 59.5554 | 59.0139 | 58.8118 | 59.2155 | 60.9908 | 65.1455 | 69.9145 | 74.3412 | 78.5445 | 81.6454 | 83.194 | 84.053 | 84.0251 | 82.1922 | 79.7775 | 76.7065 | 72.5321 | 68.863 | 66.8048 | 65.1959 | 0.32255 | 0.29453 | 0.286 | 0.28231 | 0.30752 | 0.38079 | 0.49703 | 0.58179 | 0.61864 | 0.61063 | 0.60441 | 0.63582 | 0.70446 | 0.78813 | 0.83602 | 0.89158 | 0.91002 | 0.8337 | 0.74296 | 0.5678 | 0.50443 | 0.42867 | 0.34262 | 0.29039
Portfolio Adjusted1-in-2Size: 20 kW to 199.99 kWOrange County2018June Monthly Peak | Portfolio Adjusted | 1-in-2 | Size: 20 kW to 199.99 kW | Orange County | 2018 | June Monthly Peak | 6 | 13.4465 | 12.7902 | 12.4604 | 12.398 | 12.9955 | 14.278 | 15.6817 | 18.6899 | 21.9354 | 24.7063 | 26.889 | 28.2543 | 29.5631 | 30.4594 | 30.9327 | 30.2201 | 28.6907 | 26.2474 | 23.5542 | 21.9177 | 21.7681 | 19.8991 | 17.2615 | 15.1151 | 0 | 0 | 0 | 0 | 0 | 0 | 0 | 0 | 0 | 0 | 0 | 0 | 0 | 0 | 0.46399 | 0.4533 | 0.43036 | 0.39371 | 0 | 0 | 0 | 0 | 0 | 0 | 68.6511 | 67.6578 | 66.5961 | 65.4264 | 64.604 | 63.7452 | 63.0035 | 63.8192 | 66.8736 | 71.8652 | 77.0093 | 81.5631 | 84.7462 | 86.5881 | 88.2008 | 89.0163 | 89.4944 | 88.6291 | 87.2227 | 84.2492 | 80.1249 | 75.924 | 73.512 | 71.6503 | 0.32308 | 0.29501 | 0.28646 | 0.28277 | 0.30802 | 0.3814 | 0.49783 | 0.58273 | 0.61964 | 0.61162 | 0.60538 | 0.63684 | 0.7056 | 0.7894 | 0.83737 | 0.89303 | 0.91149 | 0.83505 | 0.74416 | 0.56872 | 0.50525 | 0.42936 | 0.34317 | 0.29085
Portfolio Adjusted1-in-2Size: 20 kW to 199.99 kWOrange County2018July Monthly Peak | Portfolio Adjusted | 1-in-2 | Size: 20 kW to 199.99 kW | Orange County | 2018 | July Monthly Peak | 7 | 14.7391 | 13.9285 | 13.4814 | 13.3298 | 13.9193 | 15.5012 | 17.4151 | 20.8866 | 24.6617 | 27.7666 | 30.1348 | 31.5703 | 32.8652 | 33.776 | 34.2217 | 33.5232 | 32.0855 | 29.4251 | 26.2092 | 24.1777 | 23.8834 | 21.8469 | 19.1186 | 16.6458 | 0 | 0 | 0 | 0 | 0 | 0 | 0 | 0 | 0 | 0 | 0 | 0 | 0 | 0 | 0.51333 | 0.50285 | 0.48128 | 0.44138 | 0 | 0 | 0 | 0 | 0 | 0 | 75.9529 | 75.0301 | 74.188 | 73.3277 | 72.5538 | 71.8404 | 71.442 | 72.3504 | 75.0342 | 78.8703 | 83.2285 | 87.2071 | 89.9574 | 91.6694 | 93.0873 | 93.6156 | 92.9622 | 91.6231 | 90.2863 | 88.4305 | 85.6426 | 82.6184 | 80.2822 | 78.6139 | 0.32399 | 0.29584 | 0.28727 | 0.28357 | 0.30889 | 0.38249 | 0.49925 | 0.58438 | 0.6214 | 0.61335 | 0.6071 | 0.63865 | 0.7076 | 0.79164 | 0.83975 | 0.89556 | 0.91408 | 0.83742 | 0.74627 | 0.57033 | 0.50668 | 0.43058 | 0.34415 | 0.29168
Portfolio Adjusted1-in-2Size: 20 kW to 199.99 kWOrange County2018August Monthly Peak | Portfolio Adjusted | 1-in-2 | Size: 20 kW to 199.99 kW | Orange County | 2018 | August Monthly Peak | 8 | 14.7136 | 13.9363 | 13.5249 | 13.3919 | 13.8534 | 15.6882 | 17.6054 | 20.6185 | 24.6578 | 27.8496 | 30.4659 | 32.0897 | 33.4601 | 34.3201 | 34.6157 | 33.9576 | 32.34 | 29.4174 | 26.0159 | 24.6477 | 24.059 | 21.6962 | 18.9607 | 16.5333 | 0 | 0 | 0 | 0 | 0 | 0 | 0 | 0 | 0 | 0 | 0 | 0 | 0 | 0 | 0.51924 | 0.50936 | 0.4851 | 0.44126 | 0 | 0 | 0 | 0 | 0 | 0 | 76.0234 | 74.6382 | 73.4659 | 72.7266 | 72.1425 | 71.3485 | 71.0423 | 71.0426 | 73.104 | 78.2933 | 83.6441 | 88.1953 | 91.4318 | 93.688 | 95.1218 | 95.8463 | 95.9432 | 94.8862 | 92.7089 | 89.2413 | 84.9055 | 81.8952 | 79.9524 | 78.285 | 0.32542 | 0.29715 | 0.28854 | 0.28483 | 0.31026 | 0.38418 | 0.50145 | 0.58697 | 0.62414 | 0.61606 | 0.60978 | 0.64147 | 0.71073 | 0.79514 | 0.84346 | 0.89952 | 0.91812 | 0.84112 | 0.74957 | 0.57285 | 0.50892 | 0.43248 | 0.34567 | 0.29297
Portfolio Adjusted1-in-2Size: 20 kW to 199.99 kWOrange County2018September Monthly Peak | Portfolio Adjusted | 1-in-2 | Size: 20 kW to 199.99 kW | Orange County | 2018 | September Monthly Peak | 9 | 14.4713 | 13.7544 | 13.391 | 13.2989 | 13.7877 | 15.7211 | 18.1838 | 20.435 | 24.3299 | 27.3974 | 29.8823 | 31.3049 | 32.575 | 33.427 | 33.7325 | 32.9799 | 31.3455 | 28.3662 | 25.3142 | 24.7281 | 23.0266 | 20.8619 | 18.3542 | 16.1478 | 0 | 0 | 0 | 0 | 0 | 0 | 0 | 0 | 0 | 0 | 0 | 0 | 0 | 0 | 0.50599 | 0.4947 | 0.47018 | 0.42549 | 0 | 0 | 0 | 0 | 0 | 0 | 74.1819 | 73.1946 | 72.3532 | 71.7544 | 71.2055 | 70.4589 | 70.4385 | 70.4814 | 72.2574 | 76.5686 | 81.6477 | 86.4055 | 90.3929 | 92.9655 | 94.5247 | 95.2198 | 95.2138 | 94.3305 | 92.6233 | 89.1254 | 85.2582 | 82.2642 | 80.2756 | 78.9932 | 0.32293 | 0.29488 | 0.28633 | 0.28264 | 0.30788 | 0.38123 | 0.49761 | 0.58247 | 0.61936 | 0.61134 | 0.60511 | 0.63656 | 0.70528 | 0.78905 | 0.837 | 0.89263 | 0.91108 | 0.83467 | 0.74383 | 0.56847 | 0.50502 | 0.42917 | 0.34302 | 0.29073
Portfolio Adjusted1-in-2Size: 20 kW to 199.99 kWOrange County2018October Monthly Peak | Portfolio Adjusted | 1-in-2 | Size: 20 kW to 199.99 kW | Orange County | 2018 | October Monthly Peak | 10 | 12.8967 | 12.3252 | 12.0007 | 11.968 | 12.4611 | 14.1567 | 16.7012 | 18.0735 | 20.7028 | 23.194 | 25.1642 | 26.5163 | 27.8067 | 28.689 | 29.0719 | 28.372 | 26.776 | 24.0776 | 23.0858 | 22.0648 | 20.3674 | 18.5316 | 16.2745 | 14.3524 | 0 | 0 | 0 | 0 | 0 | 0 | 0 | 0 | 0 | 0 | 0 | 0 | 0 | 0 | 0.43608 | 0.42558 | 0.40164 | 0.36116 | 0 | 0 | 0 | 0 | 0 | 0 | 66.0254 | 64.8884 | 63.9231 | 63.0662 | 62.2979 | 61.7132 | 61.4725 | 61.5271 | 62.8331 | 66.6012 | 72.5734 | 78.6394 | 84.2918 | 87.3694 | 88.2813 | 88.9632 | 89.287 | 88.411 | 85.8236 | 80.9845 | 77.3716 | 74.5227 | 72.2201 | 70.6351 | 0.32177 | 0.29381 | 0.2853 | 0.28163 | 0.30677 | 0.37986 | 0.49582 | 0.58037 | 0.61713 | 0.60914 | 0.60294 | 0.63427 | 0.70275 | 0.78621 | 0.83398 | 0.88941 | 0.9078 | 0.83167 | 0.74115 | 0.56642 | 0.50321 | 0.42762 | 0.34178 | 0.28968
Portfolio Adjusted1-in-2Size: 20 kW to 199.99 kWOrange County2018November Monthly Peak | Portfolio Adjusted | 1-in-2 | Size: 20 kW to 199.99 kW | Orange County | 2018 | November Monthly Peak | 11 | 11.9714 | 11.5711 | 11.4185 | 11.4767 | 12.0222 | 13.7413 | 15.3423 | 16.8919 | 19.1753 | 21.0236 | 22.3221 | 23.1395 | 23.8204 | 24.2029 | 24.2208 | 23.2636 | 22.1186 | 22.1165 | 20.5256 | 19.2965 | 18.0475 | 16.5346 | 14.6136 | 13.0929 | 0 | 0 | 0 | 0 | 0 | 0 | 0 | 0 | 0 | 0 | 0 | 0 | 0 | 0 | 0.36331 | 0.34895 | 0.33178 | 0.33175 | 0 | 0 | 0 | 0 | 0 | 0 | 58.5655 | 57.6892 | 57.4812 | 57.0112 | 55.9776 | 54.9445 | 55.3031 | 54.9985 | 58.5614 | 62.4632 | 67.2263 | 71.9325 | 74.7452 | 76.3703 | 77.3781 | 77.2398 | 75.2923 | 72.1192 | 68.8386 | 66.1493 | 64.2471 | 63.3961 | 62.4624 | 61.8557 | 0.32406 | 0.2959 | 0.28733 | 0.28363 | 0.30895 | 0.38256 | 0.49934 | 0.5845 | 0.62152 | 0.61347 | 0.60722 | 0.63877 | 0.70774 | 0.7918 | 0.83991 | 0.89573 | 0.91425 | 0.83758 | 0.74641 | 0.57044 | 0.50678 | 0.43066 | 0.34421 | 0.29174
Portfolio Adjusted1-in-2Size: 20 kW to 199.99 kWOrange County2018December Monthly Peak | Portfolio Adjusted | 1-in-2 | Size: 20 kW to 199.99 kW | Orange County | 2018 | December Monthly Peak | 12 | 11.9831 | 11.6103 | 11.4953 | 11.5988 | 12.2589 | 14.0221 | 16.2303 | 17.1486 | 18.6203 | 19.7911 | 20.3698 | 20.4029 | 20.5521 | 20.4973 | 20.3354 | 19.4599 | 19.2585 | 19.8364 | 18.7209 | 17.8009 | 16.8341 | 15.6645 | 14.2258 | 12.9855 | 0 | 0 | 0 | 0 | 0 | 0 | 0 | 0 | 0 | 0 | 0 | 0 | 0 | 0 | 0.30503 | 0.2919 | 0.28888 | 0.29755 | 0 | 0 | 0 | 0 | 0 | 0 | 49.3127 | 48.6667 | 47.9143 | 47.4659 | 46.9826 | 46.3824 | 46.0391 | 45.8642 | 46.6564 | 49.9082 | 53.4925 | 56.5184 | 58.9176 | 60.1793 | 60.79 | 61.091 | 60.7213 | 58.7006 | 55.9617 | 53.6292 | 51.8234 | 50.0638 | 48.5906 | 47.3166 | 0.32246 | 0.29444 | 0.28591 | 0.28223 | 0.30743 | 0.38067 | 0.49688 | 0.58161 | 0.61845 | 0.61044 | 0.60422 | 0.63562 | 0.70425 | 0.78789 | 0.83577 | 0.89132 | 0.90974 | 0.83345 | 0.74273 | 0.56763 | 0.50428 | 0.42854 | 0.34251 | 0.2903
Portfolio Adjusted1-in-2Size: 20 kW to 199.99 kWOrange County2018Typical Event Day | Portfolio Adjusted | 1-in-2 | Size: 20 kW to 199.99 kW | Orange County | 2018 | Typical Event Day | 8 | 14.4865 | 13.7336 | 13.3464 | 13.222 | 13.6907 | 15.4976 | 17.3841 | 20.2623 | 24.0839 | 27.0957 | 29.561 | 31.1032 | 32.4373 | 33.2866 | 33.5821 | 32.9476 | 31.3965 | 28.5557 | 25.3047 | 24.0076 | 23.522 | 21.2519 | 18.5832 | 16.2296 | 0 | 0 | 0 | 0 | 0 | 0 | 0 | 0 | 0 | 0 | 0 | 0 | 0 | 0 | 0.50373 | 0.49421 | 0.47095 | 0.42834 | 0 | 0 | 0 | 0 | 0 | 0 | 73.7023 | 72.6302 | 71.6508 | 70.8088 | 70.1264 | 69.3483 | 68.9816 | 69.4234 | 71.8173 | 76.3994 | 81.3824 | 85.8427 | 89.132 | 91.2277 | 92.7336 | 93.4245 | 93.4034 | 92.3672 | 90.7103 | 87.7616 | 83.9828 | 80.6754 | 78.5056 | 76.8856 | 0.32359 | 0.29547 | 0.28691 | 0.28322 | 0.30851 | 0.38201 | 0.49862 | 0.58365 | 0.62062 | 0.61259 | 0.60634 | 0.63785 | 0.70672 | 0.79066 | 0.8387 | 0.89444 | 0.91293 | 0.83637 | 0.74534 | 0.56962 | 0.50605 | 0.43004 | 0.34372 | 0.29132
Portfolio Adjusted1-in-2Size: 20 kW to 199.99 kWOrange County2019January Monthly Peak | Portfolio Adjusted | 1-in-2 | Size: 20 kW to 199.99 kW | Orange County | 2019 | January Monthly Peak | 1 | 12.2321 | 11.9325 | 11.7725 | 11.9674 | 12.6964 | 14.3737 | 16.9097 | 17.923 | 19.4434 | 20.2864 | 20.5653 | 20.2474 | 20.2316 | 20.0867 | 20.0252 | 19.164 | 18.4882 | 19.2051 | 18.3954 | 17.6463 | 16.7716 | 15.9506 | 14.4172 | 13.2395 | 0 | 0 | 0 | 0 | 0 | 0 | 0 | 0 | 0 | 0 | 0 | 0 | 0 | 0 | 0.30038 | 0.28746 | 0.27732 | 0.28808 | 0 | 0 | 0 | 0 | 0 | 0 | 45.9248 | 44.946 | 44.33 | 44.0999 | 43.5994 | 43.3999 | 42.8799 | 42.5509 | 42.6651 | 44.3138 | 47.3581 | 49.9442 | 51.7235 | 53.1669 | 54.0855 | 54.4537 | 54.2012 | 52.7865 | 51.0929 | 49.6959 | 48.7017 | 47.8194 | 47.0898 | 46.3595 | 0.32967 | 0.30103 | 0.2923 | 0.28854 | 0.3143 | 0.38918 | 0.50799 | 0.59462 | 0.63228 | 0.62409 | 0.61773 | 0.64984 | 0.71999 | 0.80551 | 0.85445 | 0.91125 | 0.93009 | 0.85208 | 0.75934 | 0.58032 | 0.51556 | 0.43812 | 0.35017 | 0.29679
Portfolio Adjusted1-in-2Size: 20 kW to 199.99 kWOrange County2019February Monthly Peak | Portfolio Adjusted | 1-in-2 | Size: 20 kW to 199.99 kW | Orange County | 2019 | February Monthly Peak | 2 | 12.2738 | 11.9532 | 11.7261 | 11.8914 | 12.5774 | 14.1412 | 16.3261 | 17.6001 | 19.2542 | 20.259 | 20.8239 | 20.7187 | 20.8957 | 20.9721 | 20.9503 | 20.0408 | 19.1624 | 19.2227 | 19.1813 | 18.264 | 17.3252 | 16.1524 | 14.5547 | 13.2706 | 0 | 0 | 0 | 0 | 0 | 0 | 0 | 0 | 0 | 0 | 0 | 0 | 0 | 0 | 0.31425 | 0.30061 | 0.28744 | 0.28834 | 0 | 0 | 0 | 0 | 0 | 0 | 48.0136 | 47.8105 | 47.4274 | 47.0944 | 46.4173 | 45.9943 | 45.9022 | 45.9281 | 46.4467 | 48.0316 | 49.9889 | 51.7926 | 52.619 | 52.9553 | 53.1205 | 52.7098 | 52.4563 | 51.8251 | 50.6882 | 49.2676 | 47.9127 | 47.5107 | 46.6325 | 45.5539 | 0.32602 | 0.29769 | 0.28907 | 0.28534 | 0.31082 | 0.38488 | 0.50237 | 0.58803 | 0.62528 | 0.61718 | 0.61089 | 0.64264 | 0.71202 | 0.79659 | 0.84499 | 0.90116 | 0.91979 | 0.84265 | 0.75093 | 0.5739 | 0.50985 | 0.43327 | 0.3463 | 0.2935
Portfolio Adjusted1-in-2Size: 20 kW to 199.99 kWOrange County2019March Monthly Peak | Portfolio Adjusted | 1-in-2 | Size: 20 kW to 199.99 kW | Orange County | 2019 | March Monthly Peak | 3 | 12.4108 | 11.9617 | 11.7195 | 11.7921 | 12.4429 | 13.9476 | 16.2027 | 17.5512 | 19.1306 | 20.1702 | 20.8133 | 20.7563 | 20.9578 | 21.1242 | 21.3037 | 20.7171 | 19.6801 | 18.5815 | 18.0448 | 18.6211 | 17.7834 | 16.5196 | 14.7301 | 13.3583 | 0 | 0 | 0 | 0 | 0 | 0 | 0 | 0 | 0 | 0 | 0 | 0 | 0 | 0 | 0.31956 | 0.31076 | 0.2952 | 0.27872 | 0 | 0 | 0 | 0 | 0 | 0 | 48.0895 | 46.9975 | 46.018 | 45.4727 | 45.2284 | 44.7251 | 44.277 | 44.3267 | 46.3005 | 48.7004 | 51.0574 | 52.9132 | 54.0629 | 54.9484 | 55.4254 | 55.7479 | 55.5701 | 55.09 | 53.7257 | 51.7416 | 50.3489 | 49.1247 | 48.1214 | 47.272 | 0.32676 | 0.29837 | 0.28972 | 0.28599 | 0.31153 | 0.38575 | 0.50351 | 0.58937 | 0.6267 | 0.61859 | 0.61228 | 0.6441 | 0.71364 | 0.7984 | 0.84691 | 0.9032 | 0.92188 | 0.84456 | 0.75264 | 0.5752 | 0.51101 | 0.43425 | 0.34708 | 0.29417
Portfolio Adjusted1-in-2Size: 20 kW to 199.99 kWOrange County2019April Monthly Peak | Portfolio Adjusted | 1-in-2 | Size: 20 kW to 199.99 kW | Orange County | 2019 | April Monthly Peak | 4 | 12.3628 | 11.8074 | 11.552 | 11.5476 | 12.1438 | 13.6574 | 15.302 | 16.9343 | 19.2669 | 21.2111 | 22.7132 | 23.6444 | 24.74 | 25.5247 | 25.894 | 25.2125 | 23.9256 | 21.8705 | 19.8853 | 20.0427 | 19.3725 | 17.6662 | 15.3976 | 13.7162 | 0 | 0 | 0 | 0 | 0 | 0 | 0 | 0 | 0 | 0 | 0 | 0 | 0 | 0 | 0.38841 | 0.37819 | 0.35888 | 0.32806 | 0 | 0 | 0 | 0 | 0 | 0 | 62.8936 | 61.809 | 60.3758 | 59.3145 | 58.313 | 57.5471 | 57.2429 | 56.8529 | 59.3511 | 63.6249 | 68.37 | 72.8726 | 76.3118 | 78.9187 | 80.6303 | 81.4576 | 81.6602 | 80.6072 | 78.5851 | 75.6359 | 71.5919 | 68.5274 | 66.151 | 63.8069 | 0.32229 | 0.29429 | 0.28577 | 0.28209 | 0.30727 | 0.38048 | 0.49663 | 0.58132 | 0.61814 | 0.61014 | 0.60392 | 0.6353 | 0.70389 | 0.7875 | 0.83534 | 0.89087 | 0.90928 | 0.83303 | 0.74236 | 0.56734 | 0.50403 | 0.42832 | 0.34234 | 0.29015
Portfolio Adjusted1-in-2Size: 20 kW to 199.99 kWOrange County2019May Monthly Peak | Portfolio Adjusted | 1-in-2 | Size: 20 kW to 199.99 kW | Orange County | 2019 | May Monthly Peak | 5 | 12.6044 | 12.0406 | 11.7717 | 11.7157 | 12.3457 | 13.7318 | 14.9096 | 17.2889 | 20.1495 | 22.4817 | 24.1731 | 25.093 | 26.0335 | 26.6866 | 27.0122 | 26.3089 | 25.0399 | 22.9018 | 20.7147 | 20.0145 | 20.0955 | 18.2339 | 15.8724 | 14.0376 | 0 | 0 | 0 | 0 | 0 | 0 | 0 | 0 | 0 | 0 | 0 | 0 | 0 | 0 | 0.40518 | 0.39463 | 0.3756 | 0.34353 | 0 | 0 | 0 | 0 | 0 | 0 | 63.2359 | 62.4783 | 61.5229 | 60.4957 | 59.5554 | 59.0139 | 58.8118 | 59.2155 | 60.9908 | 65.1455 | 69.9145 | 74.3412 | 78.5445 | 81.6454 | 83.194 | 84.053 | 84.0251 | 82.1922 | 79.7775 | 76.7065 | 72.5321 | 68.863 | 66.8048 | 65.1959 | 0.32255 | 0.29453 | 0.286 | 0.28231 | 0.30752 | 0.38079 | 0.49703 | 0.58179 | 0.61864 | 0.61063 | 0.60441 | 0.63582 | 0.70446 | 0.78813 | 0.83602 | 0.89158 | 0.91002 | 0.8337 | 0.74296 | 0.5678 | 0.50443 | 0.42867 | 0.34262 | 0.29039
Portfolio Adjusted1-in-2Size: 20 kW to 199.99 kWOrange County2019June Monthly Peak | Portfolio Adjusted | 1-in-2 | Size: 20 kW to 199.99 kW | Orange County | 2019 | June Monthly Peak | 6 | 13.4465 | 12.7902 | 12.4604 | 12.398 | 12.9955 | 14.278 | 15.6817 | 18.6899 | 21.9354 | 24.7063 | 26.889 | 28.2543 | 29.5631 | 30.4594 | 30.9327 | 30.2201 | 28.6907 | 26.2474 | 23.5542 | 21.9177 | 21.7681 | 19.8991 | 17.2615 | 15.1151 | 0 | 0 | 0 | 0 | 0 | 0 | 0 | 0 | 0 | 0 | 0 | 0 | 0 | 0 | 0.46399 | 0.4533 | 0.43036 | 0.39371 | 0 | 0 | 0 | 0 | 0 | 0 | 68.6511 | 67.6578 | 66.5961 | 65.4264 | 64.604 | 63.7452 | 63.0035 | 63.8192 | 66.8736 | 71.8652 | 77.0093 | 81.5631 | 84.7462 | 86.5881 | 88.2008 | 89.0163 | 89.4944 | 88.6291 | 87.2227 | 84.2492 | 80.1249 | 75.924 | 73.512 | 71.6503 | 0.32308 | 0.29501 | 0.28646 | 0.28277 | 0.30802 | 0.3814 | 0.49783 | 0.58273 | 0.61964 | 0.61162 | 0.60538 | 0.63684 | 0.7056 | 0.7894 | 0.83737 | 0.89303 | 0.91149 | 0.83505 | 0.74416 | 0.56872 | 0.50525 | 0.42936 | 0.34317 | 0.29085
Portfolio Adjusted1-in-2Size: 20 kW to 199.99 kWOrange County2019July Monthly Peak | Portfolio Adjusted | 1-in-2 | Size: 20 kW to 199.99 kW | Orange County | 2019 | July Monthly Peak | 7 | 14.7391 | 13.9285 | 13.4814 | 13.3298 | 13.9193 | 15.5012 | 17.4151 | 20.8866 | 24.6617 | 27.7666 | 30.1348 | 31.5703 | 32.8652 | 33.776 | 34.2217 | 33.5232 | 32.0855 | 29.4251 | 26.2092 | 24.1777 | 23.8834 | 21.8469 | 19.1186 | 16.6458 | 0 | 0 | 0 | 0 | 0 | 0 | 0 | 0 | 0 | 0 | 0 | 0 | 0 | 0 | 0.51333 | 0.50285 | 0.48128 | 0.44138 | 0 | 0 | 0 | 0 | 0 | 0 | 75.9529 | 75.0301 | 74.188 | 73.3277 | 72.5538 | 71.8404 | 71.442 | 72.3504 | 75.0342 | 78.8703 | 83.2285 | 87.2071 | 89.9574 | 91.6694 | 93.0873 | 93.6156 | 92.9622 | 91.6231 | 90.2863 | 88.4305 | 85.6426 | 82.6184 | 80.2822 | 78.6139 | 0.32399 | 0.29584 | 0.28727 | 0.28357 | 0.30889 | 0.38249 | 0.49925 | 0.58438 | 0.6214 | 0.61335 | 0.6071 | 0.63865 | 0.7076 | 0.79164 | 0.83975 | 0.89556 | 0.91408 | 0.83742 | 0.74627 | 0.57033 | 0.50668 | 0.43058 | 0.34415 | 0.29168
Portfolio Adjusted1-in-2Size: 20 kW to 199.99 kWOrange County2019August Monthly Peak | Portfolio Adjusted | 1-in-2 | Size: 20 kW to 199.99 kW | Orange County | 2019 | August Monthly Peak | 8 | 14.7136 | 13.9363 | 13.5249 | 13.3919 | 13.8534 | 15.6882 | 17.6054 | 20.6185 | 24.6578 | 27.8496 | 30.4659 | 32.0897 | 33.4601 | 34.3201 | 34.6157 | 33.9576 | 32.34 | 29.4174 | 26.0159 | 24.6477 | 24.059 | 21.6962 | 18.9607 | 16.5333 | 0 | 0 | 0 | 0 | 0 | 0 | 0 | 0 | 0 | 0 | 0 | 0 | 0 | 0 | 0.51924 | 0.50936 | 0.4851 | 0.44126 | 0 | 0 | 0 | 0 | 0 | 0 | 76.0234 | 74.6382 | 73.4659 | 72.7266 | 72.1425 | 71.3485 | 71.0423 | 71.0426 | 73.104 | 78.2933 | 83.6441 | 88.1953 | 91.4318 | 93.6879 | 95.1218 | 95.8463 | 95.9432 | 94.8862 | 92.7089 | 89.2413 | 84.9055 | 81.8952 | 79.9524 | 78.285 | 0.32542 | 0.29715 | 0.28854 | 0.28483 | 0.31026 | 0.38418 | 0.50145 | 0.58697 | 0.62414 | 0.61606 | 0.60978 | 0.64147 | 0.71073 | 0.79514 | 0.84346 | 0.89952 | 0.91812 | 0.84112 | 0.74957 | 0.57285 | 0.50892 | 0.43248 | 0.34567 | 0.29297
Portfolio Adjusted1-in-2Size: 20 kW to 199.99 kWOrange County2019September Monthly Peak | Portfolio Adjusted | 1-in-2 | Size: 20 kW to 199.99 kW | Orange County | 2019 | September Monthly Peak | 9 | 14.4713 | 13.7544 | 13.391 | 13.2989 | 13.7877 | 15.7211 | 18.1838 | 20.435 | 24.3299 | 27.3974 | 29.8823 | 31.3049 | 32.575 | 33.427 | 33.7325 | 32.98 | 31.3456 | 28.3662 | 25.3142 | 24.7281 | 23.0266 | 20.8619 | 18.3542 | 16.1478 | 0 | 0 | 0 | 0 | 0 | 0 | 0 | 0 | 0 | 0 | 0 | 0 | 0 | 0 | 0.50599 | 0.4947 | 0.47018 | 0.42549 | 0 | 0 | 0 | 0 | 0 | 0 | 74.1819 | 73.1946 | 72.3532 | 71.7544 | 71.2055 | 70.4589 | 70.4385 | 70.4814 | 72.2574 | 76.5686 | 81.6476 | 86.4055 | 90.3929 | 92.9655 | 94.5247 | 95.2198 | 95.2138 | 94.3305 | 92.6233 | 89.1254 | 85.2582 | 82.2642 | 80.2756 | 78.9932 | 0.32293 | 0.29488 | 0.28633 | 0.28264 | 0.30788 | 0.38123 | 0.49761 | 0.58247 | 0.61936 | 0.61134 | 0.60511 | 0.63656 | 0.70528 | 0.78905 | 0.837 | 0.89263 | 0.91108 | 0.83467 | 0.74383 | 0.56847 | 0.50502 | 0.42917 | 0.34302 | 0.29073
Portfolio Adjusted1-in-2Size: 20 kW to 199.99 kWOrange County2019October Monthly Peak | Portfolio Adjusted | 1-in-2 | Size: 20 kW to 199.99 kW | Orange County | 2019 | October Monthly Peak | 10 | 12.8967 | 12.3252 | 12.0007 | 11.968 | 12.4611 | 14.1567 | 16.7012 | 18.0735 | 20.7028 | 23.194 | 25.1642 | 26.5163 | 27.8067 | 28.689 | 29.0719 | 28.372 | 26.776 | 24.0776 | 23.0858 | 22.0648 | 20.3674 | 18.5316 | 16.2745 | 14.3524 | 0 | 0 | 0 | 0 | 0 | 0 | 0 | 0 | 0 | 0 | 0 | 0 | 0 | 0 | 0.43608 | 0.42558 | 0.40164 | 0.36116 | 0 | 0 | 0 | 0 | 0 | 0 | 66.0254 | 64.8884 | 63.9231 | 63.0662 | 62.2979 | 61.7132 | 61.4725 | 61.5271 | 62.8331 | 66.6012 | 72.5734 | 78.6395 | 84.2918 | 87.3694 | 88.2813 | 88.9632 | 89.287 | 88.411 | 85.8236 | 80.9845 | 77.3716 | 74.5227 | 72.2201 | 70.6351 | 0.32177 | 0.29381 | 0.2853 | 0.28163 | 0.30677 | 0.37986 | 0.49582 | 0.58037 | 0.61713 | 0.60914 | 0.60294 | 0.63427 | 0.70275 | 0.78621 | 0.83398 | 0.88941 | 0.9078 | 0.83167 | 0.74115 | 0.56642 | 0.50321 | 0.42762 | 0.34178 | 0.28968
Portfolio Adjusted1-in-2Size: 20 kW to 199.99 kWOrange County2019November Monthly Peak | Portfolio Adjusted | 1-in-2 | Size: 20 kW to 199.99 kW | Orange County | 2019 | November Monthly Peak | 11 | 11.9714 | 11.5711 | 11.4185 | 11.4767 | 12.0222 | 13.7413 | 15.3423 | 16.8919 | 19.1753 | 21.0236 | 22.3221 | 23.1395 | 23.8204 | 24.2029 | 24.2208 | 23.2636 | 22.1186 | 22.1165 | 20.5256 | 19.2965 | 18.0475 | 16.5346 | 14.6136 | 13.0929 | 0 | 0 | 0 | 0 | 0 | 0 | 0 | 0 | 0 | 0 | 0 | 0 | 0 | 0 | 0.36331 | 0.34895 | 0.33178 | 0.33175 | 0 | 0 | 0 | 0 | 0 | 0 | 58.5655 | 57.6892 | 57.4812 | 57.0112 | 55.9776 | 54.9445 | 55.3031 | 54.9985 | 58.5614 | 62.4632 | 67.2263 | 71.9325 | 74.7452 | 76.3703 | 77.3781 | 77.2398 | 75.2923 | 72.1192 | 68.8386 | 66.1493 | 64.247 | 63.3961 | 62.4624 | 61.8557 | 0.32406 | 0.2959 | 0.28733 | 0.28363 | 0.30895 | 0.38256 | 0.49934 | 0.5845 | 0.62152 | 0.61347 | 0.60722 | 0.63877 | 0.70774 | 0.7918 | 0.83991 | 0.89573 | 0.91425 | 0.83758 | 0.74641 | 0.57044 | 0.50678 | 0.43066 | 0.34421 | 0.29174
Portfolio Adjusted1-in-2Size: 20 kW to 199.99 kWOrange County2019December Monthly Peak | Portfolio Adjusted | 1-in-2 | Size: 20 kW to 199.99 kW | Orange County | 2019 | December Monthly Peak | 12 | 11.9831 | 11.6103 | 11.4953 | 11.5988 | 12.2589 | 14.0221 | 16.2303 | 17.1486 | 18.6203 | 19.7911 | 20.3698 | 20.4029 | 20.5521 | 20.4973 | 20.3354 | 19.4599 | 19.2585 | 19.8364 | 18.7209 | 17.8009 | 16.8341 | 15.6645 | 14.2258 | 12.9855 | 0 | 0 | 0 | 0 | 0 | 0 | 0 | 0 | 0 | 0 | 0 | 0 | 0 | 0 | 0.30503 | 0.2919 | 0.28888 | 0.29755 | 0 | 0 | 0 | 0 | 0 | 0 | 49.3127 | 48.6667 | 47.9143 | 47.4659 | 46.9826 | 46.3824 | 46.0391 | 45.8642 | 46.6564 | 49.9082 | 53.4925 | 56.5184 | 58.9176 | 60.1793 | 60.79 | 61.091 | 60.7213 | 58.7006 | 55.9617 | 53.6292 | 51.8234 | 50.0638 | 48.5906 | 47.3166 | 0.32246 | 0.29444 | 0.28591 | 0.28223 | 0.30743 | 0.38067 | 0.49688 | 0.58161 | 0.61845 | 0.61044 | 0.60422 | 0.63562 | 0.70425 | 0.78789 | 0.83577 | 0.89132 | 0.90974 | 0.83345 | 0.74273 | 0.56763 | 0.50428 | 0.42854 | 0.34251 | 0.2903
Portfolio Adjusted1-in-2Size: 20 kW to 199.99 kWOrange County2019Typical Event Day | Portfolio Adjusted | 1-in-2 | Size: 20 kW to 199.99 kW | Orange County | 2019 | Typical Event Day | 8 | 14.4865 | 13.7336 | 13.3464 | 13.222 | 13.6907 | 15.4976 | 17.3841 | 20.2623 | 24.0839 | 27.0957 | 29.561 | 31.1032 | 32.4373 | 33.2866 | 33.5821 | 32.9476 | 31.3965 | 28.5557 | 25.3047 | 24.0076 | 23.522 | 21.2519 | 18.5832 | 16.2296 | 0 | 0 | 0 | 0 | 0 | 0 | 0 | 0 | 0 | 0 | 0 | 0 | 0 | 0 | 0.50373 | 0.49421 | 0.47095 | 0.42834 | 0 | 0 | 0 | 0 | 0 | 0 | 73.7023 | 72.6302 | 71.6508 | 70.8088 | 70.1264 | 69.3483 | 68.9816 | 69.4234 | 71.8173 | 76.3994 | 81.3824 | 85.8427 | 89.1321 | 91.2277 | 92.7336 | 93.4245 | 93.4034 | 92.3672 | 90.7103 | 87.7616 | 83.9828 | 80.6754 | 78.5056 | 76.8856 | 0.32359 | 0.29547 | 0.28691 | 0.28322 | 0.30851 | 0.38201 | 0.49862 | 0.58365 | 0.62062 | 0.61259 | 0.60634 | 0.63785 | 0.70672 | 0.79066 | 0.8387 | 0.89444 | 0.91293 | 0.83637 | 0.74534 | 0.56962 | 0.50605 | 0.43004 | 0.34372 | 0.29132
Portfolio Adjusted1-in-2Size: 20 kW to 199.99 kWOrange County2020January Monthly Peak | Portfolio Adjusted | 1-in-2 | Size: 20 kW to 199.99 kW | Orange County | 2020 | January Monthly Peak | 1 | 12.2321 | 11.9325 | 11.7725 | 11.9674 | 12.6964 | 14.3737 | 16.9097 | 17.923 | 19.4434 | 20.2864 | 20.5653 | 20.2474 | 20.2316 | 20.0867 | 20.0252 | 19.164 | 18.4882 | 19.2051 | 18.3954 | 17.6463 | 16.7716 | 15.9506 | 14.4172 | 13.2395 | 0 | 0 | 0 | 0 | 0 | 0 | 0 | 0 | 0 | 0 | 0 | 0 | 0 | 0 | 0.30038 | 0.28746 | 0.27732 | 0.28808 | 0 | 0 | 0 | 0 | 0 | 0 | 45.9248 | 44.946 | 44.33 | 44.0999 | 43.5994 | 43.3999 | 42.8799 | 42.5509 | 42.6651 | 44.3138 | 47.3581 | 49.9442 | 51.7235 | 53.1669 | 54.0855 | 54.4537 | 54.2012 | 52.7865 | 51.0929 | 49.6959 | 48.7017 | 47.8193 | 47.0898 | 46.3595 | 0.32967 | 0.30103 | 0.2923 | 0.28854 | 0.3143 | 0.38918 | 0.50799 | 0.59462 | 0.63228 | 0.62409 | 0.61773 | 0.64984 | 0.71999 | 0.80551 | 0.85445 | 0.91125 | 0.93009 | 0.85208 | 0.75934 | 0.58032 | 0.51556 | 0.43812 | 0.35017 | 0.29679
Portfolio Adjusted1-in-2Size: 20 kW to 199.99 kWOrange County2020February Monthly Peak | Portfolio Adjusted | 1-in-2 | Size: 20 kW to 199.99 kW | Orange County | 2020 | February Monthly Peak | 2 | 12.2738 | 11.9532 | 11.7261 | 11.8914 | 12.5774 | 14.1412 | 16.3261 | 17.6001 | 19.2542 | 20.259 | 20.8239 | 20.7187 | 20.8957 | 20.9721 | 20.9503 | 20.0408 | 19.1624 | 19.2227 | 19.1813 | 18.264 | 17.3252 | 16.1524 | 14.5547 | 13.2706 | 0 | 0 | 0 | 0 | 0 | 0 | 0 | 0 | 0 | 0 | 0 | 0 | 0 | 0 | 0.31425 | 0.30061 | 0.28744 | 0.28834 | 0 | 0 | 0 | 0 | 0 | 0 | 48.0136 | 47.8105 | 47.4274 | 47.0944 | 46.4173 | 45.9943 | 45.9022 | 45.9281 | 46.4467 | 48.0316 | 49.9889 | 51.7926 | 52.619 | 52.9554 | 53.1205 | 52.7098 | 52.4563 | 51.8251 | 50.6882 | 49.2676 | 47.9127 | 47.5107 | 46.6325 | 45.554 | 0.32602 | 0.29769 | 0.28907 | 0.28534 | 0.31082 | 0.38488 | 0.50237 | 0.58803 | 0.62528 | 0.61718 | 0.61089 | 0.64264 | 0.71202 | 0.79659 | 0.84499 | 0.90116 | 0.91979 | 0.84265 | 0.75093 | 0.5739 | 0.50985 | 0.43327 | 0.3463 | 0.2935
Portfolio Adjusted1-in-2Size: 20 kW to 199.99 kWOrange County2020March Monthly Peak | Portfolio Adjusted | 1-in-2 | Size: 20 kW to 199.99 kW | Orange County | 2020 | March Monthly Peak | 3 | 12.4108 | 11.9617 | 11.7195 | 11.7921 | 12.4429 | 13.9476 | 16.2027 | 17.5512 | 19.1306 | 20.1702 | 20.8133 | 20.7563 | 20.9578 | 21.1242 | 21.3037 | 20.7171 | 19.6801 | 18.5815 | 18.0448 | 18.6211 | 17.7834 | 16.5196 | 14.7301 | 13.3583 | 0 | 0 | 0 | 0 | 0 | 0 | 0 | 0 | 0 | 0 | 0 | 0 | 0 | 0 | 0.31956 | 0.31076 | 0.2952 | 0.27872 | 0 | 0 | 0 | 0 | 0 | 0 | 48.0895 | 46.9975 | 46.018 | 45.4727 | 45.2284 | 44.7251 | 44.277 | 44.3267 | 46.3005 | 48.7004 | 51.0574 | 52.9132 | 54.0629 | 54.9484 | 55.4254 | 55.7479 | 55.5701 | 55.09 | 53.7257 | 51.7416 | 50.3489 | 49.1247 | 48.1214 | 47.272 | 0.32676 | 0.29837 | 0.28972 | 0.28599 | 0.31153 | 0.38575 | 0.50351 | 0.58937 | 0.6267 | 0.61859 | 0.61228 | 0.6441 | 0.71364 | 0.7984 | 0.84691 | 0.9032 | 0.92188 | 0.84456 | 0.75264 | 0.5752 | 0.51101 | 0.43425 | 0.34708 | 0.29417
Portfolio Adjusted1-in-2Size: 20 kW to 199.99 kWOrange County2020April Monthly Peak | Portfolio Adjusted | 1-in-2 | Size: 20 kW to 199.99 kW | Orange County | 2020 | April Monthly Peak | 4 | 12.3628 | 11.8074 | 11.552 | 11.5476 | 12.1438 | 13.6574 | 15.302 | 16.9343 | 19.2669 | 21.2111 | 22.7132 | 23.6444 | 24.74 | 25.5247 | 25.894 | 25.2125 | 23.9256 | 21.8705 | 19.8853 | 20.0427 | 19.3725 | 17.6662 | 15.3976 | 13.7162 | 0 | 0 | 0 | 0 | 0 | 0 | 0 | 0 | 0 | 0 | 0 | 0 | 0 | 0 | 0.38841 | 0.37819 | 0.35888 | 0.32806 | 0 | 0 | 0 | 0 | 0 | 0 | 62.8936 | 61.809 | 60.3758 | 59.3145 | 58.313 | 57.5471 | 57.2429 | 56.8529 | 59.3511 | 63.6249 | 68.37 | 72.8726 | 76.3118 | 78.9187 | 80.6303 | 81.4576 | 81.6602 | 80.6072 | 78.5851 | 75.6359 | 71.5919 | 68.5274 | 66.151 | 63.8069 | 0.32229 | 0.29429 | 0.28577 | 0.28209 | 0.30727 | 0.38048 | 0.49663 | 0.58132 | 0.61814 | 0.61014 | 0.60392 | 0.6353 | 0.70389 | 0.7875 | 0.83534 | 0.89087 | 0.90928 | 0.83303 | 0.74236 | 0.56734 | 0.50403 | 0.42832 | 0.34234 | 0.29015
Portfolio Adjusted1-in-2Size: 20 kW to 199.99 kWOrange County2020May Monthly Peak | Portfolio Adjusted | 1-in-2 | Size: 20 kW to 199.99 kW | Orange County | 2020 | May Monthly Peak | 5 | 12.6044 | 12.0406 | 11.7717 | 11.7157 | 12.3457 | 13.7318 | 14.9096 | 17.2889 | 20.1495 | 22.4817 | 24.1731 | 25.093 | 26.0335 | 26.6866 | 27.0122 | 26.3089 | 25.0399 | 22.9018 | 20.7147 | 20.0145 | 20.0955 | 18.2339 | 15.8724 | 14.0376 | 0 | 0 | 0 | 0 | 0 | 0 | 0 | 0 | 0 | 0 | 0 | 0 | 0 | 0 | 0.40518 | 0.39463 | 0.3756 | 0.34353 | 0 | 0 | 0 | 0 | 0 | 0 | 63.2359 | 62.4783 | 61.5229 | 60.4957 | 59.5554 | 59.0139 | 58.8118 | 59.2155 | 60.9908 | 65.1455 | 69.9145 | 74.3412 | 78.5445 | 81.6454 | 83.194 | 84.053 | 84.0251 | 82.1922 | 79.7775 | 76.7065 | 72.5321 | 68.863 | 66.8048 | 65.1959 | 0.32255 | 0.29453 | 0.286 | 0.28231 | 0.30752 | 0.38079 | 0.49703 | 0.58179 | 0.61864 | 0.61063 | 0.60441 | 0.63582 | 0.70446 | 0.78813 | 0.83602 | 0.89158 | 0.91002 | 0.8337 | 0.74296 | 0.5678 | 0.50443 | 0.42867 | 0.34262 | 0.29039
Portfolio Adjusted1-in-2Size: 20 kW to 199.99 kWOrange County2020June Monthly Peak | Portfolio Adjusted | 1-in-2 | Size: 20 kW to 199.99 kW | Orange County | 2020 | June Monthly Peak | 6 | 13.4465 | 12.7902 | 12.4604 | 12.398 | 12.9955 | 14.278 | 15.6817 | 18.6899 | 21.9354 | 24.7063 | 26.889 | 28.2543 | 29.5631 | 30.4594 | 30.9327 | 30.2201 | 28.6907 | 26.2474 | 23.5542 | 21.9177 | 21.7681 | 19.8991 | 17.2615 | 15.1151 | 0 | 0 | 0 | 0 | 0 | 0 | 0 | 0 | 0 | 0 | 0 | 0 | 0 | 0 | 0.46399 | 0.4533 | 0.43036 | 0.39371 | 0 | 0 | 0 | 0 | 0 | 0 | 68.6511 | 67.6578 | 66.5961 | 65.4264 | 64.604 | 63.7452 | 63.0035 | 63.8192 | 66.8736 | 71.8652 | 77.0093 | 81.5631 | 84.7462 | 86.5881 | 88.2008 | 89.0163 | 89.4944 | 88.6291 | 87.2227 | 84.2492 | 80.1249 | 75.924 | 73.512 | 71.6503 | 0.32308 | 0.29501 | 0.28646 | 0.28277 | 0.30802 | 0.3814 | 0.49783 | 0.58273 | 0.61964 | 0.61162 | 0.60538 | 0.63684 | 0.7056 | 0.7894 | 0.83737 | 0.89303 | 0.91149 | 0.83505 | 0.74416 | 0.56872 | 0.50525 | 0.42936 | 0.34317 | 0.29085
Portfolio Adjusted1-in-2Size: 20 kW to 199.99 kWOrange County2020July Monthly Peak | Portfolio Adjusted | 1-in-2 | Size: 20 kW to 199.99 kW | Orange County | 2020 | July Monthly Peak | 7 | 14.7391 | 13.9285 | 13.4814 | 13.3298 | 13.9193 | 15.5012 | 17.4151 | 20.8866 | 24.6617 | 27.7666 | 30.1348 | 31.5703 | 32.8652 | 33.776 | 34.2217 | 33.5232 | 32.0855 | 29.4251 | 26.2092 | 24.1777 | 23.8834 | 21.8469 | 19.1186 | 16.6458 | 0 | 0 | 0 | 0 | 0 | 0 | 0 | 0 | 0 | 0 | 0 | 0 | 0 | 0 | 0.51333 | 0.50285 | 0.48128 | 0.44138 | 0 | 0 | 0 | 0 | 0 | 0 | 75.9529 | 75.0301 | 74.188 | 73.3277 | 72.5538 | 71.8404 | 71.442 | 72.3504 | 75.0342 | 78.8703 | 83.2285 | 87.2071 | 89.9574 | 91.6694 | 93.0873 | 93.6156 | 92.9622 | 91.6231 | 90.2863 | 88.4305 | 85.6426 | 82.6184 | 80.2822 | 78.6139 | 0.32399 | 0.29584 | 0.28727 | 0.28357 | 0.30889 | 0.38249 | 0.49925 | 0.58438 | 0.6214 | 0.61335 | 0.6071 | 0.63865 | 0.7076 | 0.79164 | 0.83975 | 0.89556 | 0.91408 | 0.83742 | 0.74627 | 0.57033 | 0.50668 | 0.43058 | 0.34415 | 0.29168
Portfolio Adjusted1-in-2Size: 20 kW to 199.99 kWOrange County2020August Monthly Peak | Portfolio Adjusted | 1-in-2 | Size: 20 kW to 199.99 kW | Orange County | 2020 | August Monthly Peak | 8 | 14.7136 | 13.9363 | 13.5249 | 13.3919 | 13.8534 | 15.6882 | 17.6054 | 20.6185 | 24.6578 | 27.8496 | 30.4659 | 32.0897 | 33.4601 | 34.3201 | 34.6157 | 33.9576 | 32.34 | 29.4174 | 26.0159 | 24.6477 | 24.059 | 21.6962 | 18.9607 | 16.5333 | 0 | 0 | 0 | 0 | 0 | 0 | 0 | 0 | 0 | 0 | 0 | 0 | 0 | 0 | 0.51924 | 0.50936 | 0.4851 | 0.44126 | 0 | 0 | 0 | 0 | 0 | 0 | 76.0234 | 74.6382 | 73.4659 | 72.7266 | 72.1425 | 71.3485 | 71.0423 | 71.0426 | 73.104 | 78.2933 | 83.6441 | 88.1953 | 91.4318 | 93.6879 | 95.1218 | 95.8463 | 95.9432 | 94.8862 | 92.7089 | 89.2413 | 84.9055 | 81.8952 | 79.9524 | 78.285 | 0.32542 | 0.29715 | 0.28854 | 0.28483 | 0.31026 | 0.38418 | 0.50145 | 0.58697 | 0.62414 | 0.61606 | 0.60978 | 0.64147 | 0.71073 | 0.79514 | 0.84346 | 0.89952 | 0.91812 | 0.84112 | 0.74957 | 0.57285 | 0.50892 | 0.43248 | 0.34567 | 0.29297
Portfolio Adjusted1-in-2Size: 20 kW to 199.99 kWOrange County2020September Monthly Peak | Portfolio Adjusted | 1-in-2 | Size: 20 kW to 199.99 kW | Orange County | 2020 | September Monthly Peak | 9 | 14.4713 | 13.7544 | 13.391 | 13.2989 | 13.7877 | 15.7211 | 18.1838 | 20.435 | 24.3299 | 27.3974 | 29.8823 | 31.3049 | 32.575 | 33.427 | 33.7325 | 32.98 | 31.3456 | 28.3662 | 25.3142 | 24.7281 | 23.0266 | 20.8619 | 18.3542 | 16.1478 | 0 | 0 | 0 | 0 | 0 | 0 | 0 | 0 | 0 | 0 | 0 | 0 | 0 | 0 | 0.50599 | 0.4947 | 0.47018 | 0.42549 | 0 | 0 | 0 | 0 | 0 | 0 | 74.1819 | 73.1946 | 72.3532 | 71.7544 | 71.2055 | 70.4589 | 70.4385 | 70.4814 | 72.2574 | 76.5686 | 81.6477 | 86.4054 | 90.3929 | 92.9655 | 94.5247 | 95.2198 | 95.2138 | 94.3305 | 92.6233 | 89.1254 | 85.2582 | 82.2642 | 80.2756 | 78.9932 | 0.32293 | 0.29488 | 0.28633 | 0.28264 | 0.30788 | 0.38123 | 0.49761 | 0.58247 | 0.61936 | 0.61134 | 0.60511 | 0.63656 | 0.70528 | 0.78905 | 0.837 | 0.89263 | 0.91108 | 0.83467 | 0.74383 | 0.56847 | 0.50502 | 0.42917 | 0.34302 | 0.29073
Portfolio Adjusted1-in-2Size: 20 kW to 199.99 kWOrange County2020October Monthly Peak | Portfolio Adjusted | 1-in-2 | Size: 20 kW to 199.99 kW | Orange County | 2020 | October Monthly Peak | 10 | 12.8967 | 12.3252 | 12.0007 | 11.968 | 12.4611 | 14.1567 | 16.7012 | 18.0735 | 20.7028 | 23.194 | 25.1642 | 26.5163 | 27.8067 | 28.689 | 29.0719 | 28.372 | 26.776 | 24.0776 | 23.0858 | 22.0648 | 20.3674 | 18.5316 | 16.2745 | 14.3524 | 0 | 0 | 0 | 0 | 0 | 0 | 0 | 0 | 0 | 0 | 0 | 0 | 0 | 0 | 0.43608 | 0.42558 | 0.40164 | 0.36116 | 0 | 0 | 0 | 0 | 0 | 0 | 66.0254 | 64.8884 | 63.9231 | 63.0662 | 62.2979 | 61.7132 | 61.4725 | 61.5271 | 62.8331 | 66.6012 | 72.5734 | 78.6394 | 84.2918 | 87.3694 | 88.2813 | 88.9632 | 89.287 | 88.411 | 85.8236 | 80.9845 | 77.3716 | 74.5227 | 72.2201 | 70.6351 | 0.32177 | 0.29381 | 0.2853 | 0.28163 | 0.30677 | 0.37986 | 0.49582 | 0.58037 | 0.61713 | 0.60914 | 0.60294 | 0.63427 | 0.70275 | 0.78621 | 0.83398 | 0.88941 | 0.9078 | 0.83167 | 0.74115 | 0.56642 | 0.50321 | 0.42762 | 0.34178 | 0.28968
Portfolio Adjusted1-in-2Size: 20 kW to 199.99 kWOrange County2020November Monthly Peak | Portfolio Adjusted | 1-in-2 | Size: 20 kW to 199.99 kW | Orange County | 2020 | November Monthly Peak | 11 | 11.9714 | 11.5711 | 11.4185 | 11.4767 | 12.0222 | 13.7413 | 15.3423 | 16.8919 | 19.1753 | 21.0236 | 22.3221 | 23.1395 | 23.8204 | 24.2029 | 24.2208 | 23.2636 | 22.1186 | 22.1165 | 20.5256 | 19.2965 | 18.0475 | 16.5346 | 14.6136 | 13.0929 | 0 | 0 | 0 | 0 | 0 | 0 | 0 | 0 | 0 | 0 | 0 | 0 | 0 | 0 | 0.36331 | 0.34895 | 0.33178 | 0.33175 | 0 | 0 | 0 | 0 | 0 | 0 | 58.5655 | 57.6892 | 57.4812 | 57.0112 | 55.9776 | 54.9445 | 55.3031 | 54.9985 | 58.5614 | 62.4632 | 67.2263 | 71.9325 | 74.7452 | 76.3703 | 77.3781 | 77.2398 | 75.2923 | 72.1192 | 68.8386 | 66.1493 | 64.247 | 63.3961 | 62.4624 | 61.8557 | 0.32406 | 0.2959 | 0.28733 | 0.28363 | 0.30895 | 0.38256 | 0.49934 | 0.5845 | 0.62152 | 0.61347 | 0.60722 | 0.63877 | 0.70774 | 0.7918 | 0.83991 | 0.89573 | 0.91425 | 0.83758 | 0.74641 | 0.57044 | 0.50678 | 0.43066 | 0.34421 | 0.29174
Portfolio Adjusted1-in-2Size: 20 kW to 199.99 kWOrange County2020December Monthly Peak | Portfolio Adjusted | 1-in-2 | Size: 20 kW to 199.99 kW | Orange County | 2020 | December Monthly Peak | 12 | 11.9831 | 11.6103 | 11.4953 | 11.5988 | 12.2589 | 14.0221 | 16.2303 | 17.1486 | 18.6203 | 19.7911 | 20.3698 | 20.4029 | 20.5521 | 20.4973 | 20.3354 | 19.4599 | 19.2585 | 19.8364 | 18.7209 | 17.8009 | 16.8341 | 15.6645 | 14.2258 | 12.9855 | 0 | 0 | 0 | 0 | 0 | 0 | 0 | 0 | 0 | 0 | 0 | 0 | 0 | 0 | 0.30503 | 0.2919 | 0.28888 | 0.29755 | 0 | 0 | 0 | 0 | 0 | 0 | 49.3127 | 48.6667 | 47.9143 | 47.4659 | 46.9826 | 46.3824 | 46.0391 | 45.8642 | 46.6564 | 49.9082 | 53.4925 | 56.5184 | 58.9176 | 60.1793 | 60.79 | 61.091 | 60.7213 | 58.7006 | 55.9617 | 53.6292 | 51.8234 | 50.0638 | 48.5906 | 47.3166 | 0.32246 | 0.29444 | 0.28591 | 0.28223 | 0.30743 | 0.38067 | 0.49688 | 0.58161 | 0.61845 | 0.61044 | 0.60422 | 0.63562 | 0.70425 | 0.78789 | 0.83577 | 0.89132 | 0.90974 | 0.83345 | 0.74273 | 0.56763 | 0.50428 | 0.42854 | 0.34251 | 0.2903
Portfolio Adjusted1-in-2Size: 20 kW to 199.99 kWOrange County2020Typical Event Day | Portfolio Adjusted | 1-in-2 | Size: 20 kW to 199.99 kW | Orange County | 2020 | Typical Event Day | 8 | 14.4865 | 13.7336 | 13.3464 | 13.222 | 13.6907 | 15.4976 | 17.3841 | 20.2623 | 24.0839 | 27.0957 | 29.561 | 31.1032 | 32.4373 | 33.2866 | 33.5821 | 32.9476 | 31.3965 | 28.5557 | 25.3047 | 24.0076 | 23.522 | 21.2519 | 18.5832 | 16.2296 | 0 | 0 | 0 | 0 | 0 | 0 | 0 | 0 | 0 | 0 | 0 | 0 | 0 | 0 | 0.50373 | 0.49421 | 0.47095 | 0.42834 | 0 | 0 | 0 | 0 | 0 | 0 | 73.7023 | 72.6302 | 71.6508 | 70.8088 | 70.1264 | 69.3483 | 68.9816 | 69.4234 | 71.8173 | 76.3994 | 81.3824 | 85.8427 | 89.132 | 91.2277 | 92.7336 | 93.4245 | 93.4034 | 92.3672 | 90.7103 | 87.7616 | 83.9828 | 80.6754 | 78.5056 | 76.8856 | 0.32359 | 0.29547 | 0.28691 | 0.28322 | 0.30851 | 0.38201 | 0.49862 | 0.58365 | 0.62062 | 0.61259 | 0.60634 | 0.63785 | 0.70672 | 0.79066 | 0.8387 | 0.89444 | 0.91293 | 0.83637 | 0.74534 | 0.56962 | 0.50605 | 0.43004 | 0.34372 | 0.29132
Portfolio Adjusted1-in-2Size: 20 kW to 199.99 kWOrange County2021January Monthly Peak | Portfolio Adjusted | 1-in-2 | Size: 20 kW to 199.99 kW | Orange County | 2021 | January Monthly Peak | 1 | 12.2321 | 11.9325 | 11.7725 | 11.9674 | 12.6964 | 14.3737 | 16.9097 | 17.923 | 19.4434 | 20.2864 | 20.5653 | 20.2474 | 20.2316 | 20.0867 | 20.0252 | 19.164 | 18.4882 | 19.2051 | 18.3954 | 17.6463 | 16.7716 | 15.9506 | 14.4172 | 13.2395 | 0 | 0 | 0 | 0 | 0 | 0 | 0 | 0 | 0 | 0 | 0 | 0 | 0 | 0 | 0.30038 | 0.28746 | 0.27732 | 0.28808 | 0 | 0 | 0 | 0 | 0 | 0 | 45.9248 | 44.946 | 44.33 | 44.0999 | 43.5994 | 43.3999 | 42.8799 | 42.5509 | 42.6651 | 44.3138 | 47.3581 | 49.9442 | 51.7235 | 53.1669 | 54.0855 | 54.4537 | 54.2012 | 52.7865 | 51.0929 | 49.6959 | 48.7017 | 47.8194 | 47.0898 | 46.3595 | 0.32967 | 0.30103 | 0.2923 | 0.28854 | 0.3143 | 0.38918 | 0.50799 | 0.59462 | 0.63228 | 0.62409 | 0.61773 | 0.64984 | 0.71999 | 0.80551 | 0.85445 | 0.91125 | 0.93009 | 0.85208 | 0.75934 | 0.58032 | 0.51556 | 0.43812 | 0.35017 | 0.29679
Portfolio Adjusted1-in-2Size: 20 kW to 199.99 kWOrange County2021February Monthly Peak | Portfolio Adjusted | 1-in-2 | Size: 20 kW to 199.99 kW | Orange County | 2021 | February Monthly Peak | 2 | 12.2738 | 11.9532 | 11.7261 | 11.8914 | 12.5774 | 14.1412 | 16.3261 | 17.6001 | 19.2542 | 20.259 | 20.8239 | 20.7187 | 20.8957 | 20.9721 | 20.9503 | 20.0408 | 19.1624 | 19.2227 | 19.1813 | 18.264 | 17.3252 | 16.1524 | 14.5547 | 13.2706 | 0 | 0 | 0 | 0 | 0 | 0 | 0 | 0 | 0 | 0 | 0 | 0 | 0 | 0 | 0.31425 | 0.30061 | 0.28744 | 0.28834 | 0 | 0 | 0 | 0 | 0 | 0 | 48.0136 | 47.8105 | 47.4274 | 47.0944 | 46.4173 | 45.9943 | 45.9021 | 45.9281 | 46.4467 | 48.0316 | 49.9889 | 51.7926 | 52.619 | 52.9553 | 53.1205 | 52.7098 | 52.4563 | 51.8251 | 50.6882 | 49.2676 | 47.9127 | 47.5107 | 46.6325 | 45.554 | 0.32602 | 0.29769 | 0.28907 | 0.28534 | 0.31082 | 0.38488 | 0.50237 | 0.58803 | 0.62528 | 0.61718 | 0.61089 | 0.64264 | 0.71202 | 0.79659 | 0.84499 | 0.90116 | 0.91979 | 0.84265 | 0.75093 | 0.5739 | 0.50985 | 0.43327 | 0.3463 | 0.2935
Portfolio Adjusted1-in-2Size: 20 kW to 199.99 kWOrange County2021March Monthly Peak | Portfolio Adjusted | 1-in-2 | Size: 20 kW to 199.99 kW | Orange County | 2021 | March Monthly Peak | 3 | 12.4108 | 11.9617 | 11.7195 | 11.7921 | 12.4429 | 13.9476 | 16.2027 | 17.5512 | 19.1306 | 20.1702 | 20.8133 | 20.7563 | 20.9578 | 21.1242 | 21.3037 | 20.7171 | 19.6801 | 18.5815 | 18.0448 | 18.6211 | 17.7834 | 16.5196 | 14.7301 | 13.3583 | 0 | 0 | 0 | 0 | 0 | 0 | 0 | 0 | 0 | 0 | 0 | 0 | 0 | 0 | 0.31956 | 0.31076 | 0.2952 | 0.27872 | 0 | 0 | 0 | 0 | 0 | 0 | 48.0895 | 46.9975 | 46.018 | 45.4727 | 45.2284 | 44.7251 | 44.277 | 44.3267 | 46.3005 | 48.7004 | 51.0574 | 52.9132 | 54.0629 | 54.9484 | 55.4254 | 55.7479 | 55.5701 | 55.09 | 53.7257 | 51.7416 | 50.3489 | 49.1247 | 48.1214 | 47.272 | 0.32676 | 0.29837 | 0.28972 | 0.28599 | 0.31153 | 0.38575 | 0.50351 | 0.58937 | 0.6267 | 0.61859 | 0.61228 | 0.6441 | 0.71364 | 0.7984 | 0.84691 | 0.9032 | 0.92188 | 0.84456 | 0.75264 | 0.5752 | 0.51101 | 0.43425 | 0.34708 | 0.29417
Portfolio Adjusted1-in-2Size: 20 kW to 199.99 kWOrange County2021April Monthly Peak | Portfolio Adjusted | 1-in-2 | Size: 20 kW to 199.99 kW | Orange County | 2021 | April Monthly Peak | 4 | 12.3628 | 11.8074 | 11.552 | 11.5476 | 12.1438 | 13.6574 | 15.302 | 16.9343 | 19.2669 | 21.2111 | 22.7132 | 23.6444 | 24.74 | 25.5247 | 25.894 | 25.2125 | 23.9256 | 21.8705 | 19.8853 | 20.0427 | 19.3725 | 17.6662 | 15.3976 | 13.7162 | 0 | 0 | 0 | 0 | 0 | 0 | 0 | 0 | 0 | 0 | 0 | 0 | 0 | 0 | 0.38841 | 0.37819 | 0.35888 | 0.32806 | 0 | 0 | 0 | 0 | 0 | 0 | 62.8936 | 61.809 | 60.3758 | 59.3145 | 58.313 | 57.5471 | 57.2429 | 56.8529 | 59.3511 | 63.6249 | 68.37 | 72.8726 | 76.3118 | 78.9187 | 80.6303 | 81.4576 | 81.6602 | 80.6072 | 78.5851 | 75.6359 | 71.5919 | 68.5274 | 66.151 | 63.8068 | 0.32229 | 0.29429 | 0.28577 | 0.28209 | 0.30727 | 0.38048 | 0.49663 | 0.58132 | 0.61814 | 0.61014 | 0.60392 | 0.6353 | 0.70389 | 0.7875 | 0.83534 | 0.89087 | 0.90928 | 0.83303 | 0.74236 | 0.56734 | 0.50403 | 0.42832 | 0.34234 | 0.29015
Portfolio Adjusted1-in-2Size: 20 kW to 199.99 kWOrange County2021May Monthly Peak | Portfolio Adjusted | 1-in-2 | Size: 20 kW to 199.99 kW | Orange County | 2021 | May Monthly Peak | 5 | 12.6044 | 12.0406 | 11.7717 | 11.7157 | 12.3457 | 13.7318 | 14.9096 | 17.2889 | 20.1495 | 22.4817 | 24.1731 | 25.093 | 26.0335 | 26.6866 | 27.0122 | 26.3089 | 25.0399 | 22.9018 | 20.7147 | 20.0145 | 20.0955 | 18.2339 | 15.8724 | 14.0376 | 0 | 0 | 0 | 0 | 0 | 0 | 0 | 0 | 0 | 0 | 0 | 0 | 0 | 0 | 0.40518 | 0.39463 | 0.3756 | 0.34353 | 0 | 0 | 0 | 0 | 0 | 0 | 63.2359 | 62.4783 | 61.5229 | 60.4957 | 59.5554 | 59.0139 | 58.8118 | 59.2155 | 60.9908 | 65.1455 | 69.9145 | 74.3412 | 78.5445 | 81.6454 | 83.194 | 84.053 | 84.0251 | 82.1922 | 79.7775 | 76.7065 | 72.5321 | 68.863 | 66.8048 | 65.1959 | 0.32255 | 0.29453 | 0.286 | 0.28231 | 0.30752 | 0.38079 | 0.49703 | 0.58179 | 0.61864 | 0.61063 | 0.60441 | 0.63582 | 0.70446 | 0.78813 | 0.83602 | 0.89158 | 0.91002 | 0.8337 | 0.74296 | 0.5678 | 0.50443 | 0.42867 | 0.34262 | 0.29039
Portfolio Adjusted1-in-2Size: 20 kW to 199.99 kWOrange County2021June Monthly Peak | Portfolio Adjusted | 1-in-2 | Size: 20 kW to 199.99 kW | Orange County | 2021 | June Monthly Peak | 6 | 13.4465 | 12.7902 | 12.4604 | 12.398 | 12.9955 | 14.278 | 15.6817 | 18.6899 | 21.9354 | 24.7063 | 26.889 | 28.2543 | 29.5631 | 30.4594 | 30.9327 | 30.2201 | 28.6907 | 26.2474 | 23.5542 | 21.9177 | 21.7681 | 19.8991 | 17.2615 | 15.1151 | 0 | 0 | 0 | 0 | 0 | 0 | 0 | 0 | 0 | 0 | 0 | 0 | 0 | 0 | 0.46399 | 0.4533 | 0.43036 | 0.39371 | 0 | 0 | 0 | 0 | 0 | 0 | 68.6511 | 67.6578 | 66.5961 | 65.4264 | 64.604 | 63.7452 | 63.0036 | 63.8192 | 66.8736 | 71.8652 | 77.0093 | 81.5631 | 84.7462 | 86.5881 | 88.2008 | 89.0163 | 89.4944 | 88.6291 | 87.2227 | 84.2492 | 80.1249 | 75.924 | 73.512 | 71.6503 | 0.32308 | 0.29501 | 0.28646 | 0.28277 | 0.30802 | 0.3814 | 0.49783 | 0.58273 | 0.61964 | 0.61162 | 0.60538 | 0.63684 | 0.7056 | 0.7894 | 0.83737 | 0.89303 | 0.91149 | 0.83505 | 0.74416 | 0.56872 | 0.50525 | 0.42936 | 0.34317 | 0.29085
Portfolio Adjusted1-in-2Size: 20 kW to 199.99 kWOrange County2021July Monthly Peak | Portfolio Adjusted | 1-in-2 | Size: 20 kW to 199.99 kW | Orange County | 2021 | July Monthly Peak | 7 | 14.7391 | 13.9285 | 13.4814 | 13.3298 | 13.9193 | 15.5012 | 17.4151 | 20.8866 | 24.6617 | 27.7667 | 30.1348 | 31.5703 | 32.8652 | 33.776 | 34.2217 | 33.5232 | 32.0855 | 29.4251 | 26.2092 | 24.1777 | 23.8834 | 21.8469 | 19.1186 | 16.6458 | 0 | 0 | 0 | 0 | 0 | 0 | 0 | 0 | 0 | 0 | 0 | 0 | 0 | 0 | 0.51333 | 0.50285 | 0.48128 | 0.44138 | 0 | 0 | 0 | 0 | 0 | 0 | 75.9529 | 75.0301 | 74.188 | 73.3277 | 72.5538 | 71.8404 | 71.442 | 72.3504 | 75.0342 | 78.8703 | 83.2285 | 87.2071 | 89.9574 | 91.6694 | 93.0873 | 93.6156 | 92.9622 | 91.6231 | 90.2863 | 88.4305 | 85.6426 | 82.6184 | 80.2822 | 78.6139 | 0.32399 | 0.29584 | 0.28727 | 0.28357 | 0.30889 | 0.38249 | 0.49925 | 0.58438 | 0.6214 | 0.61335 | 0.6071 | 0.63865 | 0.7076 | 0.79164 | 0.83975 | 0.89556 | 0.91408 | 0.83742 | 0.74627 | 0.57033 | 0.50668 | 0.43058 | 0.34415 | 0.29168
Portfolio Adjusted1-in-2Size: 20 kW to 199.99 kWOrange County2021August Monthly Peak | Portfolio Adjusted | 1-in-2 | Size: 20 kW to 199.99 kW | Orange County | 2021 | August Monthly Peak | 8 | 14.7136 | 13.9363 | 13.5249 | 13.3919 | 13.8534 | 15.6882 | 17.6054 | 20.6185 | 24.6578 | 27.8496 | 30.4659 | 32.0897 | 33.4601 | 34.3201 | 34.6157 | 33.9576 | 32.34 | 29.4174 | 26.0159 | 24.6477 | 24.059 | 21.6962 | 18.9607 | 16.5333 | 0 | 0 | 0 | 0 | 0 | 0 | 0 | 0 | 0 | 0 | 0 | 0 | 0 | 0 | 0.51924 | 0.50936 | 0.4851 | 0.44126 | 0 | 0 | 0 | 0 | 0 | 0 | 76.0234 | 74.6382 | 73.4659 | 72.7266 | 72.1425 | 71.3485 | 71.0423 | 71.0426 | 73.104 | 78.2933 | 83.6441 | 88.1953 | 91.4317 | 93.6879 | 95.1218 | 95.8463 | 95.9432 | 94.8862 | 92.7089 | 89.2413 | 84.9055 | 81.8952 | 79.9524 | 78.285 | 0.32542 | 0.29715 | 0.28854 | 0.28483 | 0.31026 | 0.38418 | 0.50145 | 0.58697 | 0.62414 | 0.61606 | 0.60978 | 0.64147 | 0.71073 | 0.79514 | 0.84346 | 0.89952 | 0.91812 | 0.84112 | 0.74957 | 0.57285 | 0.50892 | 0.43248 | 0.34567 | 0.29297
Portfolio Adjusted1-in-2Size: 20 kW to 199.99 kWOrange County2021September Monthly Peak | Portfolio Adjusted | 1-in-2 | Size: 20 kW to 199.99 kW | Orange County | 2021 | September Monthly Peak | 9 | 14.4713 | 13.7544 | 13.391 | 13.2989 | 13.7877 | 15.7211 | 18.1838 | 20.435 | 24.3299 | 27.3974 | 29.8823 | 31.3049 | 32.575 | 33.427 | 33.7325 | 32.9799 | 31.3456 | 28.3662 | 25.3142 | 24.7281 | 23.0266 | 20.8619 | 18.3542 | 16.1478 | 0 | 0 | 0 | 0 | 0 | 0 | 0 | 0 | 0 | 0 | 0 | 0 | 0 | 0 | 0.50599 | 0.4947 | 0.47018 | 0.42549 | 0 | 0 | 0 | 0 | 0 | 0 | 74.1819 | 73.1946 | 72.3532 | 71.7544 | 71.2055 | 70.4589 | 70.4385 | 70.4814 | 72.2574 | 76.5686 | 81.6477 | 86.4054 | 90.3929 | 92.9655 | 94.5247 | 95.2198 | 95.2138 | 94.3305 | 92.6233 | 89.1254 | 85.2582 | 82.2642 | 80.2756 | 78.9932 | 0.32293 | 0.29488 | 0.28633 | 0.28264 | 0.30788 | 0.38123 | 0.49761 | 0.58247 | 0.61936 | 0.61134 | 0.60511 | 0.63656 | 0.70528 | 0.78905 | 0.837 | 0.89263 | 0.91108 | 0.83467 | 0.74383 | 0.56847 | 0.50502 | 0.42917 | 0.34302 | 0.29073
Portfolio Adjusted1-in-2Size: 20 kW to 199.99 kWOrange County2021October Monthly Peak | Portfolio Adjusted | 1-in-2 | Size: 20 kW to 199.99 kW | Orange County | 2021 | October Monthly Peak | 10 | 12.8967 | 12.3252 | 12.0007 | 11.968 | 12.4611 | 14.1567 | 16.7012 | 18.0735 | 20.7028 | 23.194 | 25.1642 | 26.5163 | 27.8067 | 28.689 | 29.0719 | 28.372 | 26.776 | 24.0776 | 23.0858 | 22.0648 | 20.3674 | 18.5316 | 16.2745 | 14.3524 | 0 | 0 | 0 | 0 | 0 | 0 | 0 | 0 | 0 | 0 | 0 | 0 | 0 | 0 | 0.43608 | 0.42558 | 0.40164 | 0.36116 | 0 | 0 | 0 | 0 | 0 | 0 | 66.0254 | 64.8884 | 63.9231 | 63.0662 | 62.2979 | 61.7132 | 61.4725 | 61.5271 | 62.8331 | 66.6012 | 72.5734 | 78.6395 | 84.2918 | 87.3694 | 88.2813 | 88.9632 | 89.287 | 88.411 | 85.8236 | 80.9845 | 77.3716 | 74.5227 | 72.2202 | 70.6351 | 0.32177 | 0.29381 | 0.2853 | 0.28163 | 0.30677 | 0.37986 | 0.49582 | 0.58037 | 0.61713 | 0.60914 | 0.60294 | 0.63427 | 0.70275 | 0.78621 | 0.83398 | 0.88941 | 0.9078 | 0.83167 | 0.74115 | 0.56642 | 0.50321 | 0.42762 | 0.34178 | 0.28968
Portfolio Adjusted1-in-2Size: 20 kW to 199.99 kWOrange County2021November Monthly Peak | Portfolio Adjusted | 1-in-2 | Size: 20 kW to 199.99 kW | Orange County | 2021 | November Monthly Peak | 11 | 11.9714 | 11.5711 | 11.4185 | 11.4767 | 12.0222 | 13.7413 | 15.3423 | 16.8919 | 19.1753 | 21.0236 | 22.3221 | 23.1395 | 23.8204 | 24.2029 | 24.2208 | 23.2636 | 22.1186 | 22.1165 | 20.5256 | 19.2965 | 18.0475 | 16.5346 | 14.6136 | 13.0929 | 0 | 0 | 0 | 0 | 0 | 0 | 0 | 0 | 0 | 0 | 0 | 0 | 0 | 0 | 0.36331 | 0.34895 | 0.33178 | 0.33175 | 0 | 0 | 0 | 0 | 0 | 0 | 58.5655 | 57.6892 | 57.4812 | 57.0112 | 55.9776 | 54.9445 | 55.3031 | 54.9985 | 58.5614 | 62.4632 | 67.2263 | 71.9325 | 74.7452 | 76.3703 | 77.3781 | 77.2398 | 75.2923 | 72.1192 | 68.8386 | 66.1493 | 64.2471 | 63.3961 | 62.4624 | 61.8557 | 0.32406 | 0.2959 | 0.28733 | 0.28363 | 0.30895 | 0.38256 | 0.49934 | 0.5845 | 0.62152 | 0.61347 | 0.60722 | 0.63877 | 0.70774 | 0.7918 | 0.83991 | 0.89573 | 0.91425 | 0.83758 | 0.74641 | 0.57044 | 0.50678 | 0.43066 | 0.34421 | 0.29174
Portfolio Adjusted1-in-2Size: 20 kW to 199.99 kWOrange County2021December Monthly Peak | Portfolio Adjusted | 1-in-2 | Size: 20 kW to 199.99 kW | Orange County | 2021 | December Monthly Peak | 12 | 11.9831 | 11.6103 | 11.4953 | 11.5988 | 12.2589 | 14.0221 | 16.2303 | 17.1486 | 18.6203 | 19.7911 | 20.3698 | 20.4029 | 20.5521 | 20.4973 | 20.3354 | 19.4599 | 19.2585 | 19.8364 | 18.7209 | 17.8009 | 16.8341 | 15.6645 | 14.2258 | 12.9855 | 0 | 0 | 0 | 0 | 0 | 0 | 0 | 0 | 0 | 0 | 0 | 0 | 0 | 0 | 0.30503 | 0.2919 | 0.28888 | 0.29755 | 0 | 0 | 0 | 0 | 0 | 0 | 49.3127 | 48.6667 | 47.9143 | 47.4659 | 46.9826 | 46.3824 | 46.0391 | 45.8642 | 46.6564 | 49.9082 | 53.4925 | 56.5184 | 58.9176 | 60.1793 | 60.79 | 61.091 | 60.7213 | 58.7006 | 55.9617 | 53.6292 | 51.8234 | 50.0638 | 48.5906 | 47.3166 | 0.32246 | 0.29444 | 0.28591 | 0.28223 | 0.30743 | 0.38067 | 0.49688 | 0.58161 | 0.61845 | 0.61044 | 0.60422 | 0.63562 | 0.70425 | 0.78789 | 0.83577 | 0.89132 | 0.90974 | 0.83345 | 0.74273 | 0.56763 | 0.50428 | 0.42854 | 0.34251 | 0.2903
Portfolio Adjusted1-in-2Size: 20 kW to 199.99 kWOrange County2021Typical Event Day | Portfolio Adjusted | 1-in-2 | Size: 20 kW to 199.99 kW | Orange County | 2021 | Typical Event Day | 8 | 14.4865 | 13.7336 | 13.3464 | 13.222 | 13.6907 | 15.4976 | 17.3841 | 20.2623 | 24.0839 | 27.0957 | 29.561 | 31.1032 | 32.4373 | 33.2866 | 33.5821 | 32.9476 | 31.3965 | 28.5557 | 25.3047 | 24.0076 | 23.522 | 21.2519 | 18.5832 | 16.2296 | 0 | 0 | 0 | 0 | 0 | 0 | 0 | 0 | 0 | 0 | 0 | 0 | 0 | 0 | 0.50373 | 0.49421 | 0.47095 | 0.42834 | 0 | 0 | 0 | 0 | 0 | 0 | 73.7023 | 72.6302 | 71.6508 | 70.8088 | 70.1264 | 69.3483 | 68.9816 | 69.4234 | 71.8173 | 76.3994 | 81.3824 | 85.8427 | 89.132 | 91.2277 | 92.7336 | 93.4245 | 93.4034 | 92.3672 | 90.7103 | 87.7616 | 83.9828 | 80.6754 | 78.5056 | 76.8856 | 0.32359 | 0.29547 | 0.28691 | 0.28322 | 0.30851 | 0.38201 | 0.49862 | 0.58365 | 0.62062 | 0.61259 | 0.60634 | 0.63785 | 0.70672 | 0.79066 | 0.8387 | 0.89444 | 0.91293 | 0.83637 | 0.74534 | 0.56962 | 0.50605 | 0.43004 | 0.34372 | 0.29132
Portfolio Adjusted1-in-2Size: 20 kW to 199.99 kWOrange County2022January Monthly Peak | Portfolio Adjusted | 1-in-2 | Size: 20 kW to 199.99 kW | Orange County | 2022 | January Monthly Peak | 1 | 12.2321 | 11.9325 | 11.7725 | 11.9674 | 12.6964 | 14.3737 | 16.9097 | 17.923 | 19.4434 | 20.2864 | 20.5653 | 20.2474 | 20.2316 | 20.0867 | 20.0252 | 19.164 | 18.4882 | 19.2051 | 18.3954 | 17.6463 | 16.7716 | 15.9506 | 14.4172 | 13.2395 | 0 | 0 | 0 | 0 | 0 | 0 | 0 | 0 | 0 | 0 | 0 | 0 | 0 | 0 | 0.30038 | 0.28746 | 0.27732 | 0.28808 | 0 | 0 | 0 | 0 | 0 | 0 | 45.9248 | 44.946 | 44.33 | 44.0999 | 43.5994 | 43.3999 | 42.8799 | 42.5509 | 42.6651 | 44.3138 | 47.3581 | 49.9442 | 51.7235 | 53.1669 | 54.0855 | 54.4537 | 54.2012 | 52.7865 | 51.0929 | 49.6959 | 48.7017 | 47.8194 | 47.0898 | 46.3595 | 0.32967 | 0.30103 | 0.2923 | 0.28854 | 0.3143 | 0.38918 | 0.50799 | 0.59462 | 0.63228 | 0.62409 | 0.61773 | 0.64984 | 0.71999 | 0.80551 | 0.85445 | 0.91125 | 0.93009 | 0.85208 | 0.75934 | 0.58032 | 0.51556 | 0.43812 | 0.35017 | 0.29679
Portfolio Adjusted1-in-2Size: 20 kW to 199.99 kWOrange County2022February Monthly Peak | Portfolio Adjusted | 1-in-2 | Size: 20 kW to 199.99 kW | Orange County | 2022 | February Monthly Peak | 2 | 12.2738 | 11.9532 | 11.7261 | 11.8914 | 12.5774 | 14.1412 | 16.3261 | 17.6001 | 19.2542 | 20.259 | 20.8239 | 20.7187 | 20.8957 | 20.9721 | 20.9503 | 20.0408 | 19.1624 | 19.2227 | 19.1813 | 18.264 | 17.3252 | 16.1524 | 14.5547 | 13.2706 | 0 | 0 | 0 | 0 | 0 | 0 | 0 | 0 | 0 | 0 | 0 | 0 | 0 | 0 | 0.31425 | 0.30061 | 0.28744 | 0.28834 | 0 | 0 | 0 | 0 | 0 | 0 | 48.0136 | 47.8105 | 47.4274 | 47.0944 | 46.4173 | 45.9943 | 45.9021 | 45.9281 | 46.4467 | 48.0316 | 49.9889 | 51.7926 | 52.619 | 52.9553 | 53.1205 | 52.7098 | 52.4563 | 51.8251 | 50.6882 | 49.2676 | 47.9127 | 47.5107 | 46.6325 | 45.554 | 0.32602 | 0.29769 | 0.28907 | 0.28534 | 0.31082 | 0.38488 | 0.50237 | 0.58803 | 0.62528 | 0.61718 | 0.61089 | 0.64264 | 0.71202 | 0.79659 | 0.84499 | 0.90116 | 0.91979 | 0.84265 | 0.75093 | 0.5739 | 0.50985 | 0.43327 | 0.3463 | 0.2935
Portfolio Adjusted1-in-2Size: 20 kW to 199.99 kWOrange County2022March Monthly Peak | Portfolio Adjusted | 1-in-2 | Size: 20 kW to 199.99 kW | Orange County | 2022 | March Monthly Peak | 3 | 12.4108 | 11.9617 | 11.7195 | 11.7921 | 12.4429 | 13.9476 | 16.2027 | 17.5512 | 19.1306 | 20.1702 | 20.8133 | 20.7563 | 20.9578 | 21.1242 | 21.3037 | 20.7171 | 19.6801 | 18.5815 | 18.0448 | 18.6211 | 17.7834 | 16.5196 | 14.7301 | 13.3583 | 0 | 0 | 0 | 0 | 0 | 0 | 0 | 0 | 0 | 0 | 0 | 0 | 0 | 0 | 0.31956 | 0.31076 | 0.2952 | 0.27872 | 0 | 0 | 0 | 0 | 0 | 0 | 48.0895 | 46.9975 | 46.018 | 45.4727 | 45.2284 | 44.7251 | 44.277 | 44.3267 | 46.3005 | 48.7004 | 51.0574 | 52.9132 | 54.0629 | 54.9484 | 55.4254 | 55.7479 | 55.5701 | 55.09 | 53.7257 | 51.7416 | 50.3489 | 49.1247 | 48.1214 | 47.272 | 0.32676 | 0.29837 | 0.28972 | 0.28599 | 0.31153 | 0.38575 | 0.50351 | 0.58937 | 0.6267 | 0.61859 | 0.61228 | 0.6441 | 0.71364 | 0.7984 | 0.84691 | 0.9032 | 0.92188 | 0.84456 | 0.75264 | 0.5752 | 0.51101 | 0.43425 | 0.34708 | 0.29417
Portfolio Adjusted1-in-2Size: 20 kW to 199.99 kWOrange County2022April Monthly Peak | Portfolio Adjusted | 1-in-2 | Size: 20 kW to 199.99 kW | Orange County | 2022 | April Monthly Peak | 4 | 12.3628 | 11.8074 | 11.552 | 11.5476 | 12.1438 | 13.6574 | 15.302 | 16.9343 | 19.2669 | 21.2111 | 22.7132 | 23.6444 | 24.74 | 25.5247 | 25.894 | 25.2125 | 23.9256 | 21.8705 | 19.8853 | 20.0427 | 19.3725 | 17.6662 | 15.3976 | 13.7162 | 0 | 0 | 0 | 0 | 0 | 0 | 0 | 0 | 0 | 0 | 0 | 0 | 0 | 0 | 0.38841 | 0.37819 | 0.35888 | 0.32806 | 0 | 0 | 0 | 0 | 0 | 0 | 62.8936 | 61.809 | 60.3758 | 59.3145 | 58.313 | 57.5471 | 57.2429 | 56.8529 | 59.3511 | 63.6249 | 68.37 | 72.8726 | 76.3118 | 78.9187 | 80.6303 | 81.4576 | 81.6602 | 80.6072 | 78.5851 | 75.6359 | 71.5919 | 68.5274 | 66.151 | 63.8069 | 0.32229 | 0.29429 | 0.28577 | 0.28209 | 0.30727 | 0.38048 | 0.49663 | 0.58132 | 0.61814 | 0.61014 | 0.60392 | 0.6353 | 0.70389 | 0.7875 | 0.83534 | 0.89087 | 0.90928 | 0.83303 | 0.74236 | 0.56734 | 0.50403 | 0.42832 | 0.34234 | 0.29015
Portfolio Adjusted1-in-2Size: 20 kW to 199.99 kWOrange County2022May Monthly Peak | Portfolio Adjusted | 1-in-2 | Size: 20 kW to 199.99 kW | Orange County | 2022 | May Monthly Peak | 5 | 12.6044 | 12.0406 | 11.7717 | 11.7157 | 12.3457 | 13.7318 | 14.9096 | 17.2889 | 20.1495 | 22.4817 | 24.1731 | 25.093 | 26.0335 | 26.6866 | 27.0122 | 26.3089 | 25.0399 | 22.9018 | 20.7147 | 20.0145 | 20.0955 | 18.2339 | 15.8724 | 14.0376 | 0 | 0 | 0 | 0 | 0 | 0 | 0 | 0 | 0 | 0 | 0 | 0 | 0 | 0 | 0.40518 | 0.39463 | 0.3756 | 0.34353 | 0 | 0 | 0 | 0 | 0 | 0 | 63.2359 | 62.4783 | 61.5229 | 60.4957 | 59.5554 | 59.0139 | 58.8118 | 59.2155 | 60.9908 | 65.1455 | 69.9145 | 74.3412 | 78.5445 | 81.6454 | 83.194 | 84.053 | 84.0251 | 82.1922 | 79.7775 | 76.7065 | 72.5321 | 68.863 | 66.8048 | 65.1959 | 0.32255 | 0.29453 | 0.286 | 0.28231 | 0.30752 | 0.38079 | 0.49703 | 0.58179 | 0.61864 | 0.61063 | 0.60441 | 0.63582 | 0.70446 | 0.78813 | 0.83602 | 0.89158 | 0.91002 | 0.8337 | 0.74296 | 0.5678 | 0.50443 | 0.42867 | 0.34262 | 0.29039
Portfolio Adjusted1-in-2Size: 20 kW to 199.99 kWOrange County2022June Monthly Peak | Portfolio Adjusted | 1-in-2 | Size: 20 kW to 199.99 kW | Orange County | 2022 | June Monthly Peak | 6 | 13.4465 | 12.7902 | 12.4604 | 12.398 | 12.9955 | 14.278 | 15.6817 | 18.6899 | 21.9354 | 24.7063 | 26.889 | 28.2543 | 29.5631 | 30.4594 | 30.9327 | 30.2201 | 28.6907 | 26.2474 | 23.5542 | 21.9177 | 21.7681 | 19.8991 | 17.2615 | 15.1151 | 0 | 0 | 0 | 0 | 0 | 0 | 0 | 0 | 0 | 0 | 0 | 0 | 0 | 0 | 0.46399 | 0.4533 | 0.43036 | 0.39371 | 0 | 0 | 0 | 0 | 0 | 0 | 68.6511 | 67.6578 | 66.5961 | 65.4264 | 64.604 | 63.7452 | 63.0035 | 63.8192 | 66.8736 | 71.8652 | 77.0093 | 81.5631 | 84.7462 | 86.5881 | 88.2008 | 89.0163 | 89.4944 | 88.6291 | 87.2227 | 84.2492 | 80.1249 | 75.924 | 73.512 | 71.6503 | 0.32308 | 0.29501 | 0.28646 | 0.28277 | 0.30802 | 0.3814 | 0.49783 | 0.58273 | 0.61964 | 0.61162 | 0.60538 | 0.63684 | 0.7056 | 0.7894 | 0.83737 | 0.89303 | 0.91149 | 0.83505 | 0.74416 | 0.56872 | 0.50525 | 0.42936 | 0.34317 | 0.29085
Portfolio Adjusted1-in-2Size: 20 kW to 199.99 kWOrange County2022July Monthly Peak | Portfolio Adjusted | 1-in-2 | Size: 20 kW to 199.99 kW | Orange County | 2022 | July Monthly Peak | 7 | 14.7391 | 13.9285 | 13.4814 | 13.3298 | 13.9193 | 15.5012 | 17.4151 | 20.8866 | 24.6617 | 27.7666 | 30.1348 | 31.5702 | 32.8652 | 33.776 | 34.2217 | 33.5232 | 32.0855 | 29.4251 | 26.2092 | 24.1777 | 23.8834 | 21.8469 | 19.1186 | 16.6458 | 0 | 0 | 0 | 0 | 0 | 0 | 0 | 0 | 0 | 0 | 0 | 0 | 0 | 0 | 0.51333 | 0.50285 | 0.48128 | 0.44138 | 0 | 0 | 0 | 0 | 0 | 0 | 75.9528 | 75.0301 | 74.188 | 73.3277 | 72.5538 | 71.8404 | 71.442 | 72.3504 | 75.0342 | 78.8703 | 83.2285 | 87.2071 | 89.9574 | 91.6694 | 93.0873 | 93.6156 | 92.9622 | 91.6231 | 90.2863 | 88.4305 | 85.6426 | 82.6184 | 80.2822 | 78.6139 | 0.32399 | 0.29584 | 0.28727 | 0.28357 | 0.30889 | 0.38249 | 0.49925 | 0.58438 | 0.6214 | 0.61335 | 0.6071 | 0.63865 | 0.7076 | 0.79164 | 0.83975 | 0.89556 | 0.91408 | 0.83742 | 0.74627 | 0.57033 | 0.50668 | 0.43058 | 0.34415 | 0.29168
Portfolio Adjusted1-in-2Size: 20 kW to 199.99 kWOrange County2022August Monthly Peak | Portfolio Adjusted | 1-in-2 | Size: 20 kW to 199.99 kW | Orange County | 2022 | August Monthly Peak | 8 | 14.7136 | 13.9363 | 13.5249 | 13.3919 | 13.8534 | 15.6882 | 17.6054 | 20.6185 | 24.6578 | 27.8496 | 30.4659 | 32.0897 | 33.4601 | 34.3201 | 34.6157 | 33.9576 | 32.34 | 29.4174 | 26.0159 | 24.6477 | 24.059 | 21.6962 | 18.9607 | 16.5333 | 0 | 0 | 0 | 0 | 0 | 0 | 0 | 0 | 0 | 0 | 0 | 0 | 0 | 0 | 0.51924 | 0.50936 | 0.4851 | 0.44126 | 0 | 0 | 0 | 0 | 0 | 0 | 76.0234 | 74.6382 | 73.4659 | 72.7266 | 72.1425 | 71.3485 | 71.0423 | 71.0426 | 73.104 | 78.2933 | 83.6441 | 88.1953 | 91.4318 | 93.688 | 95.1218 | 95.8463 | 95.9432 | 94.8862 | 92.7089 | 89.2413 | 84.9055 | 81.8952 | 79.9524 | 78.285 | 0.32542 | 0.29715 | 0.28854 | 0.28483 | 0.31026 | 0.38418 | 0.50145 | 0.58697 | 0.62414 | 0.61606 | 0.60978 | 0.64147 | 0.71073 | 0.79514 | 0.84346 | 0.89952 | 0.91812 | 0.84112 | 0.74957 | 0.57285 | 0.50892 | 0.43248 | 0.34567 | 0.29297
Portfolio Adjusted1-in-2Size: 20 kW to 199.99 kWOrange County2022September Monthly Peak | Portfolio Adjusted | 1-in-2 | Size: 20 kW to 199.99 kW | Orange County | 2022 | September Monthly Peak | 9 | 14.4713 | 13.7544 | 13.391 | 13.2989 | 13.7877 | 15.7211 | 18.1838 | 20.435 | 24.3299 | 27.3974 | 29.8823 | 31.3049 | 32.575 | 33.427 | 33.7325 | 32.98 | 31.3456 | 28.3662 | 25.3142 | 24.7281 | 23.0266 | 20.8619 | 18.3542 | 16.1478 | 0 | 0 | 0 | 0 | 0 | 0 | 0 | 0 | 0 | 0 | 0 | 0 | 0 | 0 | 0.50599 | 0.4947 | 0.47018 | 0.42549 | 0 | 0 | 0 | 0 | 0 | 0 | 74.1819 | 73.1946 | 72.3532 | 71.7544 | 71.2055 | 70.4589 | 70.4385 | 70.4814 | 72.2574 | 76.5686 | 81.6476 | 86.4054 | 90.3929 | 92.9655 | 94.5247 | 95.2198 | 95.2138 | 94.3305 | 92.6233 | 89.1254 | 85.2582 | 82.2642 | 80.2756 | 78.9932 | 0.32293 | 0.29488 | 0.28633 | 0.28264 | 0.30788 | 0.38123 | 0.49761 | 0.58247 | 0.61936 | 0.61134 | 0.60511 | 0.63656 | 0.70528 | 0.78905 | 0.837 | 0.89263 | 0.91108 | 0.83467 | 0.74383 | 0.56847 | 0.50502 | 0.42917 | 0.34302 | 0.29073
Portfolio Adjusted1-in-2Size: 20 kW to 199.99 kWOrange County2022October Monthly Peak | Portfolio Adjusted | 1-in-2 | Size: 20 kW to 199.99 kW | Orange County | 2022 | October Monthly Peak | 10 | 12.8967 | 12.3252 | 12.0007 | 11.968 | 12.4611 | 14.1567 | 16.7012 | 18.0735 | 20.7028 | 23.194 | 25.1642 | 26.5163 | 27.8067 | 28.689 | 29.0719 | 28.372 | 26.776 | 24.0776 | 23.0858 | 22.0648 | 20.3674 | 18.5316 | 16.2745 | 14.3524 | 0 | 0 | 0 | 0 | 0 | 0 | 0 | 0 | 0 | 0 | 0 | 0 | 0 | 0 | 0.43608 | 0.42558 | 0.40164 | 0.36116 | 0 | 0 | 0 | 0 | 0 | 0 | 66.0254 | 64.8884 | 63.9231 | 63.0662 | 62.2979 | 61.7132 | 61.4725 | 61.5271 | 62.8331 | 66.6012 | 72.5734 | 78.6395 | 84.2918 | 87.3694 | 88.2813 | 88.9632 | 89.287 | 88.411 | 85.8236 | 80.9845 | 77.3716 | 74.5227 | 72.2202 | 70.6351 | 0.32177 | 0.29381 | 0.2853 | 0.28163 | 0.30677 | 0.37986 | 0.49582 | 0.58037 | 0.61713 | 0.60914 | 0.60294 | 0.63427 | 0.70275 | 0.78621 | 0.83398 | 0.88941 | 0.9078 | 0.83167 | 0.74115 | 0.56642 | 0.50321 | 0.42762 | 0.34178 | 0.28968
Portfolio Adjusted1-in-2Size: 20 kW to 199.99 kWOrange County2022November Monthly Peak | Portfolio Adjusted | 1-in-2 | Size: 20 kW to 199.99 kW | Orange County | 2022 | November Monthly Peak | 11 | 11.9714 | 11.5711 | 11.4185 | 11.4767 | 12.0222 | 13.7413 | 15.3423 | 16.8919 | 19.1753 | 21.0236 | 22.3221 | 23.1395 | 23.8204 | 24.2029 | 24.2208 | 23.2636 | 22.1186 | 22.1165 | 20.5256 | 19.2965 | 18.0475 | 16.5346 | 14.6136 | 13.0929 | 0 | 0 | 0 | 0 | 0 | 0 | 0 | 0 | 0 | 0 | 0 | 0 | 0 | 0 | 0.36331 | 0.34895 | 0.33178 | 0.33175 | 0 | 0 | 0 | 0 | 0 | 0 | 58.5655 | 57.6892 | 57.4812 | 57.0112 | 55.9776 | 54.9445 | 55.3031 | 54.9985 | 58.5614 | 62.4632 | 67.2263 | 71.9325 | 74.7452 | 76.3703 | 77.3781 | 77.2398 | 75.2923 | 72.1192 | 68.8386 | 66.1493 | 64.247 | 63.3961 | 62.4624 | 61.8557 | 0.32406 | 0.2959 | 0.28733 | 0.28363 | 0.30895 | 0.38256 | 0.49934 | 0.5845 | 0.62152 | 0.61347 | 0.60722 | 0.63877 | 0.70774 | 0.7918 | 0.83991 | 0.89573 | 0.91425 | 0.83758 | 0.74641 | 0.57044 | 0.50678 | 0.43066 | 0.34421 | 0.29174
Portfolio Adjusted1-in-2Size: 20 kW to 199.99 kWOrange County2022December Monthly Peak | Portfolio Adjusted | 1-in-2 | Size: 20 kW to 199.99 kW | Orange County | 2022 | December Monthly Peak | 12 | 11.9831 | 11.6103 | 11.4953 | 11.5988 | 12.2589 | 14.0221 | 16.2303 | 17.1486 | 18.6203 | 19.7911 | 20.3698 | 20.4029 | 20.5521 | 20.4973 | 20.3354 | 19.4599 | 19.2585 | 19.8364 | 18.7209 | 17.8009 | 16.8341 | 15.6645 | 14.2258 | 12.9855 | 0 | 0 | 0 | 0 | 0 | 0 | 0 | 0 | 0 | 0 | 0 | 0 | 0 | 0 | 0.30503 | 0.2919 | 0.28888 | 0.29755 | 0 | 0 | 0 | 0 | 0 | 0 | 49.3127 | 48.6667 | 47.9143 | 47.4659 | 46.9826 | 46.3824 | 46.0391 | 45.8642 | 46.6564 | 49.9082 | 53.4925 | 56.5184 | 58.9176 | 60.1793 | 60.79 | 61.091 | 60.7213 | 58.7006 | 55.9617 | 53.6292 | 51.8234 | 50.0638 | 48.5906 | 47.3166 | 0.32246 | 0.29444 | 0.28591 | 0.28223 | 0.30743 | 0.38067 | 0.49688 | 0.58161 | 0.61845 | 0.61044 | 0.60422 | 0.63562 | 0.70425 | 0.78789 | 0.83577 | 0.89132 | 0.90974 | 0.83345 | 0.74273 | 0.56763 | 0.50428 | 0.42854 | 0.34251 | 0.2903
Portfolio Adjusted1-in-2Size: 20 kW to 199.99 kWOrange County2022Typical Event Day | Portfolio Adjusted | 1-in-2 | Size: 20 kW to 199.99 kW | Orange County | 2022 | Typical Event Day | 8 | 14.4865 | 13.7336 | 13.3464 | 13.222 | 13.6907 | 15.4976 | 17.3841 | 20.2623 | 24.0839 | 27.0957 | 29.561 | 31.1032 | 32.4373 | 33.2866 | 33.5821 | 32.9476 | 31.3965 | 28.5557 | 25.3047 | 24.0076 | 23.522 | 21.2519 | 18.5832 | 16.2296 | 0 | 0 | 0 | 0 | 0 | 0 | 0 | 0 | 0 | 0 | 0 | 0 | 0 | 0 | 0.50373 | 0.49421 | 0.47095 | 0.42834 | 0 | 0 | 0 | 0 | 0 | 0 | 73.7023 | 72.6302 | 71.6508 | 70.8088 | 70.1264 | 69.3483 | 68.9816 | 69.4234 | 71.8173 | 76.3994 | 81.3824 | 85.8427 | 89.1321 | 91.2277 | 92.7336 | 93.4245 | 93.4034 | 92.3672 | 90.7103 | 87.7616 | 83.9828 | 80.6754 | 78.5056 | 76.8856 | 0.32359 | 0.29547 | 0.28691 | 0.28322 | 0.30851 | 0.38201 | 0.49862 | 0.58365 | 0.62062 | 0.61259 | 0.60634 | 0.63785 | 0.70672 | 0.79066 | 0.8387 | 0.89444 | 0.91293 | 0.83637 | 0.74534 | 0.56962 | 0.50605 | 0.43004 | 0.34372 | 0.29132
Portfolio Adjusted1-in-2Size: 20 kW to 199.99 kWOrange County2023January Monthly Peak | Portfolio Adjusted | 1-in-2 | Size: 20 kW to 199.99 kW | Orange County | 2023 | January Monthly Peak | 1 | 12.2321 | 11.9325 | 11.7725 | 11.9674 | 12.6964 | 14.3737 | 16.9097 | 17.923 | 19.4434 | 20.2864 | 20.5653 | 20.2474 | 20.2316 | 20.0867 | 20.0252 | 19.164 | 18.4882 | 19.2051 | 18.3954 | 17.6463 | 16.7716 | 15.9506 | 14.4172 | 13.2395 | 0 | 0 | 0 | 0 | 0 | 0 | 0 | 0 | 0 | 0 | 0 | 0 | 0 | 0 | 0.30038 | 0.28746 | 0.27732 | 0.28808 | 0 | 0 | 0 | 0 | 0 | 0 | 45.9248 | 44.946 | 44.33 | 44.0999 | 43.5994 | 43.3999 | 42.8799 | 42.5509 | 42.6651 | 44.3138 | 47.3581 | 49.9442 | 51.7235 | 53.1669 | 54.0855 | 54.4537 | 54.2012 | 52.7865 | 51.0929 | 49.6959 | 48.7017 | 47.8194 | 47.0898 | 46.3595 | 0.32967 | 0.30103 | 0.2923 | 0.28854 | 0.3143 | 0.38918 | 0.50799 | 0.59462 | 0.63228 | 0.62409 | 0.61773 | 0.64984 | 0.71999 | 0.80551 | 0.85445 | 0.91125 | 0.93009 | 0.85208 | 0.75934 | 0.58032 | 0.51556 | 0.43812 | 0.35017 | 0.29679
Portfolio Adjusted1-in-2Size: 20 kW to 199.99 kWOrange County2023February Monthly Peak | Portfolio Adjusted | 1-in-2 | Size: 20 kW to 199.99 kW | Orange County | 2023 | February Monthly Peak | 2 | 12.2738 | 11.9532 | 11.7261 | 11.8914 | 12.5774 | 14.1412 | 16.3261 | 17.6001 | 19.2542 | 20.2591 | 20.8239 | 20.7187 | 20.8957 | 20.9721 | 20.9503 | 20.0408 | 19.1624 | 19.2227 | 19.1813 | 18.264 | 17.3252 | 16.1524 | 14.5547 | 13.2706 | 0 | 0 | 0 | 0 | 0 | 0 | 0 | 0 | 0 | 0 | 0 | 0 | 0 | 0 | 0.31425 | 0.30061 | 0.28744 | 0.28834 | 0 | 0 | 0 | 0 | 0 | 0 | 48.0136 | 47.8105 | 47.4274 | 47.0944 | 46.4173 | 45.9943 | 45.9021 | 45.9281 | 46.4467 | 48.0316 | 49.9889 | 51.7926 | 52.619 | 52.9554 | 53.1205 | 52.7098 | 52.4563 | 51.8251 | 50.6882 | 49.2676 | 47.9127 | 47.5107 | 46.6325 | 45.554 | 0.32602 | 0.29769 | 0.28907 | 0.28534 | 0.31082 | 0.38488 | 0.50237 | 0.58803 | 0.62528 | 0.61718 | 0.61089 | 0.64264 | 0.71202 | 0.79659 | 0.84499 | 0.90116 | 0.91979 | 0.84265 | 0.75093 | 0.5739 | 0.50985 | 0.43327 | 0.3463 | 0.2935
Portfolio Adjusted1-in-2Size: 20 kW to 199.99 kWOrange County2023March Monthly Peak | Portfolio Adjusted | 1-in-2 | Size: 20 kW to 199.99 kW | Orange County | 2023 | March Monthly Peak | 3 | 12.4108 | 11.9617 | 11.7195 | 11.7921 | 12.4429 | 13.9476 | 16.2027 | 17.5512 | 19.1306 | 20.1702 | 20.8133 | 20.7563 | 20.9578 | 21.1242 | 21.3037 | 20.7171 | 19.6801 | 18.5815 | 18.0448 | 18.6211 | 17.7834 | 16.5196 | 14.7301 | 13.3583 | 0 | 0 | 0 | 0 | 0 | 0 | 0 | 0 | 0 | 0 | 0 | 0 | 0 | 0 | 0.31956 | 0.31076 | 0.2952 | 0.27872 | 0 | 0 | 0 | 0 | 0 | 0 | 48.0895 | 46.9975 | 46.018 | 45.4727 | 45.2284 | 44.7251 | 44.277 | 44.3267 | 46.3005 | 48.7004 | 51.0574 | 52.9132 | 54.0629 | 54.9484 | 55.4254 | 55.7479 | 55.5701 | 55.09 | 53.7257 | 51.7416 | 50.3489 | 49.1247 | 48.1214 | 47.272 | 0.32676 | 0.29837 | 0.28972 | 0.28599 | 0.31153 | 0.38575 | 0.50351 | 0.58937 | 0.6267 | 0.61859 | 0.61228 | 0.6441 | 0.71364 | 0.7984 | 0.84691 | 0.9032 | 0.92188 | 0.84456 | 0.75264 | 0.5752 | 0.51101 | 0.43425 | 0.34708 | 0.29417
Portfolio Adjusted1-in-2Size: 20 kW to 199.99 kWOrange County2023April Monthly Peak | Portfolio Adjusted | 1-in-2 | Size: 20 kW to 199.99 kW | Orange County | 2023 | April Monthly Peak | 4 | 12.3628 | 11.8074 | 11.552 | 11.5476 | 12.1438 | 13.6574 | 15.302 | 16.9343 | 19.2669 | 21.2111 | 22.7132 | 23.6444 | 24.74 | 25.5247 | 25.894 | 25.2125 | 23.9256 | 21.8705 | 19.8853 | 20.0427 | 19.3725 | 17.6662 | 15.3976 | 13.7162 | 0 | 0 | 0 | 0 | 0 | 0 | 0 | 0 | 0 | 0 | 0 | 0 | 0 | 0 | 0.38841 | 0.37819 | 0.35888 | 0.32806 | 0 | 0 | 0 | 0 | 0 | 0 | 62.8936 | 61.809 | 60.3758 | 59.3145 | 58.313 | 57.5471 | 57.2429 | 56.8529 | 59.3511 | 63.6249 | 68.37 | 72.8726 | 76.3118 | 78.9187 | 80.6303 | 81.4576 | 81.6602 | 80.6072 | 78.5851 | 75.6359 | 71.5919 | 68.5274 | 66.151 | 63.8069 | 0.32229 | 0.29429 | 0.28577 | 0.28209 | 0.30727 | 0.38048 | 0.49663 | 0.58132 | 0.61814 | 0.61014 | 0.60392 | 0.6353 | 0.70389 | 0.7875 | 0.83534 | 0.89087 | 0.90928 | 0.83303 | 0.74236 | 0.56734 | 0.50403 | 0.42832 | 0.34234 | 0.29015
Portfolio Adjusted1-in-2Size: 20 kW to 199.99 kWOrange County2023May Monthly Peak | Portfolio Adjusted | 1-in-2 | Size: 20 kW to 199.99 kW | Orange County | 2023 | May Monthly Peak | 5 | 12.6044 | 12.0406 | 11.7717 | 11.7157 | 12.3457 | 13.7318 | 14.9096 | 17.2889 | 20.1495 | 22.4817 | 24.1731 | 25.093 | 26.0335 | 26.6866 | 27.0122 | 26.3089 | 25.0399 | 22.9018 | 20.7147 | 20.0145 | 20.0955 | 18.2339 | 15.8724 | 14.0376 | 0 | 0 | 0 | 0 | 0 | 0 | 0 | 0 | 0 | 0 | 0 | 0 | 0 | 0 | 0.40518 | 0.39463 | 0.3756 | 0.34353 | 0 | 0 | 0 | 0 | 0 | 0 | 63.2359 | 62.4783 | 61.5229 | 60.4957 | 59.5554 | 59.0139 | 58.8118 | 59.2155 | 60.9908 | 65.1455 | 69.9145 | 74.3412 | 78.5445 | 81.6454 | 83.194 | 84.053 | 84.0251 | 82.1922 | 79.7775 | 76.7065 | 72.5321 | 68.863 | 66.8048 | 65.1959 | 0.32255 | 0.29453 | 0.286 | 0.28231 | 0.30752 | 0.38079 | 0.49703 | 0.58179 | 0.61864 | 0.61063 | 0.60441 | 0.63582 | 0.70446 | 0.78813 | 0.83602 | 0.89158 | 0.91002 | 0.8337 | 0.74296 | 0.5678 | 0.50443 | 0.42867 | 0.34262 | 0.29039
Portfolio Adjusted1-in-2Size: 20 kW to 199.99 kWOrange County2023June Monthly Peak | Portfolio Adjusted | 1-in-2 | Size: 20 kW to 199.99 kW | Orange County | 2023 | June Monthly Peak | 6 | 13.4465 | 12.7902 | 12.4604 | 12.398 | 12.9955 | 14.278 | 15.6817 | 18.6899 | 21.9354 | 24.7063 | 26.889 | 28.2543 | 29.5631 | 30.4594 | 30.9327 | 30.2201 | 28.6907 | 26.2474 | 23.5542 | 21.9177 | 21.7681 | 19.8991 | 17.2615 | 15.1151 | 0 | 0 | 0 | 0 | 0 | 0 | 0 | 0 | 0 | 0 | 0 | 0 | 0 | 0 | 0.46399 | 0.4533 | 0.43036 | 0.39371 | 0 | 0 | 0 | 0 | 0 | 0 | 68.6511 | 67.6578 | 66.5961 | 65.4264 | 64.604 | 63.7452 | 63.0036 | 63.8192 | 66.8736 | 71.8652 | 77.0093 | 81.5631 | 84.7462 | 86.5881 | 88.2008 | 89.0163 | 89.4944 | 88.6291 | 87.2227 | 84.2492 | 80.1249 | 75.924 | 73.512 | 71.6503 | 0.32308 | 0.29501 | 0.28646 | 0.28277 | 0.30802 | 0.3814 | 0.49783 | 0.58273 | 0.61964 | 0.61162 | 0.60538 | 0.63684 | 0.7056 | 0.7894 | 0.83737 | 0.89303 | 0.91149 | 0.83505 | 0.74416 | 0.56872 | 0.50525 | 0.42936 | 0.34317 | 0.29085
Portfolio Adjusted1-in-2Size: 20 kW to 199.99 kWOrange County2023July Monthly Peak | Portfolio Adjusted | 1-in-2 | Size: 20 kW to 199.99 kW | Orange County | 2023 | July Monthly Peak | 7 | 14.7391 | 13.9285 | 13.4814 | 13.3298 | 13.9193 | 15.5012 | 17.4151 | 20.8866 | 24.6617 | 27.7666 | 30.1348 | 31.5703 | 32.8652 | 33.776 | 34.2217 | 33.5232 | 32.0855 | 29.4251 | 26.2092 | 24.1777 | 23.8834 | 21.8469 | 19.1186 | 16.6458 | 0 | 0 | 0 | 0 | 0 | 0 | 0 | 0 | 0 | 0 | 0 | 0 | 0 | 0 | 0.51333 | 0.50285 | 0.48128 | 0.44138 | 0 | 0 | 0 | 0 | 0 | 0 | 75.9529 | 75.0301 | 74.188 | 73.3277 | 72.5538 | 71.8404 | 71.442 | 72.3504 | 75.0342 | 78.8703 | 83.2285 | 87.2071 | 89.9574 | 91.6694 | 93.0873 | 93.6156 | 92.9622 | 91.6231 | 90.2863 | 88.4305 | 85.6426 | 82.6184 | 80.2822 | 78.6139 | 0.32399 | 0.29584 | 0.28727 | 0.28357 | 0.30889 | 0.38249 | 0.49925 | 0.58438 | 0.6214 | 0.61335 | 0.6071 | 0.63865 | 0.7076 | 0.79164 | 0.83975 | 0.89556 | 0.91408 | 0.83742 | 0.74627 | 0.57033 | 0.50668 | 0.43058 | 0.34415 | 0.29168
Portfolio Adjusted1-in-2Size: 20 kW to 199.99 kWOrange County2023August Monthly Peak | Portfolio Adjusted | 1-in-2 | Size: 20 kW to 199.99 kW | Orange County | 2023 | August Monthly Peak | 8 | 14.7136 | 13.9363 | 13.5249 | 13.3919 | 13.8534 | 15.6882 | 17.6054 | 20.6185 | 24.6578 | 27.8496 | 30.4659 | 32.0897 | 33.4601 | 34.3201 | 34.6157 | 33.9576 | 32.34 | 29.4174 | 26.0159 | 24.6477 | 24.059 | 21.6962 | 18.9607 | 16.5333 | 0 | 0 | 0 | 0 | 0 | 0 | 0 | 0 | 0 | 0 | 0 | 0 | 0 | 0 | 0.51924 | 0.50936 | 0.4851 | 0.44126 | 0 | 0 | 0 | 0 | 0 | 0 | 76.0234 | 74.6382 | 73.4659 | 72.7266 | 72.1425 | 71.3485 | 71.0423 | 71.0426 | 73.104 | 78.2933 | 83.6441 | 88.1953 | 91.4318 | 93.6879 | 95.1218 | 95.8463 | 95.9432 | 94.8862 | 92.7089 | 89.2413 | 84.9055 | 81.8952 | 79.9524 | 78.285 | 0.32542 | 0.29715 | 0.28854 | 0.28483 | 0.31026 | 0.38418 | 0.50145 | 0.58697 | 0.62414 | 0.61606 | 0.60978 | 0.64147 | 0.71073 | 0.79514 | 0.84346 | 0.89952 | 0.91812 | 0.84112 | 0.74957 | 0.57285 | 0.50892 | 0.43248 | 0.34567 | 0.29297
Portfolio Adjusted1-in-2Size: 20 kW to 199.99 kWOrange County2023September Monthly Peak | Portfolio Adjusted | 1-in-2 | Size: 20 kW to 199.99 kW | Orange County | 2023 | September Monthly Peak | 9 | 14.4713 | 13.7544 | 13.391 | 13.2989 | 13.7877 | 15.7211 | 18.1838 | 20.435 | 24.3299 | 27.3974 | 29.8823 | 31.3049 | 32.575 | 33.427 | 33.7325 | 32.98 | 31.3455 | 28.3662 | 25.3142 | 24.7281 | 23.0266 | 20.8619 | 18.3542 | 16.1478 | 0 | 0 | 0 | 0 | 0 | 0 | 0 | 0 | 0 | 0 | 0 | 0 | 0 | 0 | 0.50599 | 0.4947 | 0.47018 | 0.42549 | 0 | 0 | 0 | 0 | 0 | 0 | 74.1819 | 73.1946 | 72.3532 | 71.7544 | 71.2055 | 70.4589 | 70.4385 | 70.4814 | 72.2574 | 76.5686 | 81.6476 | 86.4054 | 90.3929 | 92.9655 | 94.5247 | 95.2198 | 95.2138 | 94.3305 | 92.6233 | 89.1254 | 85.2582 | 82.2642 | 80.2756 | 78.9932 | 0.32293 | 0.29488 | 0.28633 | 0.28264 | 0.30788 | 0.38123 | 0.49761 | 0.58247 | 0.61936 | 0.61134 | 0.60511 | 0.63656 | 0.70528 | 0.78905 | 0.837 | 0.89263 | 0.91108 | 0.83467 | 0.74383 | 0.56847 | 0.50502 | 0.42917 | 0.34302 | 0.29073
Portfolio Adjusted1-in-2Size: 20 kW to 199.99 kWOrange County2023October Monthly Peak | Portfolio Adjusted | 1-in-2 | Size: 20 kW to 199.99 kW | Orange County | 2023 | October Monthly Peak | 10 | 12.8967 | 12.3252 | 12.0007 | 11.968 | 12.4611 | 14.1567 | 16.7012 | 18.0735 | 20.7028 | 23.194 | 25.1642 | 26.5163 | 27.8067 | 28.689 | 29.0719 | 28.372 | 26.776 | 24.0776 | 23.0858 | 22.0648 | 20.3674 | 18.5316 | 16.2745 | 14.3524 | 0 | 0 | 0 | 0 | 0 | 0 | 0 | 0 | 0 | 0 | 0 | 0 | 0 | 0 | 0.43608 | 0.42558 | 0.40164 | 0.36116 | 0 | 0 | 0 | 0 | 0 | 0 | 66.0254 | 64.8884 | 63.9231 | 63.0662 | 62.2979 | 61.7132 | 61.4725 | 61.5271 | 62.8331 | 66.6012 | 72.5734 | 78.6394 | 84.2918 | 87.3694 | 88.2813 | 88.9632 | 89.287 | 88.411 | 85.8236 | 80.9845 | 77.3716 | 74.5227 | 72.2201 | 70.6351 | 0.32177 | 0.29381 | 0.2853 | 0.28163 | 0.30677 | 0.37986 | 0.49582 | 0.58037 | 0.61713 | 0.60914 | 0.60294 | 0.63427 | 0.70275 | 0.78621 | 0.83398 | 0.88941 | 0.9078 | 0.83167 | 0.74115 | 0.56642 | 0.50321 | 0.42762 | 0.34178 | 0.28968
Portfolio Adjusted1-in-2Size: 20 kW to 199.99 kWOrange County2023November Monthly Peak | Portfolio Adjusted | 1-in-2 | Size: 20 kW to 199.99 kW | Orange County | 2023 | November Monthly Peak | 11 | 11.9714 | 11.5711 | 11.4185 | 11.4767 | 12.0222 | 13.7413 | 15.3423 | 16.8919 | 19.1753 | 21.0236 | 22.3221 | 23.1395 | 23.8204 | 24.2029 | 24.2208 | 23.2636 | 22.1186 | 22.1165 | 20.5256 | 19.2965 | 18.0475 | 16.5346 | 14.6136 | 13.0929 | 0 | 0 | 0 | 0 | 0 | 0 | 0 | 0 | 0 | 0 | 0 | 0 | 0 | 0 | 0.36331 | 0.34895 | 0.33178 | 0.33175 | 0 | 0 | 0 | 0 | 0 | 0 | 58.5655 | 57.6892 | 57.4812 | 57.0112 | 55.9776 | 54.9445 | 55.3031 | 54.9985 | 58.5614 | 62.4632 | 67.2263 | 71.9325 | 74.7452 | 76.3703 | 77.3781 | 77.2398 | 75.2923 | 72.1192 | 68.8386 | 66.1493 | 64.247 | 63.3961 | 62.4624 | 61.8557 | 0.32406 | 0.2959 | 0.28733 | 0.28363 | 0.30895 | 0.38256 | 0.49934 | 0.5845 | 0.62152 | 0.61347 | 0.60722 | 0.63877 | 0.70774 | 0.7918 | 0.83991 | 0.89573 | 0.91425 | 0.83758 | 0.74641 | 0.57044 | 0.50678 | 0.43066 | 0.34421 | 0.29174
Portfolio Adjusted1-in-2Size: 20 kW to 199.99 kWOrange County2023December Monthly Peak | Portfolio Adjusted | 1-in-2 | Size: 20 kW to 199.99 kW | Orange County | 2023 | December Monthly Peak | 12 | 11.9831 | 11.6103 | 11.4953 | 11.5988 | 12.2589 | 14.0221 | 16.2303 | 17.1486 | 18.6203 | 19.7911 | 20.3698 | 20.4029 | 20.5521 | 20.4973 | 20.3354 | 19.4599 | 19.2585 | 19.8364 | 18.7209 | 17.8009 | 16.8341 | 15.6645 | 14.2258 | 12.9855 | 0 | 0 | 0 | 0 | 0 | 0 | 0 | 0 | 0 | 0 | 0 | 0 | 0 | 0 | 0.30503 | 0.2919 | 0.28888 | 0.29755 | 0 | 0 | 0 | 0 | 0 | 0 | 49.3127 | 48.6667 | 47.9143 | 47.4659 | 46.9826 | 46.3824 | 46.0391 | 45.8642 | 46.6564 | 49.9082 | 53.4925 | 56.5184 | 58.9176 | 60.1793 | 60.79 | 61.091 | 60.7213 | 58.7006 | 55.9617 | 53.6292 | 51.8234 | 50.0638 | 48.5906 | 47.3166 | 0.32246 | 0.29444 | 0.28591 | 0.28223 | 0.30743 | 0.38067 | 0.49688 | 0.58161 | 0.61845 | 0.61044 | 0.60422 | 0.63562 | 0.70425 | 0.78789 | 0.83577 | 0.89132 | 0.90974 | 0.83345 | 0.74273 | 0.56763 | 0.50428 | 0.42854 | 0.34251 | 0.2903
Portfolio Adjusted1-in-2Size: 20 kW to 199.99 kWOrange County2023Typical Event Day | Portfolio Adjusted | 1-in-2 | Size: 20 kW to 199.99 kW | Orange County | 2023 | Typical Event Day | 8 | 14.4865 | 13.7336 | 13.3464 | 13.222 | 13.6907 | 15.4976 | 17.3841 | 20.2623 | 24.0839 | 27.0957 | 29.561 | 31.1032 | 32.4373 | 33.2866 | 33.5821 | 32.9476 | 31.3965 | 28.5557 | 25.3047 | 24.0076 | 23.522 | 21.2519 | 18.5832 | 16.2296 | 0 | 0 | 0 | 0 | 0 | 0 | 0 | 0 | 0 | 0 | 0 | 0 | 0 | 0 | 0.50373 | 0.49421 | 0.47095 | 0.42834 | 0 | 0 | 0 | 0 | 0 | 0 | 73.7023 | 72.6302 | 71.6508 | 70.8088 | 70.1264 | 69.3483 | 68.9816 | 69.4234 | 71.8173 | 76.3994 | 81.3824 | 85.8427 | 89.1321 | 91.2277 | 92.7336 | 93.4245 | 93.4034 | 92.3672 | 90.7103 | 87.7616 | 83.9828 | 80.6754 | 78.5056 | 76.8856 | 0.32359 | 0.29547 | 0.28691 | 0.28322 | 0.30851 | 0.38201 | 0.49862 | 0.58365 | 0.62062 | 0.61259 | 0.60634 | 0.63785 | 0.70672 | 0.79066 | 0.8387 | 0.89444 | 0.91293 | 0.83637 | 0.74534 | 0.56962 | 0.50605 | 0.43004 | 0.34372 | 0.29132
Portfolio Adjusted1-in-2Size: 20 kW to 199.99 kWOrange County2024January Monthly Peak | Portfolio Adjusted | 1-in-2 | Size: 20 kW to 199.99 kW | Orange County | 2024 | January Monthly Peak | 1 | 12.2321 | 11.9325 | 11.7725 | 11.9674 | 12.6964 | 14.3737 | 16.9097 | 17.923 | 19.4434 | 20.2864 | 20.5653 | 20.2474 | 20.2316 | 20.0867 | 20.0252 | 19.164 | 18.4882 | 19.2051 | 18.3954 | 17.6463 | 16.7716 | 15.9506 | 14.4172 | 13.2395 | 0 | 0 | 0 | 0 | 0 | 0 | 0 | 0 | 0 | 0 | 0 | 0 | 0 | 0 | 0.30038 | 0.28746 | 0.27732 | 0.28808 | 0 | 0 | 0 | 0 | 0 | 0 | 45.9248 | 44.946 | 44.33 | 44.0999 | 43.5994 | 43.3999 | 42.8799 | 42.5509 | 42.6651 | 44.3138 | 47.3581 | 49.9442 | 51.7235 | 53.1669 | 54.0855 | 54.4537 | 54.2012 | 52.7865 | 51.0929 | 49.6959 | 48.7017 | 47.8193 | 47.0898 | 46.3595 | 0.32967 | 0.30103 | 0.2923 | 0.28854 | 0.3143 | 0.38918 | 0.50799 | 0.59462 | 0.63228 | 0.62409 | 0.61773 | 0.64984 | 0.71999 | 0.80551 | 0.85445 | 0.91125 | 0.93009 | 0.85208 | 0.75934 | 0.58032 | 0.51556 | 0.43812 | 0.35017 | 0.29679
Portfolio Adjusted1-in-2Size: 20 kW to 199.99 kWOrange County2024February Monthly Peak | Portfolio Adjusted | 1-in-2 | Size: 20 kW to 199.99 kW | Orange County | 2024 | February Monthly Peak | 2 | 12.2738 | 11.9532 | 11.7261 | 11.8914 | 12.5774 | 14.1412 | 16.3261 | 17.6001 | 19.2542 | 20.259 | 20.8239 | 20.7187 | 20.8957 | 20.9721 | 20.9503 | 20.0408 | 19.1624 | 19.2227 | 19.1813 | 18.264 | 17.3252 | 16.1524 | 14.5547 | 13.2706 | 0 | 0 | 0 | 0 | 0 | 0 | 0 | 0 | 0 | 0 | 0 | 0 | 0 | 0 | 0.31425 | 0.30061 | 0.28744 | 0.28834 | 0 | 0 | 0 | 0 | 0 | 0 | 48.0136 | 47.8105 | 47.4274 | 47.0944 | 46.4173 | 45.9943 | 45.9022 | 45.9281 | 46.4467 | 48.0316 | 49.9889 | 51.7926 | 52.619 | 52.9554 | 53.1205 | 52.7098 | 52.4563 | 51.8251 | 50.6882 | 49.2676 | 47.9127 | 47.5107 | 46.6325 | 45.554 | 0.32602 | 0.29769 | 0.28907 | 0.28534 | 0.31082 | 0.38488 | 0.50237 | 0.58803 | 0.62528 | 0.61718 | 0.61089 | 0.64264 | 0.71202 | 0.79659 | 0.84499 | 0.90116 | 0.91979 | 0.84265 | 0.75093 | 0.5739 | 0.50985 | 0.43327 | 0.3463 | 0.2935
Portfolio Adjusted1-in-2Size: 20 kW to 199.99 kWOrange County2024March Monthly Peak | Portfolio Adjusted | 1-in-2 | Size: 20 kW to 199.99 kW | Orange County | 2024 | March Monthly Peak | 3 | 12.4108 | 11.9617 | 11.7195 | 11.7921 | 12.4429 | 13.9476 | 16.2027 | 17.5512 | 19.1306 | 20.1702 | 20.8133 | 20.7563 | 20.9578 | 21.1242 | 21.3037 | 20.7171 | 19.6801 | 18.5815 | 18.0448 | 18.6211 | 17.7834 | 16.5196 | 14.7301 | 13.3583 | 0 | 0 | 0 | 0 | 0 | 0 | 0 | 0 | 0 | 0 | 0 | 0 | 0 | 0 | 0.31956 | 0.31076 | 0.2952 | 0.27872 | 0 | 0 | 0 | 0 | 0 | 0 | 48.0895 | 46.9975 | 46.018 | 45.4727 | 45.2284 | 44.7251 | 44.277 | 44.3267 | 46.3005 | 48.7004 | 51.0574 | 52.9132 | 54.0629 | 54.9484 | 55.4254 | 55.7479 | 55.5701 | 55.09 | 53.7257 | 51.7416 | 50.3489 | 49.1247 | 48.1214 | 47.272 | 0.32676 | 0.29837 | 0.28972 | 0.28599 | 0.31153 | 0.38575 | 0.50351 | 0.58937 | 0.6267 | 0.61859 | 0.61228 | 0.6441 | 0.71364 | 0.7984 | 0.84691 | 0.9032 | 0.92188 | 0.84456 | 0.75264 | 0.5752 | 0.51101 | 0.43425 | 0.34708 | 0.29417
Portfolio Adjusted1-in-2Size: 20 kW to 199.99 kWOrange County2024April Monthly Peak | Portfolio Adjusted | 1-in-2 | Size: 20 kW to 199.99 kW | Orange County | 2024 | April Monthly Peak | 4 | 12.3628 | 11.8074 | 11.552 | 11.5476 | 12.1438 | 13.6574 | 15.302 | 16.9343 | 19.2669 | 21.2111 | 22.7132 | 23.6444 | 24.74 | 25.5247 | 25.894 | 25.2125 | 23.9256 | 21.8705 | 19.8853 | 20.0427 | 19.3725 | 17.6662 | 15.3976 | 13.7162 | 0 | 0 | 0 | 0 | 0 | 0 | 0 | 0 | 0 | 0 | 0 | 0 | 0 | 0 | 0.38841 | 0.37819 | 0.35888 | 0.32806 | 0 | 0 | 0 | 0 | 0 | 0 | 62.8936 | 61.809 | 60.3758 | 59.3145 | 58.313 | 57.5471 | 57.2429 | 56.8529 | 59.3511 | 63.6249 | 68.37 | 72.8726 | 76.3118 | 78.9187 | 80.6303 | 81.4576 | 81.6602 | 80.6072 | 78.5851 | 75.6359 | 71.5919 | 68.5275 | 66.151 | 63.8069 | 0.32229 | 0.29429 | 0.28577 | 0.28209 | 0.30727 | 0.38048 | 0.49663 | 0.58132 | 0.61814 | 0.61014 | 0.60392 | 0.6353 | 0.70389 | 0.7875 | 0.83534 | 0.89087 | 0.90928 | 0.83303 | 0.74236 | 0.56734 | 0.50403 | 0.42832 | 0.34234 | 0.29015
Portfolio Adjusted1-in-2Size: 20 kW to 199.99 kWOrange County2024May Monthly Peak | Portfolio Adjusted | 1-in-2 | Size: 20 kW to 199.99 kW | Orange County | 2024 | May Monthly Peak | 5 | 12.6044 | 12.0406 | 11.7717 | 11.7157 | 12.3457 | 13.7318 | 14.9096 | 17.2889 | 20.1495 | 22.4817 | 24.1731 | 25.093 | 26.0335 | 26.6866 | 27.0122 | 26.3089 | 25.0399 | 22.9018 | 20.7147 | 20.0145 | 20.0955 | 18.2339 | 15.8724 | 14.0376 | 0 | 0 | 0 | 0 | 0 | 0 | 0 | 0 | 0 | 0 | 0 | 0 | 0 | 0 | 0.40518 | 0.39463 | 0.3756 | 0.34353 | 0 | 0 | 0 | 0 | 0 | 0 | 63.2359 | 62.4783 | 61.5229 | 60.4957 | 59.5554 | 59.0139 | 58.8118 | 59.2155 | 60.9908 | 65.1455 | 69.9145 | 74.3412 | 78.5445 | 81.6454 | 83.194 | 84.053 | 84.0251 | 82.1922 | 79.7775 | 76.7065 | 72.5321 | 68.863 | 66.8048 | 65.1959 | 0.32255 | 0.29453 | 0.286 | 0.28231 | 0.30752 | 0.38079 | 0.49703 | 0.58179 | 0.61864 | 0.61063 | 0.60441 | 0.63582 | 0.70446 | 0.78813 | 0.83602 | 0.89158 | 0.91002 | 0.8337 | 0.74296 | 0.5678 | 0.50443 | 0.42867 | 0.34262 | 0.29039
Portfolio Adjusted1-in-2Size: 20 kW to 199.99 kWOrange County2024June Monthly Peak | Portfolio Adjusted | 1-in-2 | Size: 20 kW to 199.99 kW | Orange County | 2024 | June Monthly Peak | 6 | 13.4465 | 12.7902 | 12.4604 | 12.398 | 12.9955 | 14.278 | 15.6817 | 18.6899 | 21.9354 | 24.7063 | 26.889 | 28.2543 | 29.5631 | 30.4594 | 30.9327 | 30.2201 | 28.6907 | 26.2474 | 23.5542 | 21.9177 | 21.7681 | 19.8991 | 17.2615 | 15.1151 | 0 | 0 | 0 | 0 | 0 | 0 | 0 | 0 | 0 | 0 | 0 | 0 | 0 | 0 | 0.46399 | 0.4533 | 0.43036 | 0.39371 | 0 | 0 | 0 | 0 | 0 | 0 | 68.6511 | 67.6578 | 66.5961 | 65.4264 | 64.604 | 63.7452 | 63.0035 | 63.8192 | 66.8736 | 71.8652 | 77.0093 | 81.5631 | 84.7462 | 86.5881 | 88.2008 | 89.0163 | 89.4944 | 88.6291 | 87.2227 | 84.2492 | 80.1249 | 75.924 | 73.512 | 71.6503 | 0.32308 | 0.29501 | 0.28646 | 0.28277 | 0.30802 | 0.3814 | 0.49783 | 0.58273 | 0.61964 | 0.61162 | 0.60538 | 0.63684 | 0.7056 | 0.7894 | 0.83737 | 0.89303 | 0.91149 | 0.83505 | 0.74416 | 0.56872 | 0.50525 | 0.42936 | 0.34317 | 0.29085
Portfolio Adjusted1-in-2Size: 20 kW to 199.99 kWOrange County2024July Monthly Peak | Portfolio Adjusted | 1-in-2 | Size: 20 kW to 199.99 kW | Orange County | 2024 | July Monthly Peak | 7 | 14.7391 | 13.9285 | 13.4814 | 13.3298 | 13.9193 | 15.5012 | 17.4151 | 20.8866 | 24.6617 | 27.7666 | 30.1348 | 31.5703 | 32.8652 | 33.776 | 34.2217 | 33.5232 | 32.0855 | 29.4251 | 26.2092 | 24.1777 | 23.8834 | 21.8469 | 19.1186 | 16.6458 | 0 | 0 | 0 | 0 | 0 | 0 | 0 | 0 | 0 | 0 | 0 | 0 | 0 | 0 | 0.51333 | 0.50285 | 0.48128 | 0.44138 | 0 | 0 | 0 | 0 | 0 | 0 | 75.9529 | 75.0301 | 74.188 | 73.3277 | 72.5538 | 71.8404 | 71.442 | 72.3504 | 75.0342 | 78.8703 | 83.2285 | 87.2071 | 89.9574 | 91.6694 | 93.0873 | 93.6156 | 92.9622 | 91.6231 | 90.2863 | 88.4305 | 85.6426 | 82.6184 | 80.2822 | 78.6139 | 0.32399 | 0.29584 | 0.28727 | 0.28357 | 0.30889 | 0.38249 | 0.49925 | 0.58438 | 0.6214 | 0.61335 | 0.6071 | 0.63865 | 0.7076 | 0.79164 | 0.83975 | 0.89556 | 0.91408 | 0.83742 | 0.74627 | 0.57033 | 0.50668 | 0.43058 | 0.34415 | 0.29168
Portfolio Adjusted1-in-2Size: 20 kW to 199.99 kWOrange County2024August Monthly Peak | Portfolio Adjusted | 1-in-2 | Size: 20 kW to 199.99 kW | Orange County | 2024 | August Monthly Peak | 8 | 14.7136 | 13.9363 | 13.5249 | 13.3919 | 13.8534 | 15.6882 | 17.6054 | 20.6185 | 24.6578 | 27.8496 | 30.4659 | 32.0897 | 33.4601 | 34.3201 | 34.6157 | 33.9576 | 32.34 | 29.4174 | 26.0159 | 24.6477 | 24.059 | 21.6962 | 18.9607 | 16.5333 | 0 | 0 | 0 | 0 | 0 | 0 | 0 | 0 | 0 | 0 | 0 | 0 | 0 | 0 | 0.51924 | 0.50936 | 0.4851 | 0.44126 | 0 | 0 | 0 | 0 | 0 | 0 | 76.0234 | 74.6382 | 73.4659 | 72.7266 | 72.1425 | 71.3485 | 71.0423 | 71.0426 | 73.104 | 78.2933 | 83.6441 | 88.1953 | 91.4318 | 93.6879 | 95.1218 | 95.8463 | 95.9432 | 94.8862 | 92.7089 | 89.2413 | 84.9055 | 81.8952 | 79.9524 | 78.285 | 0.32542 | 0.29715 | 0.28854 | 0.28483 | 0.31026 | 0.38418 | 0.50145 | 0.58697 | 0.62414 | 0.61606 | 0.60978 | 0.64147 | 0.71073 | 0.79514 | 0.84346 | 0.89952 | 0.91812 | 0.84112 | 0.74957 | 0.57285 | 0.50892 | 0.43248 | 0.34567 | 0.29297
Portfolio Adjusted1-in-2Size: 20 kW to 199.99 kWOrange County2024September Monthly Peak | Portfolio Adjusted | 1-in-2 | Size: 20 kW to 199.99 kW | Orange County | 2024 | September Monthly Peak | 9 | 14.4713 | 13.7544 | 13.391 | 13.2989 | 13.7877 | 15.7211 | 18.1838 | 20.435 | 24.3299 | 27.3974 | 29.8823 | 31.3049 | 32.575 | 33.427 | 33.7325 | 32.9799 | 31.3456 | 28.3662 | 25.3142 | 24.7281 | 23.0266 | 20.8619 | 18.3542 | 16.1478 | 0 | 0 | 0 | 0 | 0 | 0 | 0 | 0 | 0 | 0 | 0 | 0 | 0 | 0 | 0.50599 | 0.4947 | 0.47018 | 0.42549 | 0 | 0 | 0 | 0 | 0 | 0 | 74.1819 | 73.1946 | 72.3532 | 71.7544 | 71.2055 | 70.4589 | 70.4385 | 70.4814 | 72.2574 | 76.5686 | 81.6476 | 86.4054 | 90.3929 | 92.9655 | 94.5247 | 95.2198 | 95.2138 | 94.3305 | 92.6233 | 89.1254 | 85.2582 | 82.2642 | 80.2756 | 78.9932 | 0.32293 | 0.29488 | 0.28633 | 0.28264 | 0.30788 | 0.38123 | 0.49761 | 0.58247 | 0.61936 | 0.61134 | 0.60511 | 0.63656 | 0.70528 | 0.78905 | 0.837 | 0.89263 | 0.91108 | 0.83467 | 0.74383 | 0.56847 | 0.50502 | 0.42917 | 0.34302 | 0.29073
Portfolio Adjusted1-in-2Size: 20 kW to 199.99 kWOrange County2024October Monthly Peak | Portfolio Adjusted | 1-in-2 | Size: 20 kW to 199.99 kW | Orange County | 2024 | October Monthly Peak | 10 | 12.8967 | 12.3252 | 12.0007 | 11.968 | 12.4611 | 14.1567 | 16.7012 | 18.0735 | 20.7028 | 23.194 | 25.1642 | 26.5163 | 27.8067 | 28.689 | 29.0719 | 28.372 | 26.776 | 24.0776 | 23.0858 | 22.0648 | 20.3674 | 18.5316 | 16.2745 | 14.3524 | 0 | 0 | 0 | 0 | 0 | 0 | 0 | 0 | 0 | 0 | 0 | 0 | 0 | 0 | 0.43608 | 0.42558 | 0.40164 | 0.36116 | 0 | 0 | 0 | 0 | 0 | 0 | 66.0254 | 64.8884 | 63.9231 | 63.0662 | 62.2979 | 61.7132 | 61.4725 | 61.5271 | 62.8331 | 66.6012 | 72.5735 | 78.6394 | 84.2918 | 87.3694 | 88.2813 | 88.9632 | 89.287 | 88.411 | 85.8236 | 80.9845 | 77.3716 | 74.5227 | 72.2201 | 70.6351 | 0.32177 | 0.29381 | 0.2853 | 0.28163 | 0.30677 | 0.37986 | 0.49582 | 0.58037 | 0.61713 | 0.60914 | 0.60294 | 0.63427 | 0.70275 | 0.78621 | 0.83398 | 0.88941 | 0.9078 | 0.83167 | 0.74115 | 0.56642 | 0.50321 | 0.42762 | 0.34178 | 0.28968
Portfolio Adjusted1-in-2Size: 20 kW to 199.99 kWOrange County2024November Monthly Peak | Portfolio Adjusted | 1-in-2 | Size: 20 kW to 199.99 kW | Orange County | 2024 | November Monthly Peak | 11 | 11.9714 | 11.5711 | 11.4185 | 11.4767 | 12.0222 | 13.7413 | 15.3423 | 16.8919 | 19.1753 | 21.0236 | 22.3221 | 23.1395 | 23.8204 | 24.2029 | 24.2208 | 23.2636 | 22.1186 | 22.1165 | 20.5256 | 19.2965 | 18.0475 | 16.5346 | 14.6136 | 13.0929 | 0 | 0 | 0 | 0 | 0 | 0 | 0 | 0 | 0 | 0 | 0 | 0 | 0 | 0 | 0.36331 | 0.34895 | 0.33178 | 0.33175 | 0 | 0 | 0 | 0 | 0 | 0 | 58.5655 | 57.6892 | 57.4812 | 57.0112 | 55.9776 | 54.9445 | 55.3031 | 54.9985 | 58.5614 | 62.4632 | 67.2263 | 71.9325 | 74.7452 | 76.3703 | 77.3781 | 77.2398 | 75.2923 | 72.1192 | 68.8386 | 66.1493 | 64.247 | 63.3961 | 62.4624 | 61.8557 | 0.32406 | 0.2959 | 0.28733 | 0.28363 | 0.30895 | 0.38256 | 0.49934 | 0.5845 | 0.62152 | 0.61347 | 0.60722 | 0.63877 | 0.70774 | 0.7918 | 0.83991 | 0.89573 | 0.91425 | 0.83758 | 0.74641 | 0.57044 | 0.50678 | 0.43066 | 0.34421 | 0.29174
Portfolio Adjusted1-in-2Size: 20 kW to 199.99 kWOrange County2024December Monthly Peak | Portfolio Adjusted | 1-in-2 | Size: 20 kW to 199.99 kW | Orange County | 2024 | December Monthly Peak | 12 | 11.9831 | 11.6103 | 11.4953 | 11.5988 | 12.2589 | 14.0221 | 16.2303 | 17.1486 | 18.6203 | 19.7911 | 20.3698 | 20.4029 | 20.5521 | 20.4973 | 20.3354 | 19.4599 | 19.2585 | 19.8364 | 18.7209 | 17.8009 | 16.8341 | 15.6645 | 14.2258 | 12.9855 | 0 | 0 | 0 | 0 | 0 | 0 | 0 | 0 | 0 | 0 | 0 | 0 | 0 | 0 | 0.30503 | 0.2919 | 0.28888 | 0.29755 | 0 | 0 | 0 | 0 | 0 | 0 | 49.3127 | 48.6667 | 47.9143 | 47.4659 | 46.9826 | 46.3824 | 46.0391 | 45.8642 | 46.6564 | 49.9082 | 53.4925 | 56.5184 | 58.9176 | 60.1793 | 60.79 | 61.091 | 60.7213 | 58.7006 | 55.9617 | 53.6292 | 51.8234 | 50.0638 | 48.5906 | 47.3166 | 0.32246 | 0.29444 | 0.28591 | 0.28223 | 0.30743 | 0.38067 | 0.49688 | 0.58161 | 0.61845 | 0.61044 | 0.60422 | 0.63562 | 0.70425 | 0.78789 | 0.83577 | 0.89132 | 0.90974 | 0.83345 | 0.74273 | 0.56763 | 0.50428 | 0.42854 | 0.34251 | 0.2903
Portfolio Adjusted1-in-2Size: 20 kW to 199.99 kWOrange County2024Typical Event Day | Portfolio Adjusted | 1-in-2 | Size: 20 kW to 199.99 kW | Orange County | 2024 | Typical Event Day | 8 | 14.4865 | 13.7336 | 13.3464 | 13.222 | 13.6907 | 15.4976 | 17.3841 | 20.2623 | 24.0839 | 27.0957 | 29.561 | 31.1032 | 32.4373 | 33.2866 | 33.5822 | 32.9476 | 31.3965 | 28.5557 | 25.3047 | 24.0076 | 23.522 | 21.2519 | 18.5832 | 16.2296 | 0 | 0 | 0 | 0 | 0 | 0 | 0 | 0 | 0 | 0 | 0 | 0 | 0 | 0 | 0.50373 | 0.49421 | 0.47095 | 0.42834 | 0 | 0 | 0 | 0 | 0 | 0 | 73.7023 | 72.6302 | 71.6508 | 70.8088 | 70.1264 | 69.3483 | 68.9816 | 69.4234 | 71.8173 | 76.3994 | 81.3824 | 85.8427 | 89.1321 | 91.2277 | 92.7336 | 93.4245 | 93.4034 | 92.3672 | 90.7103 | 87.7616 | 83.9828 | 80.6754 | 78.5056 | 76.8856 | 0.32359 | 0.29547 | 0.28691 | 0.28322 | 0.30851 | 0.38201 | 0.49862 | 0.58365 | 0.62062 | 0.61259 | 0.60634 | 0.63785 | 0.70672 | 0.79066 | 0.8387 | 0.89444 | 0.91293 | 0.83637 | 0.74534 | 0.56962 | 0.50605 | 0.43004 | 0.34372 | 0.29132
Portfolio Adjusted1-in-2Size: 20 kW to 199.99 kWOrange County2025January Monthly Peak | Portfolio Adjusted | 1-in-2 | Size: 20 kW to 199.99 kW | Orange County | 2025 | January Monthly Peak | 1 | 12.2321 | 11.9325 | 11.7725 | 11.9674 | 12.6964 | 14.3737 | 16.9097 | 17.923 | 19.4434 | 20.2864 | 20.5653 | 20.2474 | 20.2316 | 20.0867 | 20.0252 | 19.164 | 18.4882 | 19.2051 | 18.3954 | 17.6463 | 16.7716 | 15.9506 | 14.4172 | 13.2395 | 0 | 0 | 0 | 0 | 0 | 0 | 0 | 0 | 0 | 0 | 0 | 0 | 0 | 0 | 0.30038 | 0.28746 | 0.27732 | 0.28808 | 0 | 0 | 0 | 0 | 0 | 0 | 45.9248 | 44.946 | 44.33 | 44.0999 | 43.5994 | 43.3999 | 42.8799 | 42.5509 | 42.6651 | 44.3138 | 47.3581 | 49.9442 | 51.7235 | 53.1669 | 54.0855 | 54.4537 | 54.2012 | 52.7865 | 51.0929 | 49.6959 | 48.7017 | 47.8193 | 47.0898 | 46.3595 | 0.32967 | 0.30103 | 0.2923 | 0.28854 | 0.3143 | 0.38918 | 0.50799 | 0.59462 | 0.63228 | 0.62409 | 0.61773 | 0.64984 | 0.71999 | 0.80551 | 0.85445 | 0.91125 | 0.93009 | 0.85208 | 0.75934 | 0.58032 | 0.51556 | 0.43812 | 0.35017 | 0.29679
Portfolio Adjusted1-in-2Size: 20 kW to 199.99 kWOrange County2025February Monthly Peak | Portfolio Adjusted | 1-in-2 | Size: 20 kW to 199.99 kW | Orange County | 2025 | February Monthly Peak | 2 | 12.2738 | 11.9532 | 11.7261 | 11.8914 | 12.5774 | 14.1412 | 16.3261 | 17.6001 | 19.2542 | 20.2591 | 20.8239 | 20.7187 | 20.8957 | 20.9721 | 20.9503 | 20.0408 | 19.1624 | 19.2227 | 19.1813 | 18.264 | 17.3252 | 16.1524 | 14.5547 | 13.2706 | 0 | 0 | 0 | 0 | 0 | 0 | 0 | 0 | 0 | 0 | 0 | 0 | 0 | 0 | 0.31425 | 0.30061 | 0.28744 | 0.28834 | 0 | 0 | 0 | 0 | 0 | 0 | 48.0136 | 47.8105 | 47.4274 | 47.0944 | 46.4173 | 45.9943 | 45.9021 | 45.9281 | 46.4467 | 48.0316 | 49.9889 | 51.7926 | 52.619 | 52.9554 | 53.1205 | 52.7098 | 52.4563 | 51.8251 | 50.6882 | 49.2676 | 47.9127 | 47.5107 | 46.6325 | 45.554 | 0.32602 | 0.29769 | 0.28907 | 0.28534 | 0.31082 | 0.38488 | 0.50237 | 0.58803 | 0.62528 | 0.61718 | 0.61089 | 0.64264 | 0.71202 | 0.79659 | 0.84499 | 0.90116 | 0.91979 | 0.84265 | 0.75093 | 0.5739 | 0.50985 | 0.43327 | 0.3463 | 0.2935
Portfolio Adjusted1-in-2Size: 20 kW to 199.99 kWOrange County2025March Monthly Peak | Portfolio Adjusted | 1-in-2 | Size: 20 kW to 199.99 kW | Orange County | 2025 | March Monthly Peak | 3 | 12.4108 | 11.9617 | 11.7195 | 11.7921 | 12.4429 | 13.9476 | 16.2027 | 17.5512 | 19.1306 | 20.1702 | 20.8133 | 20.7563 | 20.9578 | 21.1242 | 21.3037 | 20.7171 | 19.6801 | 18.5815 | 18.0448 | 18.6211 | 17.7834 | 16.5196 | 14.7301 | 13.3583 | 0 | 0 | 0 | 0 | 0 | 0 | 0 | 0 | 0 | 0 | 0 | 0 | 0 | 0 | 0.31956 | 0.31076 | 0.2952 | 0.27872 | 0 | 0 | 0 | 0 | 0 | 0 | 48.0895 | 46.9975 | 46.018 | 45.4727 | 45.2284 | 44.7251 | 44.277 | 44.3267 | 46.3005 | 48.7004 | 51.0574 | 52.9132 | 54.0629 | 54.9484 | 55.4254 | 55.7479 | 55.5701 | 55.09 | 53.7257 | 51.7416 | 50.3489 | 49.1247 | 48.1214 | 47.272 | 0.32676 | 0.29837 | 0.28972 | 0.28599 | 0.31153 | 0.38575 | 0.50351 | 0.58937 | 0.6267 | 0.61859 | 0.61228 | 0.6441 | 0.71364 | 0.7984 | 0.84691 | 0.9032 | 0.92188 | 0.84456 | 0.75264 | 0.5752 | 0.51101 | 0.43425 | 0.34708 | 0.29417
Portfolio Adjusted1-in-2Size: 20 kW to 199.99 kWOrange County2025April Monthly Peak | Portfolio Adjusted | 1-in-2 | Size: 20 kW to 199.99 kW | Orange County | 2025 | April Monthly Peak | 4 | 12.3628 | 11.8074 | 11.552 | 11.5476 | 12.1438 | 13.6574 | 15.302 | 16.9343 | 19.2669 | 21.2111 | 22.7132 | 23.6444 | 24.74 | 25.5247 | 25.894 | 25.2125 | 23.9256 | 21.8705 | 19.8853 | 20.0427 | 19.3725 | 17.6662 | 15.3976 | 13.7162 | 0 | 0 | 0 | 0 | 0 | 0 | 0 | 0 | 0 | 0 | 0 | 0 | 0 | 0 | 0.38841 | 0.37819 | 0.35888 | 0.32806 | 0 | 0 | 0 | 0 | 0 | 0 | 62.8936 | 61.809 | 60.3758 | 59.3145 | 58.313 | 57.5471 | 57.2429 | 56.8529 | 59.3511 | 63.6249 | 68.37 | 72.8726 | 76.3118 | 78.9187 | 80.6303 | 81.4576 | 81.6602 | 80.6072 | 78.5851 | 75.6359 | 71.5919 | 68.5274 | 66.151 | 63.8068 | 0.32229 | 0.29429 | 0.28577 | 0.28209 | 0.30727 | 0.38048 | 0.49663 | 0.58132 | 0.61814 | 0.61014 | 0.60392 | 0.6353 | 0.70389 | 0.7875 | 0.83534 | 0.89087 | 0.90928 | 0.83303 | 0.74236 | 0.56734 | 0.50403 | 0.42832 | 0.34234 | 0.29015
Portfolio Adjusted1-in-2Size: 20 kW to 199.99 kWOrange County2025May Monthly Peak | Portfolio Adjusted | 1-in-2 | Size: 20 kW to 199.99 kW | Orange County | 2025 | May Monthly Peak | 5 | 12.6044 | 12.0406 | 11.7717 | 11.7157 | 12.3457 | 13.7318 | 14.9096 | 17.2889 | 20.1495 | 22.4817 | 24.1731 | 25.093 | 26.0335 | 26.6866 | 27.0122 | 26.3089 | 25.0399 | 22.9018 | 20.7147 | 20.0145 | 20.0955 | 18.2339 | 15.8724 | 14.0376 | 0 | 0 | 0 | 0 | 0 | 0 | 0 | 0 | 0 | 0 | 0 | 0 | 0 | 0 | 0.40518 | 0.39463 | 0.3756 | 0.34353 | 0 | 0 | 0 | 0 | 0 | 0 | 63.2359 | 62.4783 | 61.5229 | 60.4957 | 59.5554 | 59.0139 | 58.8118 | 59.2155 | 60.9908 | 65.1455 | 69.9145 | 74.3412 | 78.5445 | 81.6454 | 83.194 | 84.053 | 84.0251 | 82.1922 | 79.7775 | 76.7065 | 72.5321 | 68.863 | 66.8048 | 65.1959 | 0.32255 | 0.29453 | 0.286 | 0.28231 | 0.30752 | 0.38079 | 0.49703 | 0.58179 | 0.61864 | 0.61063 | 0.60441 | 0.63582 | 0.70446 | 0.78813 | 0.83602 | 0.89158 | 0.91002 | 0.8337 | 0.74296 | 0.5678 | 0.50443 | 0.42867 | 0.34262 | 0.29039
Portfolio Adjusted1-in-2Size: 20 kW to 199.99 kWOrange County2025June Monthly Peak | Portfolio Adjusted | 1-in-2 | Size: 20 kW to 199.99 kW | Orange County | 2025 | June Monthly Peak | 6 | 13.4465 | 12.7902 | 12.4604 | 12.398 | 12.9955 | 14.278 | 15.6817 | 18.6899 | 21.9354 | 24.7063 | 26.889 | 28.2543 | 29.5631 | 30.4594 | 30.9327 | 30.2201 | 28.6907 | 26.2474 | 23.5542 | 21.9177 | 21.7681 | 19.8991 | 17.2615 | 15.1151 | 0 | 0 | 0 | 0 | 0 | 0 | 0 | 0 | 0 | 0 | 0 | 0 | 0 | 0 | 0.46399 | 0.4533 | 0.43036 | 0.39371 | 0 | 0 | 0 | 0 | 0 | 0 | 68.6511 | 67.6578 | 66.5961 | 65.4264 | 64.604 | 63.7452 | 63.0035 | 63.8192 | 66.8736 | 71.8652 | 77.0093 | 81.5631 | 84.7462 | 86.5881 | 88.2008 | 89.0163 | 89.4944 | 88.6291 | 87.2227 | 84.2492 | 80.1249 | 75.924 | 73.512 | 71.6503 | 0.32308 | 0.29501 | 0.28646 | 0.28277 | 0.30802 | 0.3814 | 0.49783 | 0.58273 | 0.61964 | 0.61162 | 0.60538 | 0.63684 | 0.7056 | 0.7894 | 0.83737 | 0.89303 | 0.91149 | 0.83505 | 0.74416 | 0.56872 | 0.50525 | 0.42936 | 0.34317 | 0.29085
Portfolio Adjusted1-in-2Size: 20 kW to 199.99 kWOrange County2025July Monthly Peak | Portfolio Adjusted | 1-in-2 | Size: 20 kW to 199.99 kW | Orange County | 2025 | July Monthly Peak | 7 | 14.7391 | 13.9285 | 13.4814 | 13.3298 | 13.9193 | 15.5012 | 17.4151 | 20.8866 | 24.6617 | 27.7666 | 30.1348 | 31.5703 | 32.8652 | 33.776 | 34.2217 | 33.5232 | 32.0855 | 29.4251 | 26.2092 | 24.1777 | 23.8834 | 21.8469 | 19.1186 | 16.6458 | 0 | 0 | 0 | 0 | 0 | 0 | 0 | 0 | 0 | 0 | 0 | 0 | 0 | 0 | 0.51333 | 0.50285 | 0.48128 | 0.44138 | 0 | 0 | 0 | 0 | 0 | 0 | 75.9529 | 75.0301 | 74.188 | 73.3277 | 72.5538 | 71.8404 | 71.442 | 72.3504 | 75.0342 | 78.8703 | 83.2285 | 87.2071 | 89.9573 | 91.6694 | 93.0873 | 93.6156 | 92.9622 | 91.6231 | 90.2863 | 88.4305 | 85.6426 | 82.6184 | 80.2822 | 78.6139 | 0.32399 | 0.29584 | 0.28727 | 0.28357 | 0.30889 | 0.38249 | 0.49925 | 0.58438 | 0.6214 | 0.61335 | 0.6071 | 0.63865 | 0.7076 | 0.79164 | 0.83975 | 0.89556 | 0.91408 | 0.83742 | 0.74627 | 0.57033 | 0.50668 | 0.43058 | 0.34415 | 0.29168
Portfolio Adjusted1-in-2Size: 20 kW to 199.99 kWOrange County2025August Monthly Peak | Portfolio Adjusted | 1-in-2 | Size: 20 kW to 199.99 kW | Orange County | 2025 | August Monthly Peak | 8 | 14.7136 | 13.9363 | 13.5249 | 13.3919 | 13.8534 | 15.6882 | 17.6054 | 20.6185 | 24.6578 | 27.8496 | 30.4659 | 32.0897 | 33.4601 | 34.3201 | 34.6157 | 33.9576 | 32.34 | 29.4174 | 26.0159 | 24.6477 | 24.059 | 21.6962 | 18.9607 | 16.5333 | 0 | 0 | 0 | 0 | 0 | 0 | 0 | 0 | 0 | 0 | 0 | 0 | 0 | 0 | 0.51924 | 0.50936 | 0.4851 | 0.44126 | 0 | 0 | 0 | 0 | 0 | 0 | 76.0234 | 74.6382 | 73.4659 | 72.7266 | 72.1425 | 71.3485 | 71.0423 | 71.0426 | 73.104 | 78.2933 | 83.6441 | 88.1953 | 91.4317 | 93.6879 | 95.1218 | 95.8463 | 95.9432 | 94.8862 | 92.7089 | 89.2413 | 84.9055 | 81.8952 | 79.9524 | 78.285 | 0.32542 | 0.29715 | 0.28854 | 0.28483 | 0.31026 | 0.38418 | 0.50145 | 0.58697 | 0.62414 | 0.61606 | 0.60978 | 0.64147 | 0.71073 | 0.79514 | 0.84346 | 0.89952 | 0.91812 | 0.84112 | 0.74957 | 0.57285 | 0.50892 | 0.43248 | 0.34567 | 0.29297
Portfolio Adjusted1-in-2Size: 20 kW to 199.99 kWOrange County2025September Monthly Peak | Portfolio Adjusted | 1-in-2 | Size: 20 kW to 199.99 kW | Orange County | 2025 | September Monthly Peak | 9 | 14.4713 | 13.7544 | 13.391 | 13.2989 | 13.7877 | 15.7211 | 18.1838 | 20.435 | 24.3299 | 27.3974 | 29.8823 | 31.3049 | 32.575 | 33.427 | 33.7325 | 32.9799 | 31.3455 | 28.3662 | 25.3142 | 24.7281 | 23.0266 | 20.8619 | 18.3542 | 16.1478 | 0 | 0 | 0 | 0 | 0 | 0 | 0 | 0 | 0 | 0 | 0 | 0 | 0 | 0 | 0.50599 | 0.4947 | 0.47018 | 0.42549 | 0 | 0 | 0 | 0 | 0 | 0 | 74.1819 | 73.1946 | 72.3532 | 71.7544 | 71.2055 | 70.4589 | 70.4385 | 70.4814 | 72.2574 | 76.5686 | 81.6476 | 86.4054 | 90.3929 | 92.9655 | 94.5247 | 95.2198 | 95.2138 | 94.3305 | 92.6233 | 89.1254 | 85.2582 | 82.2642 | 80.2756 | 78.9932 | 0.32293 | 0.29488 | 0.28633 | 0.28264 | 0.30788 | 0.38123 | 0.49761 | 0.58247 | 0.61936 | 0.61134 | 0.60511 | 0.63656 | 0.70528 | 0.78905 | 0.837 | 0.89263 | 0.91108 | 0.83467 | 0.74383 | 0.56847 | 0.50502 | 0.42917 | 0.34302 | 0.29073
Portfolio Adjusted1-in-2Size: 20 kW to 199.99 kWOrange County2025October Monthly Peak | Portfolio Adjusted | 1-in-2 | Size: 20 kW to 199.99 kW | Orange County | 2025 | October Monthly Peak | 10 | 12.8967 | 12.3252 | 12.0007 | 11.968 | 12.4611 | 14.1567 | 16.7012 | 18.0735 | 20.7028 | 23.194 | 25.1642 | 26.5163 | 27.8067 | 28.689 | 29.0719 | 28.372 | 26.776 | 24.0776 | 23.0858 | 22.0648 | 20.3674 | 18.5316 | 16.2745 | 14.3524 | 0 | 0 | 0 | 0 | 0 | 0 | 0 | 0 | 0 | 0 | 0 | 0 | 0 | 0 | 0.43608 | 0.42558 | 0.40164 | 0.36116 | 0 | 0 | 0 | 0 | 0 | 0 | 66.0254 | 64.8884 | 63.9231 | 63.0662 | 62.2979 | 61.7132 | 61.4725 | 61.5271 | 62.8331 | 66.6012 | 72.5735 | 78.6394 | 84.2918 | 87.3694 | 88.2813 | 88.9632 | 89.287 | 88.411 | 85.8236 | 80.9845 | 77.3716 | 74.5227 | 72.2201 | 70.6351 | 0.32177 | 0.29381 | 0.2853 | 0.28163 | 0.30677 | 0.37986 | 0.49582 | 0.58037 | 0.61713 | 0.60914 | 0.60294 | 0.63427 | 0.70275 | 0.78621 | 0.83398 | 0.88941 | 0.9078 | 0.83167 | 0.74115 | 0.56642 | 0.50321 | 0.42762 | 0.34178 | 0.28968
Portfolio Adjusted1-in-2Size: 20 kW to 199.99 kWOrange County2025November Monthly Peak | Portfolio Adjusted | 1-in-2 | Size: 20 kW to 199.99 kW | Orange County | 2025 | November Monthly Peak | 11 | 11.9714 | 11.5711 | 11.4185 | 11.4767 | 12.0222 | 13.7413 | 15.3423 | 16.8919 | 19.1753 | 21.0236 | 22.3221 | 23.1395 | 23.8204 | 24.2029 | 24.2208 | 23.2636 | 22.1186 | 22.1165 | 20.5256 | 19.2965 | 18.0475 | 16.5346 | 14.6136 | 13.0929 | 0 | 0 | 0 | 0 | 0 | 0 | 0 | 0 | 0 | 0 | 0 | 0 | 0 | 0 | 0.36331 | 0.34895 | 0.33178 | 0.33175 | 0 | 0 | 0 | 0 | 0 | 0 | 58.5655 | 57.6892 | 57.4812 | 57.0112 | 55.9776 | 54.9445 | 55.3031 | 54.9985 | 58.5614 | 62.4632 | 67.2263 | 71.9325 | 74.7452 | 76.3703 | 77.3781 | 77.2398 | 75.2923 | 72.1192 | 68.8386 | 66.1493 | 64.247 | 63.3961 | 62.4624 | 61.8557 | 0.32406 | 0.2959 | 0.28733 | 0.28363 | 0.30895 | 0.38256 | 0.49934 | 0.5845 | 0.62152 | 0.61347 | 0.60722 | 0.63877 | 0.70774 | 0.7918 | 0.83991 | 0.89573 | 0.91425 | 0.83758 | 0.74641 | 0.57044 | 0.50678 | 0.43066 | 0.34421 | 0.29174
Portfolio Adjusted1-in-2Size: 20 kW to 199.99 kWOrange County2025December Monthly Peak | Portfolio Adjusted | 1-in-2 | Size: 20 kW to 199.99 kW | Orange County | 2025 | December Monthly Peak | 12 | 11.9831 | 11.6103 | 11.4953 | 11.5988 | 12.2589 | 14.0221 | 16.2303 | 17.1486 | 18.6203 | 19.7911 | 20.3698 | 20.4029 | 20.5521 | 20.4973 | 20.3354 | 19.4599 | 19.2585 | 19.8364 | 18.7209 | 17.8009 | 16.8341 | 15.6645 | 14.2258 | 12.9855 | 0 | 0 | 0 | 0 | 0 | 0 | 0 | 0 | 0 | 0 | 0 | 0 | 0 | 0 | 0.30503 | 0.2919 | 0.28888 | 0.29755 | 0 | 0 | 0 | 0 | 0 | 0 | 49.3127 | 48.6667 | 47.9143 | 47.4659 | 46.9826 | 46.3824 | 46.0391 | 45.8642 | 46.6564 | 49.9082 | 53.4925 | 56.5184 | 58.9176 | 60.1793 | 60.79 | 61.091 | 60.7213 | 58.7006 | 55.9617 | 53.6292 | 51.8234 | 50.0638 | 48.5906 | 47.3166 | 0.32246 | 0.29444 | 0.28591 | 0.28223 | 0.30743 | 0.38067 | 0.49688 | 0.58161 | 0.61845 | 0.61044 | 0.60422 | 0.63562 | 0.70425 | 0.78789 | 0.83577 | 0.89132 | 0.90974 | 0.83345 | 0.74273 | 0.56763 | 0.50428 | 0.42854 | 0.34251 | 0.2903
Portfolio Adjusted1-in-2Size: 20 kW to 199.99 kWOrange County2025Typical Event Day | Portfolio Adjusted | 1-in-2 | Size: 20 kW to 199.99 kW | Orange County | 2025 | Typical Event Day | 8 | 14.4865 | 13.7336 | 13.3464 | 13.222 | 13.6907 | 15.4976 | 17.3841 | 20.2623 | 24.0839 | 27.0957 | 29.561 | 31.1032 | 32.4373 | 33.2866 | 33.5821 | 32.9476 | 31.3965 | 28.5557 | 25.3047 | 24.0076 | 23.522 | 21.2519 | 18.5832 | 16.2296 | 0 | 0 | 0 | 0 | 0 | 0 | 0 | 0 | 0 | 0 | 0 | 0 | 0 | 0 | 0.50373 | 0.49421 | 0.47095 | 0.42834 | 0 | 0 | 0 | 0 | 0 | 0 | 73.7023 | 72.6302 | 71.6508 | 70.8088 | 70.1264 | 69.3483 | 68.9816 | 69.4234 | 71.8173 | 76.3994 | 81.3824 | 85.8427 | 89.1321 | 91.2277 | 92.7336 | 93.4245 | 93.4034 | 92.3672 | 90.7103 | 87.7616 | 83.9828 | 80.6754 | 78.5056 | 76.8856 | 0.32359 | 0.29547 | 0.28691 | 0.28322 | 0.30851 | 0.38201 | 0.49862 | 0.58365 | 0.62062 | 0.61259 | 0.60634 | 0.63785 | 0.70672 | 0.79066 | 0.8387 | 0.89444 | 0.91293 | 0.83637 | 0.74534 | 0.56962 | 0.50605 | 0.43004 | 0.34372 | 0.29132
Portfolio Adjusted1-in-10Size: 20 kW to 199.99 kWSouth of Lugo2015January Monthly Peak | Portfolio Adjusted | 1-in-10 | Size: 20 kW to 199.99 kW | South of Lugo | 2015 | January Monthly Peak | 1
Portfolio Adjusted1-in-10Size: 20 kW to 199.99 kWSouth of Lugo2015February Monthly Peak | Portfolio Adjusted | 1-in-10 | Size: 20 kW to 199.99 kW | South of Lugo | 2015 | February Monthly Peak | 2
Portfolio Adjusted1-in-10Size: 20 kW to 199.99 kWSouth of Lugo2015March Monthly Peak | Portfolio Adjusted | 1-in-10 | Size: 20 kW to 199.99 kW | South of Lugo | 2015 | March Monthly Peak | 3
Portfolio Adjusted1-in-10Size: 20 kW to 199.99 kWSouth of Lugo2015April Monthly Peak | Portfolio Adjusted | 1-in-10 | Size: 20 kW to 199.99 kW | South of Lugo | 2015 | April Monthly Peak | 4
Portfolio Adjusted1-in-10Size: 20 kW to 199.99 kWSouth of Lugo2015May Monthly Peak | Portfolio Adjusted | 1-in-10 | Size: 20 kW to 199.99 kW | South of Lugo | 2015 | May Monthly Peak | 5
Portfolio Adjusted1-in-10Size: 20 kW to 199.99 kWSouth of Lugo2015June Monthly Peak | Portfolio Adjusted | 1-in-10 | Size: 20 kW to 199.99 kW | South of Lugo | 2015 | June Monthly Peak | 6
Portfolio Adjusted1-in-10Size: 20 kW to 199.99 kWSouth of Lugo2015July Monthly Peak | Portfolio Adjusted | 1-in-10 | Size: 20 kW to 199.99 kW | South of Lugo | 2015 | July Monthly Peak | 7
Portfolio Adjusted1-in-10Size: 20 kW to 199.99 kWSouth of Lugo2015August Monthly Peak | Portfolio Adjusted | 1-in-10 | Size: 20 kW to 199.99 kW | South of Lugo | 2015 | August Monthly Peak | 8
Portfolio Adjusted1-in-10Size: 20 kW to 199.99 kWSouth of Lugo2015September Monthly Peak | Portfolio Adjusted | 1-in-10 | Size: 20 kW to 199.99 kW | South of Lugo | 2015 | September Monthly Peak | 9
Portfolio Adjusted1-in-10Size: 20 kW to 199.99 kWSouth of Lugo2015October Monthly Peak | Portfolio Adjusted | 1-in-10 | Size: 20 kW to 199.99 kW | South of Lugo | 2015 | October Monthly Peak | 10
Portfolio Adjusted1-in-10Size: 20 kW to 199.99 kWSouth of Lugo2015November Monthly Peak | Portfolio Adjusted | 1-in-10 | Size: 20 kW to 199.99 kW | South of Lugo | 2015 | November Monthly Peak | 11
Portfolio Adjusted1-in-10Size: 20 kW to 199.99 kWSouth of Lugo2015December Monthly Peak | Portfolio Adjusted | 1-in-10 | Size: 20 kW to 199.99 kW | South of Lugo | 2015 | December Monthly Peak | 12
Portfolio Adjusted1-in-10Size: 20 kW to 199.99 kWSouth of Lugo2015Typical Event Day | Portfolio Adjusted | 1-in-10 | Size: 20 kW to 199.99 kW | South of Lugo | 2015 | Typical Event Day | 8
Portfolio Adjusted1-in-10Size: 20 kW to 199.99 kWSouth of Lugo2016January Monthly Peak | Portfolio Adjusted | 1-in-10 | Size: 20 kW to 199.99 kW | South of Lugo | 2016 | January Monthly Peak | 1
Portfolio Adjusted1-in-10Size: 20 kW to 199.99 kWSouth of Lugo2016February Monthly Peak | Portfolio Adjusted | 1-in-10 | Size: 20 kW to 199.99 kW | South of Lugo | 2016 | February Monthly Peak | 2
Portfolio Adjusted1-in-10Size: 20 kW to 199.99 kWSouth of Lugo2016March Monthly Peak | Portfolio Adjusted | 1-in-10 | Size: 20 kW to 199.99 kW | South of Lugo | 2016 | March Monthly Peak | 3
Portfolio Adjusted1-in-10Size: 20 kW to 199.99 kWSouth of Lugo2016April Monthly Peak | Portfolio Adjusted | 1-in-10 | Size: 20 kW to 199.99 kW | South of Lugo | 2016 | April Monthly Peak | 4
Portfolio Adjusted1-in-10Size: 20 kW to 199.99 kWSouth of Lugo2016May Monthly Peak | Portfolio Adjusted | 1-in-10 | Size: 20 kW to 199.99 kW | South of Lugo | 2016 | May Monthly Peak | 5
Portfolio Adjusted1-in-10Size: 20 kW to 199.99 kWSouth of Lugo2016June Monthly Peak | Portfolio Adjusted | 1-in-10 | Size: 20 kW to 199.99 kW | South of Lugo | 2016 | June Monthly Peak | 6
Portfolio Adjusted1-in-10Size: 20 kW to 199.99 kWSouth of Lugo2016July Monthly Peak | Portfolio Adjusted | 1-in-10 | Size: 20 kW to 199.99 kW | South of Lugo | 2016 | July Monthly Peak | 7
Portfolio Adjusted1-in-10Size: 20 kW to 199.99 kWSouth of Lugo2016August Monthly Peak | Portfolio Adjusted | 1-in-10 | Size: 20 kW to 199.99 kW | South of Lugo | 2016 | August Monthly Peak | 8
Portfolio Adjusted1-in-10Size: 20 kW to 199.99 kWSouth of Lugo2016September Monthly Peak | Portfolio Adjusted | 1-in-10 | Size: 20 kW to 199.99 kW | South of Lugo | 2016 | September Monthly Peak | 9
Portfolio Adjusted1-in-10Size: 20 kW to 199.99 kWSouth of Lugo2016October Monthly Peak | Portfolio Adjusted | 1-in-10 | Size: 20 kW to 199.99 kW | South of Lugo | 2016 | October Monthly Peak | 10
Portfolio Adjusted1-in-10Size: 20 kW to 199.99 kWSouth of Lugo2016November Monthly Peak | Portfolio Adjusted | 1-in-10 | Size: 20 kW to 199.99 kW | South of Lugo | 2016 | November Monthly Peak | 11
Portfolio Adjusted1-in-10Size: 20 kW to 199.99 kWSouth of Lugo2016December Monthly Peak | Portfolio Adjusted | 1-in-10 | Size: 20 kW to 199.99 kW | South of Lugo | 2016 | December Monthly Peak | 12
Portfolio Adjusted1-in-10Size: 20 kW to 199.99 kWSouth of Lugo2016Typical Event Day | Portfolio Adjusted | 1-in-10 | Size: 20 kW to 199.99 kW | South of Lugo | 2016 | Typical Event Day | 8
Portfolio Adjusted1-in-10Size: 20 kW to 199.99 kWSouth of Lugo2017January Monthly Peak | Portfolio Adjusted | 1-in-10 | Size: 20 kW to 199.99 kW | South of Lugo | 2017 | January Monthly Peak | 1
Portfolio Adjusted1-in-10Size: 20 kW to 199.99 kWSouth of Lugo2017February Monthly Peak | Portfolio Adjusted | 1-in-10 | Size: 20 kW to 199.99 kW | South of Lugo | 2017 | February Monthly Peak | 2
Portfolio Adjusted1-in-10Size: 20 kW to 199.99 kWSouth of Lugo2017March Monthly Peak | Portfolio Adjusted | 1-in-10 | Size: 20 kW to 199.99 kW | South of Lugo | 2017 | March Monthly Peak | 3
Portfolio Adjusted1-in-10Size: 20 kW to 199.99 kWSouth of Lugo2017April Monthly Peak | Portfolio Adjusted | 1-in-10 | Size: 20 kW to 199.99 kW | South of Lugo | 2017 | April Monthly Peak | 4 | 13.8001 | 12.9621 | 12.5339 | 12.5139 | 12.7262 | 14.0379 | 15.9315 | 18.3418 | 21.8971 | 25.1392 | 27.4668 | 29.1446 | 30.3392 | 31.0408 | 31.5192 | 31.2553 | 29.7202 | 27.0841 | 24.1035 | 23.1404 | 21.876 | 20.0543 | 17.7167 | 15.5872 | 0 | 0 | 0 | 0 | 0 | 0 | 0 | 0 | 0 | 0 | 0 | 0 | 0 | 0 | 0.47279 | 0.46883 | 0.4458 | 0.40626 | 0 | 0 | 0 | 0 | 0 | 0 | 70.3297 | 69.3332 | 67.7547 | 66.1664 | 64.8025 | 63.9443 | 63.5473 | 63.6303 | 66.3386 | 71.9476 | 77.2377 | 82.3496 | 85.3848 | 86.3111 | 85.3969 | 85.323 | 85.2868 | 85.3341 | 83.9617 | 79.9147 | 75.1375 | 70.5425 | 68.2168 | 67.1946 | 0.31875 | 0.29929 | 0.26843 | 0.26341 | 0.28555 | 0.36636 | 0.48947 | 0.61075 | 0.69061 | 0.73965 | 0.75198 | 0.78538 | 0.83716 | 0.92312 | 0.98118 | 1.0068 | 0.99103 | 0.88695 | 0.73653 | 0.57575 | 0.51453 | 0.45387 | 0.36039 | 0.29541
Portfolio Adjusted1-in-10Size: 20 kW to 199.99 kWSouth of Lugo2017May Monthly Peak | Portfolio Adjusted | 1-in-10 | Size: 20 kW to 199.99 kW | South of Lugo | 2017 | May Monthly Peak | 5 | 14.0105 | 13.1746 | 12.7076 | 12.7265 | 12.9533 | 14.2042 | 15.9775 | 18.9294 | 22.7179 | 26.1633 | 28.545 | 30.1468 | 30.9065 | 31.4705 | 31.8677 | 31.4692 | 29.9882 | 27.1779 | 24.3715 | 22.8325 | 21.973 | 20.1464 | 17.825 | 15.6452 | 0 | 0 | 0 | 0 | 0 | 0 | 0 | 0 | 0 | 0 | 0 | 0 | 0 | 0 | 0.47802 | 0.47204 | 0.44982 | 0.40767 | 0 | 0 | 0 | 0 | 0 | 0 | 67.4374 | 66.8094 | 65.3674 | 64.6036 | 64.0971 | 63.4657 | 63.7188 | 63.8295 | 66.8567 | 72.4894 | 77.6202 | 81.3169 | 83.2227 | 84.0215 | 86.1573 | 87.3599 | 87.8822 | 86.7494 | 85.1939 | 82.9004 | 79.703 | 75.7211 | 72.5854 | 70.3501 | 0.31644 | 0.29712 | 0.26649 | 0.26151 | 0.28349 | 0.36371 | 0.48593 | 0.60634 | 0.68562 | 0.7343 | 0.74655 | 0.7797 | 0.83111 | 0.91644 | 0.97408 | 0.99954 | 0.98386 | 0.88054 | 0.7312 | 0.57159 | 0.51081 | 0.45059 | 0.35779 | 0.29327
Portfolio Adjusted1-in-10Size: 20 kW to 199.99 kWSouth of Lugo2017June Monthly Peak | Portfolio Adjusted | 1-in-10 | Size: 20 kW to 199.99 kW | South of Lugo | 2017 | June Monthly Peak | 6 | 14.0927 | 13.3028 | 12.8797 | 12.9282 | 13.2459 | 14.4454 | 16.309 | 19.4654 | 23.0526 | 26.5397 | 28.8581 | 30.5254 | 31.4856 | 32.1576 | 32.4954 | 32.2451 | 30.7836 | 27.9769 | 24.8104 | 22.8573 | 22.1032 | 20.3715 | 18.0127 | 15.7929 | 0 | 0 | 0 | 0 | 0 | 0 | 0 | 0 | 0 | 0 | 0 | 0 | 0 | 0 | 0.48743 | 0.48368 | 0.46175 | 0.41965 | 0 | 0 | 0 | 0 | 0 | 0 | 66.0146 | 65.5597 | 65.2751 | 65.1758 | 63.9909 | 63.2251 | 63.257 | 64.4298 | 67.1232 | 71.3642 | 76.3195 | 79.9793 | 81.6316 | 81.7059 | 82.8383 | 83.0469 | 84.3349 | 84.0883 | 84.0662 | 82.3297 | 77.9689 | 73.9706 | 71.3912 | 69.8416 | 0.31644 | 0.29712 | 0.26648 | 0.2615 | 0.28348 | 0.3637 | 0.48593 | 0.60632 | 0.6856 | 0.73429 | 0.74653 | 0.77969 | 0.83109 | 0.91642 | 0.97407 | 0.99953 | 0.98384 | 0.88052 | 0.73119 | 0.57158 | 0.5108 | 0.45058 | 0.35778 | 0.29326
Portfolio Adjusted1-in-10Size: 20 kW to 199.99 kWSouth of Lugo2017July Monthly Peak | Portfolio Adjusted | 1-in-10 | Size: 20 kW to 199.99 kW | South of Lugo | 2017 | July Monthly Peak | 7 | 14.7861 | 14.0633 | 13.6402 | 13.605 | 13.864 | 15.3366 | 17.6541 | 21.1607 | 25.0121 | 28.7573 | 31.3181 | 32.9623 | 33.6894 | 34.2586 | 34.3806 | 34.1478 | 32.6224 | 29.6736 | 26.2538 | 24.1914 | 23.3059 | 21.4984 | 18.8728 | 16.5726 | 0 | 0 | 0 | 0 | 0 | 0 | 0 | 0 | 0 | 0 | 0 | 0 | 0 | 0 | 0.51571 | 0.51222 | 0.48934 | 0.4451 | 0 | 0 | 0 | 0 | 0 | 0 | 69.5488 | 68.8406 | 68.5989 | 68.4238 | 68.0632 | 67.8165 | 67.401 | 67.5623 | 70.3368 | 74.4146 | 77.9929 | 79.2565 | 80.2404 | 81.8091 | 84.0811 | 85.0643 | 87.3318 | 85.92 | 83.9214 | 81.1595 | 77.9371 | 75.4027 | 73.6764 | 72.4845 | 0.31568 | 0.2964 | 0.26584 | 0.26087 | 0.2828 | 0.36282 | 0.48475 | 0.60486 | 0.68395 | 0.73252 | 0.74473 | 0.77781 | 0.82909 | 0.91422 | 0.97172 | 0.99712 | 0.98147 | 0.8784 | 0.72943 | 0.5702 | 0.50957 | 0.44949 | 0.35692 | 0.29256
Portfolio Adjusted1-in-10Size: 20 kW to 199.99 kWSouth of Lugo2017August Monthly Peak | Portfolio Adjusted | 1-in-10 | Size: 20 kW to 199.99 kW | South of Lugo | 2017 | August Monthly Peak | 8 | 15.0781 | 14.3473 | 13.858 | 13.7815 | 14.111 | 15.8326 | 18.1228 | 21.435 | 25.4829 | 29.3615 | 32.2392 | 34.052 | 34.8772 | 35.4113 | 35.5782 | 35.1773 | 33.3857 | 30.449 | 26.7713 | 25.2131 | 23.8655 | 21.768 | 19.0495 | 16.7646 | 0 | 0 | 0 | 0 | 0 | 0 | 0 | 0 | 0 | 0 | 0 | 0 | 0 | 0 | 0.53367 | 0.52766 | 0.50079 | 0.45674 | 0 | 0 | 0 | 0 | 0 | 0 | 70.4353 | 70.0356 | 69.9198 | 69.6226 | 69.2062 | 69.0557 | 68.9546 | 69.2152 | 71.5074 | 75.2414 | 78.5702 | 81.993 | 84.5867 | 86.0529 | 86.4555 | 87.5446 | 88.0603 | 88.4013 | 87.586 | 83.8719 | 78.7133 | 75.3164 | 73.2469 | 71.9258 | 0.31666 | 0.29733 | 0.26667 | 0.26168 | 0.28368 | 0.36395 | 0.48626 | 0.60675 | 0.68608 | 0.7348 | 0.74705 | 0.78023 | 0.83167 | 0.91706 | 0.97475 | 1.0002 | 0.98453 | 0.88114 | 0.7317 | 0.57198 | 0.51116 | 0.45089 | 0.35803 | 0.29347
Portfolio Adjusted1-in-10Size: 20 kW to 199.99 kWSouth of Lugo2017September Monthly Peak | Portfolio Adjusted | 1-in-10 | Size: 20 kW to 199.99 kW | South of Lugo | 2017 | September Monthly Peak | 9 | 15.5149 | 14.7612 | 14.2195 | 14.203 | 14.5908 | 16.3512 | 18.9946 | 22.4442 | 27.1905 | 31.3288 | 34.3951 | 36.1725 | 37.0394 | 37.5412 | 37.6978 | 37.1048 | 35.2156 | 32.022 | 28.194 | 27.0291 | 24.7411 | 22.5083 | 19.6787 | 17.3346 | 0 | 0 | 0 | 0 | 0 | 0 | 0 | 0 | 0 | 0 | 0 | 0 | 0 | 0 | 0.56547 | 0.55657 | 0.52823 | 0.48033 | 0 | 0 | 0 | 0 | 0 | 0 | 73.8385 | 72.8934 | 72.3798 | 72.1041 | 71.4229 | 70.925 | 70.7642 | 71.0576 | 73.2124 | 77.3004 | 81.9231 | 87.4071 | 91.5777 | 94.833 | 94.9753 | 94.8129 | 94.3319 | 93.1584 | 91.8767 | 89.3636 | 85.6196 | 80.3998 | 77.1207 | 75.1628 | 0.31834 | 0.2989 | 0.26808 | 0.26307 | 0.28518 | 0.36588 | 0.48884 | 0.60996 | 0.68972 | 0.73869 | 0.75101 | 0.78437 | 0.83608 | 0.92192 | 0.97991 | 1.0055 | 0.98975 | 0.8858 | 0.73558 | 0.57501 | 0.51387 | 0.45328 | 0.35993 | 0.29502
Portfolio Adjusted1-in-10Size: 20 kW to 199.99 kWSouth of Lugo2017October Monthly Peak | Portfolio Adjusted | 1-in-10 | Size: 20 kW to 199.99 kW | South of Lugo | 2017 | October Monthly Peak | 10 | 14.3041 | 13.671 | 13.2271 | 13.1842 | 13.3927 | 14.8099 | 17.4521 | 19.8229 | 23.4257 | 27.1049 | 29.8299 | 31.7238 | 32.9993 | 33.8193 | 34.168 | 33.6384 | 31.7385 | 28.5282 | 26.2454 | 24.7179 | 22.7387 | 20.7356 | 18.0844 | 15.9543 | 0 | 0 | 0 | 0 | 0 | 0 | 0 | 0 | 0 | 0 | 0 | 0 | 0 | 0 | 0.51252 | 0.50458 | 0.47608 | 0.42792 | 0 | 0 | 0 | 0 | 0 | 0 | 71.6761 | 71.2163 | 70.3325 | 69.4286 | 68.3744 | 68.1727 | 68.3085 | 68.48 | 69.5639 | 72.3125 | 76.6295 | 81.6146 | 84.5416 | 85.8816 | 86.3584 | 86.7558 | 85.8143 | 83.0729 | 79.4807 | 77.2335 | 75.2081 | 73.7852 | 72.572 | 71.4684 | 0.31652 | 0.29719 | 0.26655 | 0.26157 | 0.28355 | 0.36379 | 0.48605 | 0.60648 | 0.68577 | 0.73447 | 0.74672 | 0.77988 | 0.8313 | 0.91665 | 0.97431 | 0.99977 | 0.98409 | 0.88074 | 0.73137 | 0.57172 | 0.51093 | 0.45069 | 0.35787 | 0.29334
Portfolio Adjusted1-in-10Size: 20 kW to 199.99 kWSouth of Lugo2017November Monthly Peak | Portfolio Adjusted | 1-in-10 | Size: 20 kW to 199.99 kW | South of Lugo | 2017 | November Monthly Peak | 11 | 13.1181 | 12.6582 | 12.321 | 12.359 | 12.6492 | 14.0692 | 15.6721 | 17.6193 | 20.6215 | 23.6272 | 25.6808 | 27.1394 | 28.0053 | 28.5326 | 28.6397 | 27.6539 | 26.2195 | 25.2853 | 23.1589 | 21.5501 | 20.1361 | 18.4205 | 16.349 | 14.6288 | 0 | 0 | 0 | 0 | 0 | 0 | 0 | 0 | 0 | 0 | 0 | 0 | 0 | 0 | 0.4296 | 0.41481 | 0.39329 | 0.37928 | 0 | 0 | 0 | 0 | 0 | 0 | 64.2843 | 62.5748 | 61.7861 | 60.2375 | 59.2239 | 58.5009 | 57.8345 | 58.9481 | 61.72 | 66.9158 | 72.5014 | 76.6687 | 78.6975 | 80.241 | 80.9728 | 80.425 | 78.9819 | 76.899 | 74.9186 | 72.271 | 70.5438 | 69.0978 | 67.2644 | 66.0852 | 0.31778 | 0.29838 | 0.26761 | 0.26261 | 0.28468 | 0.36524 | 0.48798 | 0.60889 | 0.6885 | 0.7374 | 0.74969 | 0.78299 | 0.83461 | 0.9203 | 0.97819 | 1.0038 | 0.98801 | 0.88425 | 0.73429 | 0.574 | 0.51296 | 0.45248 | 0.3593 | 0.2945
Portfolio Adjusted1-in-10Size: 20 kW to 199.99 kWSouth of Lugo2017December Monthly Peak | Portfolio Adjusted | 1-in-10 | Size: 20 kW to 199.99 kW | South of Lugo | 2017 | December Monthly Peak | 12 | 13.8318 | 13.3001 | 12.8033 | 12.8162 | 13.3438 | 14.9492 | 17.7268 | 19.7292 | 22.1691 | 23.4606 | 23.9371 | 23.3845 | 22.7754 | 22.3069 | 21.9329 | 21.2389 | 21.2661 | 22.0572 | 21.053 | 20.4262 | 19.4622 | 18.2349 | 16.6001 | 15.1866 | 0 | 0 | 0 | 0 | 0 | 0 | 0 | 0 | 0 | 0 | 0 | 0 | 0 | 0 | 0.32899 | 0.31858 | 0.31899 | 0.33086 | 0 | 0 | 0 | 0 | 0 | 0 | 47.0485 | 46.4512 | 45.5632 | 44.8651 | 44.3099 | 43.1691 | 43.9381 | 44.4648 | 45.7927 | 47.759 | 50.2225 | 52.0249 | 53.1592 | 52.8055 | 52.7632 | 52.6185 | 52.3025 | 51.0968 | 49.8681 | 49.0946 | 48.0848 | 47.4829 | 46.7347 | 46.4216 | 0.33673 | 0.31617 | 0.28357 | 0.27827 | 0.30166 | 0.38702 | 0.51709 | 0.64521 | 0.72957 | 0.78138 | 0.79441 | 0.82969 | 0.88439 | 0.97519 | 1.0365 | 1.0636 | 1.0469 | 0.93699 | 0.77808 | 0.60823 | 0.54356 | 0.47947 | 0.38073 | 0.31207
Portfolio Adjusted1-in-10Size: 20 kW to 199.99 kWSouth of Lugo2017Typical Event Day | Portfolio Adjusted | 1-in-10 | Size: 20 kW to 199.99 kW | South of Lugo | 2017 | Typical Event Day | 8 | 15.0359 | 14.3086 | 13.8243 | 13.7487 | 14.0755 | 15.7914 | 18.0689 | 21.3445 | 25.3389 | 29.1786 | 32.0233 | 33.8244 | 34.6454 | 35.1813 | 35.3533 | 34.9564 | 33.1786 | 30.2601 | 26.6176 | 25.0795 | 23.7567 | 21.6817 | 18.9815 | 16.7096 | 0 | 0 | 0 | 0 | 0 | 0 | 0 | 0 | 0 | 0 | 0 | 0 | 0 | 0 | 0.5303 | 0.52435 | 0.49768 | 0.4539 | 0 | 0 | 0 | 0 | 0 | 0 | 69.9593 | 69.3323 | 69.0434 | 68.8316 | 68.1708 | 67.7556 | 67.5942 | 68.0662 | 70.545 | 74.5801 | 78.7014 | 82.159 | 84.5091 | 86.1002 | 87.0876 | 87.6172 | 88.5148 | 87.892 | 86.8626 | 84.1812 | 80.0597 | 76.2724 | 73.8588 | 72.3537 | 0.31642 | 0.2971 | 0.26647 | 0.26149 | 0.28346 | 0.36368 | 0.4859 | 0.60629 | 0.68557 | 0.73425 | 0.74649 | 0.77965 | 0.83104 | 0.91637 | 0.97401 | 0.99947 | 0.98379 | 0.88047 | 0.73115 | 0.57155 | 0.51077 | 0.45055 | 0.35776 | 0.29325
Portfolio Adjusted1-in-10Size: 20 kW to 199.99 kWSouth of Lugo2018January Monthly Peak | Portfolio Adjusted | 1-in-10 | Size: 20 kW to 199.99 kW | South of Lugo | 2018 | January Monthly Peak | 1 | 13.6061 | 13.0761 | 12.7238 | 12.7263 | 13.2529 | 14.8095 | 17.8149 | 19.9872 | 22.3955 | 23.5524 | 23.8401 | 23.3188 | 22.9395 | 22.7609 | 22.5101 | 21.6552 | 20.9903 | 21.7542 | 20.8333 | 20.1234 | 19.1847 | 18.0792 | 16.4849 | 15.1331 | 0 | 0 | 0 | 0 | 0 | 0 | 0 | 0 | 0 | 0 | 0 | 0 | 0 | 0 | 0.33765 | 0.32483 | 0.31485 | 0.32631 | 0 | 0 | 0 | 0 | 0 | 0 | 46.1007 | 46.1095 | 45.4751 | 44.7626 | 44.5234 | 44.1974 | 43.1117 | 42.8453 | 43.8204 | 46.5179 | 48.5521 | 50.5982 | 52.6819 | 53.7152 | 54.6549 | 54.8723 | 54.467 | 53.4962 | 51.9217 | 50.9091 | 50.0536 | 49.7163 | 49.5098 | 48.4202 | 0.33716 | 0.31657 | 0.28393 | 0.27862 | 0.30204 | 0.38751 | 0.51774 | 0.64602 | 0.73049 | 0.78236 | 0.79541 | 0.83074 | 0.8855 | 0.97642 | 1.0378 | 1.065 | 1.0483 | 0.93817 | 0.77906 | 0.609 | 0.54425 | 0.48008 | 0.38121 | 0.31246
Portfolio Adjusted1-in-10Size: 20 kW to 199.99 kWSouth of Lugo2018February Monthly Peak | Portfolio Adjusted | 1-in-10 | Size: 20 kW to 199.99 kW | South of Lugo | 2018 | February Monthly Peak | 2 | 13.3448 | 12.777 | 12.3297 | 12.3675 | 12.7414 | 14.2525 | 16.6907 | 18.7776 | 21.2558 | 22.9674 | 23.8271 | 24.0723 | 24.222 | 24.2908 | 24.3941 | 23.8449 | 23.1028 | 22.4392 | 21.5864 | 20.3695 | 19.3227 | 18.1239 | 16.3604 | 14.9002 | 0 | 0 | 0 | 0 | 0 | 0 | 0 | 0 | 0 | 0 | 0 | 0 | 0 | 0 | 0.36591 | 0.35767 | 0.34654 | 0.33659 | 0 | 0 | 0 | 0 | 0 | 0 | 51.746 | 51.0639 | 50.3081 | 49.2872 | 48.5638 | 48.3136 | 47.5095 | 47.2759 | 48.7135 | 52.3739 | 56.2571 | 60.0672 | 61.9759 | 63.3366 | 63.8511 | 63.8036 | 63.1294 | 62.2242 | 60.0449 | 58.027 | 56.4995 | 55.2985 | 54.3228 | 53.0096 | 0.31838 | 0.29894 | 0.26812 | 0.26311 | 0.28522 | 0.36593 | 0.48891 | 0.61005 | 0.68981 | 0.7388 | 0.75111 | 0.78448 | 0.83619 | 0.92205 | 0.98005 | 1.0057 | 0.98988 | 0.88593 | 0.73568 | 0.57509 | 0.51394 | 0.45334 | 0.35998 | 0.29506
Portfolio Adjusted1-in-10Size: 20 kW to 199.99 kWSouth of Lugo2018March Monthly Peak | Portfolio Adjusted | 1-in-10 | Size: 20 kW to 199.99 kW | South of Lugo | 2018 | March Monthly Peak | 3 | 13.4784 | 12.7164 | 12.3696 | 12.314 | 12.5679 | 13.8967 | 16.0453 | 18.0497 | 20.7465 | 23.2402 | 24.8506 | 25.9741 | 26.8025 | 27.3026 | 27.7419 | 27.3795 | 26.0913 | 24.194 | 22.2726 | 21.7745 | 20.4482 | 18.9908 | 17.0251 | 15.1562 | 0 | 0 | 0 | 0 | 0 | 0 | 0 | 0 | 0 | 0 | 0 | 0 | 0 | 0 | 0.41613 | 0.41069 | 0.39137 | 0.36291 | 0 | 0 | 0 | 0 | 0 | 0 | 61.026 | 59.3867 | 58.7134 | 58.2382 | 57.3514 | 55.5721 | 55.0346 | 55.6989 | 58.9742 | 64.0941 | 69.3854 | 73.8931 | 76.8147 | 77.9079 | 78.37 | 78.518 | 77.5182 | 76.3893 | 74.8244 | 72.3162 | 69.6656 | 66.3076 | 63.3135 | 61.1665 | 0.31725 | 0.29788 | 0.26717 | 0.26218 | 0.28421 | 0.36464 | 0.48718 | 0.60789 | 0.68737 | 0.73618 | 0.74846 | 0.7817 | 0.83323 | 0.91879 | 0.97658 | 1.0021 | 0.98638 | 0.88279 | 0.73308 | 0.57305 | 0.51212 | 0.45174 | 0.3587 | 0.29402
Portfolio Adjusted1-in-10Size: 20 kW to 199.99 kWSouth of Lugo2018April Monthly Peak | Portfolio Adjusted | 1-in-10 | Size: 20 kW to 199.99 kW | South of Lugo | 2018 | April Monthly Peak | 4 | 13.8001 | 12.9621 | 12.5339 | 12.5139 | 12.7262 | 14.0379 | 15.9315 | 18.3418 | 21.8971 | 25.1392 | 27.4668 | 29.1446 | 30.3392 | 31.0408 | 31.5192 | 31.2553 | 29.7202 | 27.0841 | 24.1035 | 23.1404 | 21.876 | 20.0543 | 17.7167 | 15.5872 | 0 | 0 | 0 | 0 | 0 | 0 | 0 | 0 | 0 | 0 | 0 | 0 | 0 | 0 | 0.47279 | 0.46883 | 0.4458 | 0.40626 | 0 | 0 | 0 | 0 | 0 | 0 | 70.3297 | 69.3332 | 67.7547 | 66.1664 | 64.8025 | 63.9443 | 63.5473 | 63.6303 | 66.3386 | 71.9476 | 77.2377 | 82.3496 | 85.3848 | 86.3111 | 85.3969 | 85.323 | 85.2868 | 85.3342 | 83.9617 | 79.9147 | 75.1375 | 70.5425 | 68.2168 | 67.1946 | 0.31875 | 0.29929 | 0.26843 | 0.26341 | 0.28555 | 0.36636 | 0.48947 | 0.61075 | 0.69061 | 0.73965 | 0.75198 | 0.78538 | 0.83716 | 0.92312 | 0.98118 | 1.0068 | 0.99103 | 0.88695 | 0.73653 | 0.57575 | 0.51453 | 0.45387 | 0.36039 | 0.29541
Portfolio Adjusted1-in-10Size: 20 kW to 199.99 kWSouth of Lugo2018May Monthly Peak | Portfolio Adjusted | 1-in-10 | Size: 20 kW to 199.99 kW | South of Lugo | 2018 | May Monthly Peak | 5 | 14.0105 | 13.1746 | 12.7076 | 12.7265 | 12.9533 | 14.2042 | 15.9775 | 18.9294 | 22.7179 | 26.1633 | 28.545 | 30.1468 | 30.9065 | 31.4704 | 31.8677 | 31.4692 | 29.9882 | 27.1779 | 24.3715 | 22.8325 | 21.973 | 20.1464 | 17.825 | 15.6452 | 0 | 0 | 0 | 0 | 0 | 0 | 0 | 0 | 0 | 0 | 0 | 0 | 0 | 0 | 0.47802 | 0.47204 | 0.44982 | 0.40767 | 0 | 0 | 0 | 0 | 0 | 0 | 67.4374 | 66.8094 | 65.3674 | 64.6036 | 64.0971 | 63.4657 | 63.7188 | 63.8295 | 66.8567 | 72.4894 | 77.6202 | 81.3169 | 83.2227 | 84.0215 | 86.1573 | 87.3599 | 87.8822 | 86.7494 | 85.1939 | 82.9004 | 79.703 | 75.7211 | 72.5854 | 70.3501 | 0.31644 | 0.29712 | 0.26649 | 0.26151 | 0.28349 | 0.36371 | 0.48593 | 0.60634 | 0.68562 | 0.7343 | 0.74655 | 0.7797 | 0.83111 | 0.91644 | 0.97408 | 0.99954 | 0.98386 | 0.88054 | 0.7312 | 0.57159 | 0.51081 | 0.45059 | 0.35779 | 0.29327
Portfolio Adjusted1-in-10Size: 20 kW to 199.99 kWSouth of Lugo2018June Monthly Peak | Portfolio Adjusted | 1-in-10 | Size: 20 kW to 199.99 kW | South of Lugo | 2018 | June Monthly Peak | 6 | 14.0927 | 13.3028 | 12.8797 | 12.9282 | 13.2459 | 14.4454 | 16.309 | 19.4654 | 23.0526 | 26.5397 | 28.8581 | 30.5254 | 31.4856 | 32.1576 | 32.4954 | 32.2451 | 30.7836 | 27.9769 | 24.8104 | 22.8573 | 22.1032 | 20.3715 | 18.0127 | 15.7929 | 0 | 0 | 0 | 0 | 0 | 0 | 0 | 0 | 0 | 0 | 0 | 0 | 0 | 0 | 0.48743 | 0.48368 | 0.46175 | 0.41965 | 0 | 0 | 0 | 0 | 0 | 0 | 66.0146 | 65.5597 | 65.2751 | 65.1758 | 63.9909 | 63.2251 | 63.257 | 64.4298 | 67.1232 | 71.3641 | 76.3195 | 79.9792 | 81.6316 | 81.7059 | 82.8383 | 83.0469 | 84.3349 | 84.0883 | 84.0662 | 82.3297 | 77.9689 | 73.9706 | 71.3912 | 69.8416 | 0.31644 | 0.29712 | 0.26648 | 0.2615 | 0.28348 | 0.3637 | 0.48593 | 0.60632 | 0.6856 | 0.73429 | 0.74653 | 0.77969 | 0.83109 | 0.91643 | 0.97407 | 0.99953 | 0.98384 | 0.88052 | 0.73119 | 0.57158 | 0.5108 | 0.45058 | 0.35778 | 0.29326
Portfolio Adjusted1-in-10Size: 20 kW to 199.99 kWSouth of Lugo2018July Monthly Peak | Portfolio Adjusted | 1-in-10 | Size: 20 kW to 199.99 kW | South of Lugo | 2018 | July Monthly Peak | 7 | 14.7861 | 14.0633 | 13.6402 | 13.605 | 13.864 | 15.3366 | 17.6541 | 21.1607 | 25.0121 | 28.7573 | 31.3181 | 32.9623 | 33.6894 | 34.2586 | 34.3806 | 34.1478 | 32.6224 | 29.6736 | 26.2538 | 24.1914 | 23.3059 | 21.4984 | 18.8728 | 16.5726 | 0 | 0 | 0 | 0 | 0 | 0 | 0 | 0 | 0 | 0 | 0 | 0 | 0 | 0 | 0.51571 | 0.51222 | 0.48934 | 0.4451 | 0 | 0 | 0 | 0 | 0 | 0 | 69.5488 | 68.8406 | 68.5989 | 68.4238 | 68.0632 | 67.8165 | 67.401 | 67.5623 | 70.3368 | 74.4146 | 77.9929 | 79.2565 | 80.2404 | 81.8091 | 84.0811 | 85.0643 | 87.3318 | 85.92 | 83.9214 | 81.1595 | 77.9371 | 75.4027 | 73.6764 | 72.4845 | 0.31568 | 0.2964 | 0.26584 | 0.26087 | 0.2828 | 0.36282 | 0.48475 | 0.60486 | 0.68395 | 0.73252 | 0.74473 | 0.77781 | 0.82909 | 0.91422 | 0.97172 | 0.99712 | 0.98147 | 0.8784 | 0.72943 | 0.5702 | 0.50957 | 0.44949 | 0.35692 | 0.29256
Portfolio Adjusted1-in-10Size: 20 kW to 199.99 kWSouth of Lugo2018August Monthly Peak | Portfolio Adjusted | 1-in-10 | Size: 20 kW to 199.99 kW | South of Lugo | 2018 | August Monthly Peak | 8 | 15.0781 | 14.3473 | 13.858 | 13.7815 | 14.111 | 15.8326 | 18.1228 | 21.435 | 25.4829 | 29.3615 | 32.2392 | 34.052 | 34.8772 | 35.4113 | 35.5782 | 35.1773 | 33.3857 | 30.449 | 26.7713 | 25.2131 | 23.8655 | 21.768 | 19.0495 | 16.7646 | 0 | 0 | 0 | 0 | 0 | 0 | 0 | 0 | 0 | 0 | 0 | 0 | 0 | 0 | 0.53367 | 0.52766 | 0.50079 | 0.45674 | 0 | 0 | 0 | 0 | 0 | 0 | 70.4353 | 70.0356 | 69.9198 | 69.6226 | 69.2062 | 69.0557 | 68.9546 | 69.2152 | 71.5074 | 75.2414 | 78.5702 | 81.993 | 84.5867 | 86.0529 | 86.4555 | 87.5446 | 88.0603 | 88.4013 | 87.586 | 83.8719 | 78.7133 | 75.3164 | 73.2469 | 71.9258 | 0.31666 | 0.29733 | 0.26667 | 0.26168 | 0.28368 | 0.36395 | 0.48626 | 0.60675 | 0.68608 | 0.7348 | 0.74705 | 0.78023 | 0.83167 | 0.91706 | 0.97475 | 1.0002 | 0.98453 | 0.88114 | 0.7317 | 0.57198 | 0.51116 | 0.45089 | 0.35803 | 0.29347
Portfolio Adjusted1-in-10Size: 20 kW to 199.99 kWSouth of Lugo2018September Monthly Peak | Portfolio Adjusted | 1-in-10 | Size: 20 kW to 199.99 kW | South of Lugo | 2018 | September Monthly Peak | 9 | 15.5149 | 14.7612 | 14.2195 | 14.203 | 14.5908 | 16.3512 | 18.9946 | 22.4442 | 27.1905 | 31.3288 | 34.3951 | 36.1725 | 37.0394 | 37.5412 | 37.6978 | 37.1048 | 35.2156 | 32.022 | 28.194 | 27.0291 | 24.7411 | 22.5083 | 19.6787 | 17.3346 | 0 | 0 | 0 | 0 | 0 | 0 | 0 | 0 | 0 | 0 | 0 | 0 | 0 | 0 | 0.56547 | 0.55657 | 0.52823 | 0.48033 | 0 | 0 | 0 | 0 | 0 | 0 | 73.8385 | 72.8934 | 72.3798 | 72.1041 | 71.4229 | 70.925 | 70.7642 | 71.0576 | 73.2124 | 77.3004 | 81.9231 | 87.4071 | 91.5777 | 94.833 | 94.9753 | 94.8129 | 94.3319 | 93.1584 | 91.8767 | 89.3636 | 85.6196 | 80.3998 | 77.1207 | 75.1628 | 0.31834 | 0.2989 | 0.26808 | 0.26307 | 0.28518 | 0.36588 | 0.48884 | 0.60996 | 0.68972 | 0.73869 | 0.75101 | 0.78437 | 0.83608 | 0.92192 | 0.97991 | 1.0055 | 0.98975 | 0.8858 | 0.73558 | 0.57501 | 0.51387 | 0.45328 | 0.35993 | 0.29502
Portfolio Adjusted1-in-10Size: 20 kW to 199.99 kWSouth of Lugo2018October Monthly Peak | Portfolio Adjusted | 1-in-10 | Size: 20 kW to 199.99 kW | South of Lugo | 2018 | October Monthly Peak | 10 | 14.3041 | 13.671 | 13.2271 | 13.1842 | 13.3927 | 14.8099 | 17.4521 | 19.8229 | 23.4257 | 27.1049 | 29.8299 | 31.7238 | 32.9993 | 33.8193 | 34.168 | 33.6384 | 31.7385 | 28.5282 | 26.2454 | 24.7179 | 22.7387 | 20.7356 | 18.0844 | 15.9543 | 0 | 0 | 0 | 0 | 0 | 0 | 0 | 0 | 0 | 0 | 0 | 0 | 0 | 0 | 0.51252 | 0.50458 | 0.47608 | 0.42792 | 0 | 0 | 0 | 0 | 0 | 0 | 71.6761 | 71.2163 | 70.3325 | 69.4286 | 68.3744 | 68.1727 | 68.3085 | 68.48 | 69.5639 | 72.3125 | 76.6295 | 81.6146 | 84.5416 | 85.8816 | 86.3584 | 86.7558 | 85.8143 | 83.0729 | 79.4807 | 77.2335 | 75.2081 | 73.7852 | 72.5721 | 71.4684 | 0.31652 | 0.29719 | 0.26655 | 0.26157 | 0.28355 | 0.36379 | 0.48605 | 0.60648 | 0.68577 | 0.73447 | 0.74672 | 0.77988 | 0.8313 | 0.91665 | 0.97431 | 0.99977 | 0.98409 | 0.88074 | 0.73137 | 0.57172 | 0.51093 | 0.45069 | 0.35787 | 0.29334
Portfolio Adjusted1-in-10Size: 20 kW to 199.99 kWSouth of Lugo2018November Monthly Peak | Portfolio Adjusted | 1-in-10 | Size: 20 kW to 199.99 kW | South of Lugo | 2018 | November Monthly Peak | 11 | 13.1181 | 12.6582 | 12.321 | 12.359 | 12.6492 | 14.0692 | 15.6721 | 17.6193 | 20.6215 | 23.6272 | 25.6808 | 27.1394 | 28.0053 | 28.5326 | 28.6397 | 27.6539 | 26.2195 | 25.2853 | 23.1589 | 21.5501 | 20.1361 | 18.4205 | 16.349 | 14.6288 | 0 | 0 | 0 | 0 | 0 | 0 | 0 | 0 | 0 | 0 | 0 | 0 | 0 | 0 | 0.4296 | 0.41481 | 0.39329 | 0.37928 | 0 | 0 | 0 | 0 | 0 | 0 | 64.2843 | 62.5748 | 61.7861 | 60.2375 | 59.2239 | 58.5009 | 57.8345 | 58.9481 | 61.72 | 66.9158 | 72.5014 | 76.6687 | 78.6975 | 80.241 | 80.9728 | 80.425 | 78.9819 | 76.899 | 74.9186 | 72.271 | 70.5438 | 69.0978 | 67.2644 | 66.0852 | 0.31778 | 0.29838 | 0.26761 | 0.26261 | 0.28468 | 0.36524 | 0.48798 | 0.60889 | 0.6885 | 0.7374 | 0.74969 | 0.78299 | 0.83461 | 0.9203 | 0.97819 | 1.0038 | 0.98801 | 0.88425 | 0.73429 | 0.574 | 0.51296 | 0.45248 | 0.3593 | 0.2945
Portfolio Adjusted1-in-10Size: 20 kW to 199.99 kWSouth of Lugo2018December Monthly Peak | Portfolio Adjusted | 1-in-10 | Size: 20 kW to 199.99 kW | South of Lugo | 2018 | December Monthly Peak | 12 | 13.8318 | 13.3001 | 12.8033 | 12.8162 | 13.3438 | 14.9492 | 17.7268 | 19.7292 | 22.1691 | 23.4606 | 23.9371 | 23.3845 | 22.7754 | 22.3069 | 21.9329 | 21.2389 | 21.2661 | 22.0572 | 21.053 | 20.4262 | 19.4622 | 18.2349 | 16.6001 | 15.1866 | 0 | 0 | 0 | 0 | 0 | 0 | 0 | 0 | 0 | 0 | 0 | 0 | 0 | 0 | 0.32899 | 0.31858 | 0.31899 | 0.33086 | 0 | 0 | 0 | 0 | 0 | 0 | 47.0485 | 46.4512 | 45.5632 | 44.8651 | 44.3099 | 43.1691 | 43.9381 | 44.4648 | 45.7927 | 47.759 | 50.2225 | 52.0249 | 53.1592 | 52.8055 | 52.7632 | 52.6185 | 52.3025 | 51.0968 | 49.8681 | 49.0946 | 48.0848 | 47.4829 | 46.7347 | 46.4216 | 0.33673 | 0.31617 | 0.28357 | 0.27827 | 0.30166 | 0.38702 | 0.51709 | 0.64521 | 0.72957 | 0.78138 | 0.79441 | 0.82969 | 0.88439 | 0.97519 | 1.0365 | 1.0636 | 1.0469 | 0.93699 | 0.77808 | 0.60823 | 0.54356 | 0.47947 | 0.38073 | 0.31207
Portfolio Adjusted1-in-10Size: 20 kW to 199.99 kWSouth of Lugo2018Typical Event Day | Portfolio Adjusted | 1-in-10 | Size: 20 kW to 199.99 kW | South of Lugo | 2018 | Typical Event Day | 8 | 15.0359 | 14.3086 | 13.8243 | 13.7487 | 14.0755 | 15.7914 | 18.0689 | 21.3445 | 25.3389 | 29.1786 | 32.0233 | 33.8244 | 34.6454 | 35.1813 | 35.3533 | 34.9564 | 33.1786 | 30.2601 | 26.6176 | 25.0795 | 23.7567 | 21.6817 | 18.9815 | 16.7096 | 0 | 0 | 0 | 0 | 0 | 0 | 0 | 0 | 0 | 0 | 0 | 0 | 0 | 0 | 0.5303 | 0.52435 | 0.49768 | 0.4539 | 0 | 0 | 0 | 0 | 0 | 0 | 69.9593 | 69.3323 | 69.0434 | 68.8316 | 68.1708 | 67.7556 | 67.5942 | 68.0662 | 70.545 | 74.5801 | 78.7014 | 82.159 | 84.5091 | 86.1002 | 87.0876 | 87.6172 | 88.5148 | 87.892 | 86.8626 | 84.1812 | 80.0597 | 76.2724 | 73.8588 | 72.3537 | 0.31642 | 0.2971 | 0.26647 | 0.26149 | 0.28346 | 0.36368 | 0.4859 | 0.60629 | 0.68557 | 0.73425 | 0.74649 | 0.77965 | 0.83104 | 0.91637 | 0.97401 | 0.99947 | 0.98379 | 0.88047 | 0.73115 | 0.57155 | 0.51077 | 0.45055 | 0.35776 | 0.29325
Portfolio Adjusted1-in-10Size: 20 kW to 199.99 kWSouth of Lugo2019January Monthly Peak | Portfolio Adjusted | 1-in-10 | Size: 20 kW to 199.99 kW | South of Lugo | 2019 | January Monthly Peak | 1 | 13.6061 | 13.0761 | 12.7238 | 12.7263 | 13.2529 | 14.8095 | 17.8149 | 19.9872 | 22.3955 | 23.5524 | 23.8401 | 23.3188 | 22.9395 | 22.7609 | 22.5101 | 21.6552 | 20.9903 | 21.7542 | 20.8333 | 20.1234 | 19.1847 | 18.0792 | 16.4849 | 15.1331 | 0 | 0 | 0 | 0 | 0 | 0 | 0 | 0 | 0 | 0 | 0 | 0 | 0 | 0 | 0.33765 | 0.32483 | 0.31485 | 0.32631 | 0 | 0 | 0 | 0 | 0 | 0 | 46.1007 | 46.1095 | 45.4751 | 44.7626 | 44.5234 | 44.1974 | 43.1116 | 42.8453 | 43.8204 | 46.5179 | 48.5521 | 50.5982 | 52.6819 | 53.7152 | 54.6549 | 54.8723 | 54.467 | 53.4962 | 51.9217 | 50.9091 | 50.0536 | 49.7163 | 49.5098 | 48.4202 | 0.33716 | 0.31657 | 0.28393 | 0.27862 | 0.30204 | 0.38751 | 0.51774 | 0.64602 | 0.73049 | 0.78236 | 0.79541 | 0.83074 | 0.8855 | 0.97642 | 1.0378 | 1.065 | 1.0483 | 0.93817 | 0.77906 | 0.609 | 0.54425 | 0.48008 | 0.38121 | 0.31246
Portfolio Adjusted1-in-10Size: 20 kW to 199.99 kWSouth of Lugo2019February Monthly Peak | Portfolio Adjusted | 1-in-10 | Size: 20 kW to 199.99 kW | South of Lugo | 2019 | February Monthly Peak | 2 | 13.3448 | 12.777 | 12.3297 | 12.3675 | 12.7414 | 14.2525 | 16.6907 | 18.7776 | 21.2558 | 22.9674 | 23.8271 | 24.0723 | 24.222 | 24.2908 | 24.3941 | 23.8449 | 23.1028 | 22.4392 | 21.5864 | 20.3695 | 19.3227 | 18.1239 | 16.3604 | 14.9002 | 0 | 0 | 0 | 0 | 0 | 0 | 0 | 0 | 0 | 0 | 0 | 0 | 0 | 0 | 0.36591 | 0.35767 | 0.34654 | 0.33659 | 0 | 0 | 0 | 0 | 0 | 0 | 51.746 | 51.0639 | 50.3081 | 49.2872 | 48.5638 | 48.3136 | 47.5095 | 47.2759 | 48.7135 | 52.3739 | 56.2571 | 60.0672 | 61.9759 | 63.3366 | 63.8511 | 63.8036 | 63.1294 | 62.2242 | 60.0449 | 58.027 | 56.4995 | 55.2985 | 54.3228 | 53.0096 | 0.31838 | 0.29894 | 0.26812 | 0.26311 | 0.28522 | 0.36593 | 0.48891 | 0.61005 | 0.68981 | 0.7388 | 0.75111 | 0.78448 | 0.83619 | 0.92205 | 0.98005 | 1.0057 | 0.98988 | 0.88593 | 0.73568 | 0.57509 | 0.51394 | 0.45334 | 0.35998 | 0.29506
Portfolio Adjusted1-in-10Size: 20 kW to 199.99 kWSouth of Lugo2019March Monthly Peak | Portfolio Adjusted | 1-in-10 | Size: 20 kW to 199.99 kW | South of Lugo | 2019 | March Monthly Peak | 3 | 13.4784 | 12.7164 | 12.3696 | 12.314 | 12.5679 | 13.8967 | 16.0453 | 18.0497 | 20.7465 | 23.2402 | 24.8506 | 25.9741 | 26.8025 | 27.3026 | 27.7419 | 27.3795 | 26.0913 | 24.194 | 22.2726 | 21.7745 | 20.4482 | 18.9908 | 17.0251 | 15.1562 | 0 | 0 | 0 | 0 | 0 | 0 | 0 | 0 | 0 | 0 | 0 | 0 | 0 | 0 | 0.41613 | 0.41069 | 0.39137 | 0.36291 | 0 | 0 | 0 | 0 | 0 | 0 | 61.026 | 59.3867 | 58.7134 | 58.2382 | 57.3514 | 55.5721 | 55.0346 | 55.6989 | 58.9742 | 64.0941 | 69.3854 | 73.8931 | 76.8147 | 77.9079 | 78.37 | 78.518 | 77.5182 | 76.3893 | 74.8244 | 72.3162 | 69.6656 | 66.3076 | 63.3135 | 61.1665 | 0.31725 | 0.29788 | 0.26717 | 0.26218 | 0.28421 | 0.36464 | 0.48718 | 0.60789 | 0.68737 | 0.73618 | 0.74846 | 0.7817 | 0.83323 | 0.91879 | 0.97658 | 1.0021 | 0.98638 | 0.88279 | 0.73308 | 0.57305 | 0.51212 | 0.45174 | 0.3587 | 0.29402
Portfolio Adjusted1-in-10Size: 20 kW to 199.99 kWSouth of Lugo2019April Monthly Peak | Portfolio Adjusted | 1-in-10 | Size: 20 kW to 199.99 kW | South of Lugo | 2019 | April Monthly Peak | 4 | 13.8001 | 12.9621 | 12.5339 | 12.5139 | 12.7262 | 14.0379 | 15.9315 | 18.3418 | 21.8971 | 25.1392 | 27.4668 | 29.1446 | 30.3392 | 31.0408 | 31.5192 | 31.2553 | 29.7202 | 27.0841 | 24.1035 | 23.1404 | 21.876 | 20.0543 | 17.7167 | 15.5872 | 0 | 0 | 0 | 0 | 0 | 0 | 0 | 0 | 0 | 0 | 0 | 0 | 0 | 0 | 0.47279 | 0.46883 | 0.4458 | 0.40626 | 0 | 0 | 0 | 0 | 0 | 0 | 70.3297 | 69.3332 | 67.7547 | 66.1664 | 64.8025 | 63.9443 | 63.5473 | 63.6303 | 66.3386 | 71.9476 | 77.2377 | 82.3496 | 85.3848 | 86.3111 | 85.3969 | 85.323 | 85.2868 | 85.3342 | 83.9617 | 79.9147 | 75.1375 | 70.5425 | 68.2168 | 67.1946 | 0.31875 | 0.29929 | 0.26843 | 0.26341 | 0.28555 | 0.36636 | 0.48947 | 0.61075 | 0.69061 | 0.73965 | 0.75198 | 0.78538 | 0.83716 | 0.92312 | 0.98118 | 1.0068 | 0.99103 | 0.88695 | 0.73653 | 0.57575 | 0.51453 | 0.45387 | 0.36039 | 0.29541
Portfolio Adjusted1-in-10Size: 20 kW to 199.99 kWSouth of Lugo2019May Monthly Peak | Portfolio Adjusted | 1-in-10 | Size: 20 kW to 199.99 kW | South of Lugo | 2019 | May Monthly Peak | 5 | 14.0105 | 13.1746 | 12.7076 | 12.7265 | 12.9533 | 14.2042 | 15.9775 | 18.9294 | 22.7179 | 26.1633 | 28.545 | 30.1468 | 30.9065 | 31.4704 | 31.8678 | 31.4692 | 29.9882 | 27.1779 | 24.3714 | 22.8325 | 21.973 | 20.1464 | 17.825 | 15.6452 | 0 | 0 | 0 | 0 | 0 | 0 | 0 | 0 | 0 | 0 | 0 | 0 | 0 | 0 | 0.47802 | 0.47204 | 0.44982 | 0.40767 | 0 | 0 | 0 | 0 | 0 | 0 | 67.4374 | 66.8094 | 65.3674 | 64.6036 | 64.0971 | 63.4657 | 63.7188 | 63.8295 | 66.8567 | 72.4894 | 77.6202 | 81.3169 | 83.2227 | 84.0215 | 86.1573 | 87.3599 | 87.8822 | 86.7494 | 85.1939 | 82.9004 | 79.703 | 75.7211 | 72.5854 | 70.3501 | 0.31644 | 0.29712 | 0.26649 | 0.26151 | 0.28349 | 0.36371 | 0.48593 | 0.60634 | 0.68562 | 0.7343 | 0.74655 | 0.7797 | 0.83111 | 0.91644 | 0.97408 | 0.99954 | 0.98386 | 0.88054 | 0.7312 | 0.57159 | 0.51081 | 0.45059 | 0.35779 | 0.29327
Portfolio Adjusted1-in-10Size: 20 kW to 199.99 kWSouth of Lugo2019June Monthly Peak | Portfolio Adjusted | 1-in-10 | Size: 20 kW to 199.99 kW | South of Lugo | 2019 | June Monthly Peak | 6 | 14.0927 | 13.3028 | 12.8797 | 12.9282 | 13.2459 | 14.4454 | 16.309 | 19.4654 | 23.0526 | 26.5397 | 28.8581 | 30.5254 | 31.4856 | 32.1576 | 32.4954 | 32.2451 | 30.7836 | 27.9769 | 24.8104 | 22.8573 | 22.1032 | 20.3715 | 18.0127 | 15.7929 | 0 | 0 | 0 | 0 | 0 | 0 | 0 | 0 | 0 | 0 | 0 | 0 | 0 | 0 | 0.48743 | 0.48368 | 0.46175 | 0.41965 | 0 | 0 | 0 | 0 | 0 | 0 | 66.0146 | 65.5597 | 65.2751 | 65.1758 | 63.9909 | 63.2251 | 63.257 | 64.4298 | 67.1232 | 71.3642 | 76.3195 | 79.9793 | 81.6316 | 81.7059 | 82.8383 | 83.0469 | 84.3349 | 84.0883 | 84.0662 | 82.3297 | 77.9689 | 73.9706 | 71.3912 | 69.8416 | 0.31644 | 0.29712 | 0.26648 | 0.2615 | 0.28348 | 0.3637 | 0.48593 | 0.60632 | 0.6856 | 0.73429 | 0.74653 | 0.77969 | 0.83109 | 0.91642 | 0.97407 | 0.99953 | 0.98384 | 0.88052 | 0.73119 | 0.57158 | 0.5108 | 0.45058 | 0.35778 | 0.29326
Portfolio Adjusted1-in-10Size: 20 kW to 199.99 kWSouth of Lugo2019July Monthly Peak | Portfolio Adjusted | 1-in-10 | Size: 20 kW to 199.99 kW | South of Lugo | 2019 | July Monthly Peak | 7 | 14.7861 | 14.0633 | 13.6402 | 13.605 | 13.864 | 15.3366 | 17.6541 | 21.1607 | 25.0121 | 28.7573 | 31.3181 | 32.9623 | 33.6894 | 34.2586 | 34.3806 | 34.1478 | 32.6224 | 29.6736 | 26.2538 | 24.1914 | 23.3059 | 21.4984 | 18.8728 | 16.5726 | 0 | 0 | 0 | 0 | 0 | 0 | 0 | 0 | 0 | 0 | 0 | 0 | 0 | 0 | 0.51571 | 0.51222 | 0.48934 | 0.4451 | 0 | 0 | 0 | 0 | 0 | 0 | 69.5488 | 68.8406 | 68.5989 | 68.4238 | 68.0632 | 67.8165 | 67.401 | 67.5623 | 70.3368 | 74.4146 | 77.9929 | 79.2565 | 80.2404 | 81.8091 | 84.0811 | 85.0643 | 87.3318 | 85.92 | 83.9214 | 81.1595 | 77.9371 | 75.4027 | 73.6764 | 72.4845 | 0.31568 | 0.2964 | 0.26584 | 0.26087 | 0.2828 | 0.36282 | 0.48475 | 0.60486 | 0.68395 | 0.73252 | 0.74473 | 0.77781 | 0.82909 | 0.91422 | 0.97172 | 0.99712 | 0.98147 | 0.8784 | 0.72943 | 0.5702 | 0.50957 | 0.44949 | 0.35692 | 0.29256
Portfolio Adjusted1-in-10Size: 20 kW to 199.99 kWSouth of Lugo2019August Monthly Peak | Portfolio Adjusted | 1-in-10 | Size: 20 kW to 199.99 kW | South of Lugo | 2019 | August Monthly Peak | 8 | 15.0781 | 14.3473 | 13.858 | 13.7815 | 14.111 | 15.8326 | 18.1228 | 21.435 | 25.4829 | 29.3615 | 32.2392 | 34.052 | 34.8772 | 35.4113 | 35.5782 | 35.1773 | 33.3857 | 30.449 | 26.7713 | 25.2131 | 23.8655 | 21.768 | 19.0495 | 16.7646 | 0 | 0 | 0 | 0 | 0 | 0 | 0 | 0 | 0 | 0 | 0 | 0 | 0 | 0 | 0.53367 | 0.52766 | 0.50079 | 0.45674 | 0 | 0 | 0 | 0 | 0 | 0 | 70.4353 | 70.0356 | 69.9198 | 69.6226 | 69.2062 | 69.0557 | 68.9546 | 69.2152 | 71.5074 | 75.2414 | 78.5702 | 81.993 | 84.5867 | 86.0529 | 86.4555 | 87.5446 | 88.0603 | 88.4013 | 87.586 | 83.8719 | 78.7133 | 75.3164 | 73.2469 | 71.9258 | 0.31666 | 0.29733 | 0.26667 | 0.26168 | 0.28368 | 0.36395 | 0.48626 | 0.60675 | 0.68608 | 0.7348 | 0.74705 | 0.78023 | 0.83167 | 0.91706 | 0.97475 | 1.0002 | 0.98453 | 0.88114 | 0.7317 | 0.57198 | 0.51116 | 0.45089 | 0.35803 | 0.29347
Portfolio Adjusted1-in-10Size: 20 kW to 199.99 kWSouth of Lugo2019September Monthly Peak | Portfolio Adjusted | 1-in-10 | Size: 20 kW to 199.99 kW | South of Lugo | 2019 | September Monthly Peak | 9 | 15.5149 | 14.7612 | 14.2195 | 14.203 | 14.5908 | 16.3512 | 18.9946 | 22.4442 | 27.1905 | 31.3288 | 34.3951 | 36.1725 | 37.0394 | 37.5412 | 37.6978 | 37.1048 | 35.2156 | 32.022 | 28.194 | 27.0291 | 24.7411 | 22.5083 | 19.6787 | 17.3346 | 0 | 0 | 0 | 0 | 0 | 0 | 0 | 0 | 0 | 0 | 0 | 0 | 0 | 0 | 0.56547 | 0.55657 | 0.52823 | 0.48033 | 0 | 0 | 0 | 0 | 0 | 0 | 73.8385 | 72.8934 | 72.3798 | 72.1041 | 71.4229 | 70.925 | 70.7642 | 71.0576 | 73.2124 | 77.3004 | 81.9231 | 87.4071 | 91.5777 | 94.833 | 94.9753 | 94.8129 | 94.3319 | 93.1584 | 91.8767 | 89.3636 | 85.6196 | 80.3998 | 77.1207 | 75.1628 | 0.31834 | 0.2989 | 0.26808 | 0.26307 | 0.28518 | 0.36588 | 0.48884 | 0.60996 | 0.68972 | 0.73869 | 0.75101 | 0.78437 | 0.83608 | 0.92192 | 0.97991 | 1.0055 | 0.98975 | 0.8858 | 0.73558 | 0.57501 | 0.51387 | 0.45328 | 0.35993 | 0.29502
Portfolio Adjusted1-in-10Size: 20 kW to 199.99 kWSouth of Lugo2019October Monthly Peak | Portfolio Adjusted | 1-in-10 | Size: 20 kW to 199.99 kW | South of Lugo | 2019 | October Monthly Peak | 10 | 14.3041 | 13.671 | 13.2271 | 13.1842 | 13.3927 | 14.8099 | 17.4521 | 19.8229 | 23.4257 | 27.1049 | 29.8299 | 31.7238 | 32.9993 | 33.8193 | 34.168 | 33.6384 | 31.7385 | 28.5282 | 26.2454 | 24.7179 | 22.7387 | 20.7356 | 18.0844 | 15.9543 | 0 | 0 | 0 | 0 | 0 | 0 | 0 | 0 | 0 | 0 | 0 | 0 | 0 | 0 | 0.51252 | 0.50458 | 0.47608 | 0.42792 | 0 | 0 | 0 | 0 | 0 | 0 | 71.6761 | 71.2163 | 70.3325 | 69.4286 | 68.3744 | 68.1727 | 68.3085 | 68.48 | 69.5639 | 72.3125 | 76.6295 | 81.6146 | 84.5416 | 85.8816 | 86.3584 | 86.7558 | 85.8143 | 83.0729 | 79.4807 | 77.2335 | 75.2081 | 73.7852 | 72.5721 | 71.4684 | 0.31652 | 0.29719 | 0.26655 | 0.26157 | 0.28355 | 0.36379 | 0.48605 | 0.60648 | 0.68577 | 0.73447 | 0.74672 | 0.77988 | 0.8313 | 0.91665 | 0.97431 | 0.99977 | 0.98409 | 0.88074 | 0.73137 | 0.57172 | 0.51093 | 0.45069 | 0.35787 | 0.29334
Portfolio Adjusted1-in-10Size: 20 kW to 199.99 kWSouth of Lugo2019November Monthly Peak | Portfolio Adjusted | 1-in-10 | Size: 20 kW to 199.99 kW | South of Lugo | 2019 | November Monthly Peak | 11 | 13.1181 | 12.6582 | 12.321 | 12.359 | 12.6492 | 14.0692 | 15.6721 | 17.6193 | 20.6215 | 23.6272 | 25.6808 | 27.1394 | 28.0053 | 28.5326 | 28.6397 | 27.6539 | 26.2195 | 25.2853 | 23.1589 | 21.5501 | 20.1361 | 18.4205 | 16.349 | 14.6288 | 0 | 0 | 0 | 0 | 0 | 0 | 0 | 0 | 0 | 0 | 0 | 0 | 0 | 0 | 0.4296 | 0.41481 | 0.39329 | 0.37928 | 0 | 0 | 0 | 0 | 0 | 0 | 64.2843 | 62.5748 | 61.7861 | 60.2375 | 59.2239 | 58.5009 | 57.8345 | 58.9481 | 61.72 | 66.9158 | 72.5014 | 76.6687 | 78.6975 | 80.241 | 80.9728 | 80.425 | 78.9819 | 76.899 | 74.9186 | 72.271 | 70.5438 | 69.0978 | 67.2644 | 66.0852 | 0.31778 | 0.29838 | 0.26761 | 0.26261 | 0.28468 | 0.36524 | 0.48798 | 0.60889 | 0.6885 | 0.7374 | 0.74969 | 0.78299 | 0.83461 | 0.9203 | 0.97819 | 1.0038 | 0.98801 | 0.88425 | 0.73429 | 0.574 | 0.51296 | 0.45248 | 0.3593 | 0.2945
Portfolio Adjusted1-in-10Size: 20 kW to 199.99 kWSouth of Lugo2019December Monthly Peak | Portfolio Adjusted | 1-in-10 | Size: 20 kW to 199.99 kW | South of Lugo | 2019 | December Monthly Peak | 12 | 13.8318 | 13.3001 | 12.8033 | 12.8162 | 13.3438 | 14.9492 | 17.7268 | 19.7292 | 22.1691 | 23.4606 | 23.9371 | 23.3845 | 22.7754 | 22.3069 | 21.9329 | 21.2389 | 21.2661 | 22.0572 | 21.053 | 20.4262 | 19.4622 | 18.2349 | 16.6001 | 15.1866 | 0 | 0 | 0 | 0 | 0 | 0 | 0 | 0 | 0 | 0 | 0 | 0 | 0 | 0 | 0.32899 | 0.31858 | 0.31899 | 0.33086 | 0 | 0 | 0 | 0 | 0 | 0 | 47.0485 | 46.4512 | 45.5632 | 44.8651 | 44.3099 | 43.1691 | 43.9381 | 44.4648 | 45.7927 | 47.759 | 50.2225 | 52.0249 | 53.1592 | 52.8055 | 52.7632 | 52.6185 | 52.3025 | 51.0968 | 49.8681 | 49.0946 | 48.0848 | 47.4829 | 46.7347 | 46.4216 | 0.33673 | 0.31617 | 0.28357 | 0.27827 | 0.30166 | 0.38702 | 0.51709 | 0.64521 | 0.72957 | 0.78138 | 0.79441 | 0.82969 | 0.88439 | 0.97519 | 1.0365 | 1.0636 | 1.0469 | 0.93699 | 0.77808 | 0.60823 | 0.54356 | 0.47947 | 0.38073 | 0.31207
Portfolio Adjusted1-in-10Size: 20 kW to 199.99 kWSouth of Lugo2019Typical Event Day | Portfolio Adjusted | 1-in-10 | Size: 20 kW to 199.99 kW | South of Lugo | 2019 | Typical Event Day | 8 | 15.0359 | 14.3086 | 13.8243 | 13.7487 | 14.0755 | 15.7914 | 18.0689 | 21.3445 | 25.3389 | 29.1786 | 32.0233 | 33.8244 | 34.6454 | 35.1813 | 35.3533 | 34.9564 | 33.1786 | 30.2601 | 26.6176 | 25.0795 | 23.7567 | 21.6817 | 18.9815 | 16.7096 | 0 | 0 | 0 | 0 | 0 | 0 | 0 | 0 | 0 | 0 | 0 | 0 | 0 | 0 | 0.5303 | 0.52435 | 0.49768 | 0.4539 | 0 | 0 | 0 | 0 | 0 | 0 | 69.9593 | 69.3323 | 69.0434 | 68.8316 | 68.1708 | 67.7556 | 67.5942 | 68.0662 | 70.545 | 74.5801 | 78.7014 | 82.159 | 84.5091 | 86.1002 | 87.0876 | 87.6172 | 88.5148 | 87.892 | 86.8626 | 84.1812 | 80.0597 | 76.2724 | 73.8588 | 72.3537 | 0.31642 | 0.2971 | 0.26647 | 0.26149 | 0.28346 | 0.36368 | 0.4859 | 0.60629 | 0.68557 | 0.73425 | 0.74649 | 0.77965 | 0.83104 | 0.91637 | 0.97401 | 0.99947 | 0.98379 | 0.88047 | 0.73115 | 0.57155 | 0.51077 | 0.45055 | 0.35776 | 0.29325
Portfolio Adjusted1-in-10Size: 20 kW to 199.99 kWSouth of Lugo2020January Monthly Peak | Portfolio Adjusted | 1-in-10 | Size: 20 kW to 199.99 kW | South of Lugo | 2020 | January Monthly Peak | 1 | 13.6061 | 13.0761 | 12.7238 | 12.7263 | 13.2529 | 14.8095 | 17.8149 | 19.9872 | 22.3955 | 23.5524 | 23.8401 | 23.3188 | 22.9395 | 22.7609 | 22.5101 | 21.6552 | 20.9903 | 21.7542 | 20.8333 | 20.1234 | 19.1847 | 18.0792 | 16.4849 | 15.1331 | 0 | 0 | 0 | 0 | 0 | 0 | 0 | 0 | 0 | 0 | 0 | 0 | 0 | 0 | 0.33765 | 0.32483 | 0.31485 | 0.32631 | 0 | 0 | 0 | 0 | 0 | 0 | 46.1007 | 46.1095 | 45.4751 | 44.7626 | 44.5234 | 44.1974 | 43.1116 | 42.8453 | 43.8204 | 46.5179 | 48.5521 | 50.5982 | 52.6819 | 53.7152 | 54.6549 | 54.8723 | 54.467 | 53.4962 | 51.9217 | 50.9091 | 50.0536 | 49.7163 | 49.5098 | 48.4202 | 0.33716 | 0.31657 | 0.28393 | 0.27862 | 0.30204 | 0.38751 | 0.51774 | 0.64602 | 0.73049 | 0.78236 | 0.79541 | 0.83074 | 0.8855 | 0.97642 | 1.0378 | 1.065 | 1.0483 | 0.93817 | 0.77906 | 0.609 | 0.54425 | 0.48008 | 0.38121 | 0.31246
Portfolio Adjusted1-in-10Size: 20 kW to 199.99 kWSouth of Lugo2020February Monthly Peak | Portfolio Adjusted | 1-in-10 | Size: 20 kW to 199.99 kW | South of Lugo | 2020 | February Monthly Peak | 2 | 13.3448 | 12.777 | 12.3297 | 12.3675 | 12.7414 | 14.2525 | 16.6907 | 18.7776 | 21.2558 | 22.9674 | 23.8271 | 24.0722 | 24.222 | 24.2908 | 24.3941 | 23.8449 | 23.1028 | 22.4392 | 21.5864 | 20.3695 | 19.3227 | 18.1239 | 16.3604 | 14.9002 | 0 | 0 | 0 | 0 | 0 | 0 | 0 | 0 | 0 | 0 | 0 | 0 | 0 | 0 | 0.36591 | 0.35767 | 0.34654 | 0.33659 | 0 | 0 | 0 | 0 | 0 | 0 | 51.746 | 51.0639 | 50.3081 | 49.2872 | 48.5638 | 48.3136 | 47.5095 | 47.2759 | 48.7135 | 52.3739 | 56.2571 | 60.0672 | 61.9759 | 63.3366 | 63.8511 | 63.8036 | 63.1294 | 62.2241 | 60.0449 | 58.027 | 56.4995 | 55.2985 | 54.3228 | 53.0096 | 0.31838 | 0.29894 | 0.26812 | 0.26311 | 0.28522 | 0.36593 | 0.48891 | 0.61005 | 0.68981 | 0.7388 | 0.75111 | 0.78448 | 0.83619 | 0.92205 | 0.98005 | 1.0057 | 0.98988 | 0.88593 | 0.73568 | 0.57509 | 0.51394 | 0.45334 | 0.35998 | 0.29506
Portfolio Adjusted1-in-10Size: 20 kW to 199.99 kWSouth of Lugo2020March Monthly Peak | Portfolio Adjusted | 1-in-10 | Size: 20 kW to 199.99 kW | South of Lugo | 2020 | March Monthly Peak | 3 | 13.4784 | 12.7164 | 12.3696 | 12.314 | 12.5679 | 13.8967 | 16.0453 | 18.0497 | 20.7465 | 23.2402 | 24.8506 | 25.9741 | 26.8025 | 27.3026 | 27.7419 | 27.3795 | 26.0913 | 24.194 | 22.2726 | 21.7745 | 20.4482 | 18.9908 | 17.0251 | 15.1562 | 0 | 0 | 0 | 0 | 0 | 0 | 0 | 0 | 0 | 0 | 0 | 0 | 0 | 0 | 0.41613 | 0.41069 | 0.39137 | 0.36291 | 0 | 0 | 0 | 0 | 0 | 0 | 61.026 | 59.3867 | 58.7134 | 58.2382 | 57.3514 | 55.5721 | 55.0346 | 55.6989 | 58.9742 | 64.0941 | 69.3854 | 73.8931 | 76.8147 | 77.9079 | 78.37 | 78.518 | 77.5182 | 76.3893 | 74.8244 | 72.3162 | 69.6656 | 66.3076 | 63.3135 | 61.1665 | 0.31725 | 0.29788 | 0.26717 | 0.26218 | 0.28421 | 0.36464 | 0.48718 | 0.60789 | 0.68737 | 0.73618 | 0.74846 | 0.7817 | 0.83323 | 0.91879 | 0.97658 | 1.0021 | 0.98638 | 0.88279 | 0.73308 | 0.57305 | 0.51212 | 0.45174 | 0.3587 | 0.29402
Portfolio Adjusted1-in-10Size: 20 kW to 199.99 kWSouth of Lugo2020April Monthly Peak | Portfolio Adjusted | 1-in-10 | Size: 20 kW to 199.99 kW | South of Lugo | 2020 | April Monthly Peak | 4 | 13.8001 | 12.9621 | 12.5339 | 12.5139 | 12.7262 | 14.0379 | 15.9315 | 18.3418 | 21.8971 | 25.1392 | 27.4668 | 29.1446 | 30.3392 | 31.0408 | 31.5192 | 31.2553 | 29.7202 | 27.0841 | 24.1035 | 23.1404 | 21.876 | 20.0543 | 17.7167 | 15.5872 | 0 | 0 | 0 | 0 | 0 | 0 | 0 | 0 | 0 | 0 | 0 | 0 | 0 | 0 | 0.47279 | 0.46883 | 0.4458 | 0.40626 | 0 | 0 | 0 | 0 | 0 | 0 | 70.3297 | 69.3332 | 67.7547 | 66.1664 | 64.8025 | 63.9443 | 63.5473 | 63.6303 | 66.3386 | 71.9476 | 77.2377 | 82.3496 | 85.3848 | 86.3111 | 85.3969 | 85.323 | 85.2868 | 85.3342 | 83.9617 | 79.9147 | 75.1375 | 70.5425 | 68.2168 | 67.1946 | 0.31875 | 0.29929 | 0.26843 | 0.26341 | 0.28555 | 0.36636 | 0.48947 | 0.61075 | 0.69061 | 0.73965 | 0.75198 | 0.78538 | 0.83716 | 0.92312 | 0.98118 | 1.0068 | 0.99103 | 0.88695 | 0.73653 | 0.57575 | 0.51453 | 0.45387 | 0.36039 | 0.29541
Portfolio Adjusted1-in-10Size: 20 kW to 199.99 kWSouth of Lugo2020May Monthly Peak | Portfolio Adjusted | 1-in-10 | Size: 20 kW to 199.99 kW | South of Lugo | 2020 | May Monthly Peak | 5 | 14.0105 | 13.1746 | 12.7076 | 12.7265 | 12.9533 | 14.2042 | 15.9775 | 18.9294 | 22.7179 | 26.1633 | 28.545 | 30.1468 | 30.9065 | 31.4704 | 31.8677 | 31.4692 | 29.9882 | 27.1779 | 24.3714 | 22.8325 | 21.973 | 20.1464 | 17.825 | 15.6452 | 0 | 0 | 0 | 0 | 0 | 0 | 0 | 0 | 0 | 0 | 0 | 0 | 0 | 0 | 0.47802 | 0.47204 | 0.44982 | 0.40767 | 0 | 0 | 0 | 0 | 0 | 0 | 67.4374 | 66.8094 | 65.3674 | 64.6036 | 64.0971 | 63.4657 | 63.7188 | 63.8295 | 66.8567 | 72.4894 | 77.6202 | 81.3169 | 83.2227 | 84.0215 | 86.1573 | 87.3599 | 87.8822 | 86.7494 | 85.1939 | 82.9004 | 79.703 | 75.7211 | 72.5854 | 70.3501 | 0.31644 | 0.29712 | 0.26649 | 0.26151 | 0.28349 | 0.36371 | 0.48593 | 0.60634 | 0.68562 | 0.7343 | 0.74655 | 0.7797 | 0.83111 | 0.91644 | 0.97408 | 0.99954 | 0.98386 | 0.88054 | 0.7312 | 0.57159 | 0.51081 | 0.45059 | 0.35779 | 0.29327
Portfolio Adjusted1-in-10Size: 20 kW to 199.99 kWSouth of Lugo2020June Monthly Peak | Portfolio Adjusted | 1-in-10 | Size: 20 kW to 199.99 kW | South of Lugo | 2020 | June Monthly Peak | 6 | 14.0927 | 13.3028 | 12.8797 | 12.9282 | 13.2459 | 14.4454 | 16.309 | 19.4654 | 23.0526 | 26.5397 | 28.8581 | 30.5254 | 31.4856 | 32.1576 | 32.4954 | 32.2451 | 30.7836 | 27.9769 | 24.8104 | 22.8573 | 22.1032 | 20.3715 | 18.0127 | 15.7929 | 0 | 0 | 0 | 0 | 0 | 0 | 0 | 0 | 0 | 0 | 0 | 0 | 0 | 0 | 0.48743 | 0.48368 | 0.46175 | 0.41965 | 0 | 0 | 0 | 0 | 0 | 0 | 66.0146 | 65.5597 | 65.2751 | 65.1758 | 63.9909 | 63.2251 | 63.257 | 64.4298 | 67.1232 | 71.3642 | 76.3195 | 79.9793 | 81.6316 | 81.7059 | 82.8383 | 83.0469 | 84.3349 | 84.0883 | 84.0662 | 82.3297 | 77.9689 | 73.9706 | 71.3912 | 69.8416 | 0.31644 | 0.29712 | 0.26648 | 0.2615 | 0.28348 | 0.3637 | 0.48593 | 0.60632 | 0.6856 | 0.73429 | 0.74653 | 0.77969 | 0.83109 | 0.91643 | 0.97407 | 0.99953 | 0.98384 | 0.88052 | 0.73119 | 0.57158 | 0.5108 | 0.45058 | 0.35778 | 0.29326
Portfolio Adjusted1-in-10Size: 20 kW to 199.99 kWSouth of Lugo2020July Monthly Peak | Portfolio Adjusted | 1-in-10 | Size: 20 kW to 199.99 kW | South of Lugo | 2020 | July Monthly Peak | 7 | 14.7861 | 14.0633 | 13.6402 | 13.605 | 13.864 | 15.3366 | 17.6541 | 21.1607 | 25.0121 | 28.7573 | 31.3181 | 32.9623 | 33.6894 | 34.2586 | 34.3806 | 34.1478 | 32.6224 | 29.6736 | 26.2538 | 24.1914 | 23.3059 | 21.4984 | 18.8728 | 16.5726 | 0 | 0 | 0 | 0 | 0 | 0 | 0 | 0 | 0 | 0 | 0 | 0 | 0 | 0 | 0.51571 | 0.51222 | 0.48934 | 0.4451 | 0 | 0 | 0 | 0 | 0 | 0 | 69.5488 | 68.8406 | 68.5989 | 68.4238 | 68.0632 | 67.8165 | 67.401 | 67.5623 | 70.3368 | 74.4145 | 77.9929 | 79.2565 | 80.2404 | 81.8091 | 84.0811 | 85.0643 | 87.3318 | 85.92 | 83.9214 | 81.1595 | 77.9371 | 75.4027 | 73.6764 | 72.4845 | 0.31568 | 0.2964 | 0.26584 | 0.26087 | 0.2828 | 0.36282 | 0.48475 | 0.60486 | 0.68395 | 0.73252 | 0.74473 | 0.77781 | 0.82909 | 0.91422 | 0.97172 | 0.99712 | 0.98147 | 0.8784 | 0.72943 | 0.5702 | 0.50957 | 0.44949 | 0.35692 | 0.29256
Portfolio Adjusted1-in-10Size: 20 kW to 199.99 kWSouth of Lugo2020August Monthly Peak | Portfolio Adjusted | 1-in-10 | Size: 20 kW to 199.99 kW | South of Lugo | 2020 | August Monthly Peak | 8 | 15.0781 | 14.3473 | 13.858 | 13.7815 | 14.111 | 15.8326 | 18.1228 | 21.435 | 25.4829 | 29.3615 | 32.2392 | 34.052 | 34.8772 | 35.4113 | 35.5782 | 35.1773 | 33.3857 | 30.449 | 26.7713 | 25.2131 | 23.8655 | 21.768 | 19.0495 | 16.7646 | 0 | 0 | 0 | 0 | 0 | 0 | 0 | 0 | 0 | 0 | 0 | 0 | 0 | 0 | 0.53367 | 0.52766 | 0.50079 | 0.45674 | 0 | 0 | 0 | 0 | 0 | 0 | 70.4353 | 70.0356 | 69.9198 | 69.6226 | 69.2062 | 69.0557 | 68.9546 | 69.2152 | 71.5075 | 75.2414 | 78.5702 | 81.993 | 84.5867 | 86.0529 | 86.4555 | 87.5446 | 88.0603 | 88.4013 | 87.586 | 83.8719 | 78.7133 | 75.3164 | 73.2469 | 71.9258 | 0.31666 | 0.29733 | 0.26667 | 0.26168 | 0.28368 | 0.36395 | 0.48626 | 0.60675 | 0.68608 | 0.7348 | 0.74705 | 0.78023 | 0.83167 | 0.91706 | 0.97475 | 1.0002 | 0.98453 | 0.88114 | 0.7317 | 0.57198 | 0.51116 | 0.45089 | 0.35803 | 0.29347
Portfolio Adjusted1-in-10Size: 20 kW to 199.99 kWSouth of Lugo2020September Monthly Peak | Portfolio Adjusted | 1-in-10 | Size: 20 kW to 199.99 kW | South of Lugo | 2020 | September Monthly Peak | 9 | 15.5149 | 14.7612 | 14.2195 | 14.203 | 14.5908 | 16.3512 | 18.9946 | 22.4442 | 27.1905 | 31.3288 | 34.3951 | 36.1725 | 37.0394 | 37.5412 | 37.6978 | 37.1048 | 35.2156 | 32.022 | 28.194 | 27.0291 | 24.7411 | 22.5083 | 19.6787 | 17.3346 | 0 | 0 | 0 | 0 | 0 | 0 | 0 | 0 | 0 | 0 | 0 | 0 | 0 | 0 | 0.56547 | 0.55657 | 0.52823 | 0.48033 | 0 | 0 | 0 | 0 | 0 | 0 | 73.8385 | 72.8934 | 72.3798 | 72.1041 | 71.4229 | 70.925 | 70.7642 | 71.0576 | 73.2124 | 77.3004 | 81.9231 | 87.4071 | 91.5777 | 94.833 | 94.9753 | 94.8129 | 94.3319 | 93.1584 | 91.8767 | 89.3636 | 85.6196 | 80.3998 | 77.1207 | 75.1628 | 0.31834 | 0.2989 | 0.26808 | 0.26307 | 0.28518 | 0.36588 | 0.48884 | 0.60996 | 0.68972 | 0.73869 | 0.75101 | 0.78437 | 0.83608 | 0.92192 | 0.97991 | 1.0055 | 0.98975 | 0.8858 | 0.73558 | 0.57501 | 0.51387 | 0.45328 | 0.35993 | 0.29502
Portfolio Adjusted1-in-10Size: 20 kW to 199.99 kWSouth of Lugo2020October Monthly Peak | Portfolio Adjusted | 1-in-10 | Size: 20 kW to 199.99 kW | South of Lugo | 2020 | October Monthly Peak | 10 | 14.3041 | 13.671 | 13.2271 | 13.1842 | 13.3927 | 14.8099 | 17.4521 | 19.8229 | 23.4257 | 27.1049 | 29.8299 | 31.7238 | 32.9993 | 33.8193 | 34.168 | 33.6384 | 31.7385 | 28.5282 | 26.2454 | 24.7179 | 22.7387 | 20.7356 | 18.0844 | 15.9543 | 0 | 0 | 0 | 0 | 0 | 0 | 0 | 0 | 0 | 0 | 0 | 0 | 0 | 0 | 0.51252 | 0.50458 | 0.47608 | 0.42792 | 0 | 0 | 0 | 0 | 0 | 0 | 71.6761 | 71.2163 | 70.3325 | 69.4286 | 68.3744 | 68.1727 | 68.3085 | 68.48 | 69.5639 | 72.3125 | 76.6295 | 81.6146 | 84.5416 | 85.8816 | 86.3584 | 86.7558 | 85.8143 | 83.0729 | 79.4807 | 77.2335 | 75.2081 | 73.7852 | 72.5721 | 71.4684 | 0.31652 | 0.29719 | 0.26655 | 0.26157 | 0.28355 | 0.36379 | 0.48605 | 0.60648 | 0.68577 | 0.73447 | 0.74672 | 0.77988 | 0.8313 | 0.91665 | 0.97431 | 0.99977 | 0.98409 | 0.88074 | 0.73137 | 0.57172 | 0.51093 | 0.45069 | 0.35787 | 0.29334
Portfolio Adjusted1-in-10Size: 20 kW to 199.99 kWSouth of Lugo2020November Monthly Peak | Portfolio Adjusted | 1-in-10 | Size: 20 kW to 199.99 kW | South of Lugo | 2020 | November Monthly Peak | 11 | 13.1181 | 12.6582 | 12.321 | 12.359 | 12.6492 | 14.0692 | 15.6721 | 17.6193 | 20.6215 | 23.6272 | 25.6808 | 27.1394 | 28.0053 | 28.5326 | 28.6397 | 27.6539 | 26.2195 | 25.2853 | 23.1589 | 21.5501 | 20.1361 | 18.4205 | 16.349 | 14.6288 | 0 | 0 | 0 | 0 | 0 | 0 | 0 | 0 | 0 | 0 | 0 | 0 | 0 | 0 | 0.4296 | 0.41481 | 0.39329 | 0.37928 | 0 | 0 | 0 | 0 | 0 | 0 | 64.2843 | 62.5748 | 61.7861 | 60.2375 | 59.2239 | 58.5009 | 57.8345 | 58.9481 | 61.72 | 66.9158 | 72.5014 | 76.6687 | 78.6975 | 80.241 | 80.9728 | 80.425 | 78.9819 | 76.899 | 74.9186 | 72.271 | 70.5438 | 69.0978 | 67.2644 | 66.0852 | 0.31778 | 0.29838 | 0.26761 | 0.26261 | 0.28468 | 0.36524 | 0.48798 | 0.60889 | 0.6885 | 0.7374 | 0.74969 | 0.78299 | 0.83461 | 0.9203 | 0.97819 | 1.0038 | 0.98801 | 0.88425 | 0.73429 | 0.574 | 0.51296 | 0.45248 | 0.3593 | 0.2945
Portfolio Adjusted1-in-10Size: 20 kW to 199.99 kWSouth of Lugo2020December Monthly Peak | Portfolio Adjusted | 1-in-10 | Size: 20 kW to 199.99 kW | South of Lugo | 2020 | December Monthly Peak | 12 | 13.8318 | 13.3001 | 12.8033 | 12.8162 | 13.3438 | 14.9492 | 17.7268 | 19.7292 | 22.1691 | 23.4606 | 23.9371 | 23.3845 | 22.7754 | 22.3069 | 21.9329 | 21.2389 | 21.2661 | 22.0572 | 21.053 | 20.4262 | 19.4622 | 18.2349 | 16.6001 | 15.1866 | 0 | 0 | 0 | 0 | 0 | 0 | 0 | 0 | 0 | 0 | 0 | 0 | 0 | 0 | 0.32899 | 0.31858 | 0.31899 | 0.33086 | 0 | 0 | 0 | 0 | 0 | 0 | 47.0485 | 46.4512 | 45.5632 | 44.8651 | 44.3099 | 43.1691 | 43.9381 | 44.4648 | 45.7927 | 47.759 | 50.2225 | 52.0249 | 53.1592 | 52.8055 | 52.7632 | 52.6185 | 52.3025 | 51.0968 | 49.8681 | 49.0946 | 48.0848 | 47.4829 | 46.7347 | 46.4216 | 0.33673 | 0.31617 | 0.28357 | 0.27827 | 0.30166 | 0.38702 | 0.51709 | 0.64521 | 0.72957 | 0.78138 | 0.79441 | 0.82969 | 0.88439 | 0.97519 | 1.0365 | 1.0636 | 1.0469 | 0.93699 | 0.77808 | 0.60823 | 0.54356 | 0.47947 | 0.38073 | 0.31207
Portfolio Adjusted1-in-10Size: 20 kW to 199.99 kWSouth of Lugo2020Typical Event Day | Portfolio Adjusted | 1-in-10 | Size: 20 kW to 199.99 kW | South of Lugo | 2020 | Typical Event Day | 8 | 15.0359 | 14.3086 | 13.8243 | 13.7487 | 14.0755 | 15.7914 | 18.0689 | 21.3445 | 25.3389 | 29.1786 | 32.0233 | 33.8244 | 34.6454 | 35.1813 | 35.3533 | 34.9564 | 33.1786 | 30.2601 | 26.6176 | 25.0795 | 23.7567 | 21.6817 | 18.9815 | 16.7096 | 0 | 0 | 0 | 0 | 0 | 0 | 0 | 0 | 0 | 0 | 0 | 0 | 0 | 0 | 0.5303 | 0.52435 | 0.49768 | 0.4539 | 0 | 0 | 0 | 0 | 0 | 0 | 69.9593 | 69.3323 | 69.0434 | 68.8316 | 68.1708 | 67.7556 | 67.5942 | 68.0662 | 70.545 | 74.5801 | 78.7014 | 82.159 | 84.5091 | 86.1002 | 87.0876 | 87.6172 | 88.5147 | 87.892 | 86.8626 | 84.1812 | 80.0597 | 76.2724 | 73.8588 | 72.3537 | 0.31642 | 0.2971 | 0.26647 | 0.26149 | 0.28346 | 0.36368 | 0.4859 | 0.60629 | 0.68557 | 0.73425 | 0.74649 | 0.77965 | 0.83104 | 0.91637 | 0.97401 | 0.99947 | 0.98379 | 0.88047 | 0.73115 | 0.57155 | 0.51077 | 0.45055 | 0.35776 | 0.29325
Portfolio Adjusted1-in-10Size: 20 kW to 199.99 kWSouth of Lugo2021January Monthly Peak | Portfolio Adjusted | 1-in-10 | Size: 20 kW to 199.99 kW | South of Lugo | 2021 | January Monthly Peak | 1 | 13.6061 | 13.0761 | 12.7238 | 12.7263 | 13.2529 | 14.8095 | 17.8149 | 19.9872 | 22.3955 | 23.5524 | 23.8401 | 23.3188 | 22.9395 | 22.7609 | 22.5101 | 21.6552 | 20.9903 | 21.7542 | 20.8333 | 20.1234 | 19.1847 | 18.0792 | 16.4849 | 15.1331 | 0 | 0 | 0 | 0 | 0 | 0 | 0 | 0 | 0 | 0 | 0 | 0 | 0 | 0 | 0.33765 | 0.32483 | 0.31485 | 0.32631 | 0 | 0 | 0 | 0 | 0 | 0 | 46.1007 | 46.1095 | 45.4751 | 44.7626 | 44.5234 | 44.1974 | 43.1117 | 42.8453 | 43.8204 | 46.5179 | 48.5521 | 50.5982 | 52.6819 | 53.7152 | 54.6549 | 54.8723 | 54.467 | 53.4962 | 51.9217 | 50.9091 | 50.0536 | 49.7163 | 49.5098 | 48.4202 | 0.33716 | 0.31657 | 0.28393 | 0.27862 | 0.30204 | 0.38751 | 0.51774 | 0.64602 | 0.73049 | 0.78236 | 0.79541 | 0.83074 | 0.8855 | 0.97642 | 1.0378 | 1.065 | 1.0483 | 0.93817 | 0.77906 | 0.609 | 0.54425 | 0.48008 | 0.38121 | 0.31246
Portfolio Adjusted1-in-10Size: 20 kW to 199.99 kWSouth of Lugo2021February Monthly Peak | Portfolio Adjusted | 1-in-10 | Size: 20 kW to 199.99 kW | South of Lugo | 2021 | February Monthly Peak | 2 | 13.3448 | 12.777 | 12.3297 | 12.3675 | 12.7414 | 14.2525 | 16.6907 | 18.7776 | 21.2558 | 22.9674 | 23.8271 | 24.0723 | 24.222 | 24.2908 | 24.3941 | 23.8449 | 23.1028 | 22.4392 | 21.5864 | 20.3695 | 19.3227 | 18.1239 | 16.3604 | 14.9002 | 0 | 0 | 0 | 0 | 0 | 0 | 0 | 0 | 0 | 0 | 0 | 0 | 0 | 0 | 0.36591 | 0.35767 | 0.34654 | 0.33659 | 0 | 0 | 0 | 0 | 0 | 0 | 51.746 | 51.0639 | 50.3081 | 49.2872 | 48.5638 | 48.3136 | 47.5095 | 47.2759 | 48.7135 | 52.3739 | 56.2571 | 60.0672 | 61.9759 | 63.3366 | 63.8511 | 63.8036 | 63.1294 | 62.2241 | 60.0449 | 58.027 | 56.4995 | 55.2985 | 54.3228 | 53.0096 | 0.31838 | 0.29894 | 0.26812 | 0.26311 | 0.28522 | 0.36593 | 0.48891 | 0.61005 | 0.68981 | 0.7388 | 0.75111 | 0.78448 | 0.83619 | 0.92205 | 0.98005 | 1.0057 | 0.98988 | 0.88593 | 0.73568 | 0.57509 | 0.51394 | 0.45334 | 0.35998 | 0.29506
Portfolio Adjusted1-in-10Size: 20 kW to 199.99 kWSouth of Lugo2021March Monthly Peak | Portfolio Adjusted | 1-in-10 | Size: 20 kW to 199.99 kW | South of Lugo | 2021 | March Monthly Peak | 3 | 13.4784 | 12.7164 | 12.3696 | 12.314 | 12.5679 | 13.8967 | 16.0453 | 18.0497 | 20.7465 | 23.2402 | 24.8506 | 25.9741 | 26.8025 | 27.3026 | 27.7419 | 27.3795 | 26.0913 | 24.194 | 22.2726 | 21.7745 | 20.4482 | 18.9908 | 17.0251 | 15.1562 | 0 | 0 | 0 | 0 | 0 | 0 | 0 | 0 | 0 | 0 | 0 | 0 | 0 | 0 | 0.41613 | 0.41069 | 0.39137 | 0.36291 | 0 | 0 | 0 | 0 | 0 | 0 | 61.026 | 59.3867 | 58.7134 | 58.2382 | 57.3514 | 55.5721 | 55.0346 | 55.6989 | 58.9742 | 64.0941 | 69.3854 | 73.8931 | 76.8147 | 77.9079 | 78.37 | 78.518 | 77.5182 | 76.3893 | 74.8244 | 72.3162 | 69.6656 | 66.3076 | 63.3135 | 61.1665 | 0.31725 | 0.29788 | 0.26717 | 0.26218 | 0.28421 | 0.36464 | 0.48718 | 0.60789 | 0.68737 | 0.73618 | 0.74846 | 0.7817 | 0.83323 | 0.91879 | 0.97658 | 1.0021 | 0.98638 | 0.88279 | 0.73308 | 0.57305 | 0.51212 | 0.45174 | 0.3587 | 0.29402
Portfolio Adjusted1-in-10Size: 20 kW to 199.99 kWSouth of Lugo2021April Monthly Peak | Portfolio Adjusted | 1-in-10 | Size: 20 kW to 199.99 kW | South of Lugo | 2021 | April Monthly Peak | 4 | 13.8001 | 12.9621 | 12.5339 | 12.5139 | 12.7262 | 14.0379 | 15.9315 | 18.3418 | 21.8971 | 25.1392 | 27.4668 | 29.1446 | 30.3392 | 31.0408 | 31.5192 | 31.2553 | 29.7203 | 27.0841 | 24.1035 | 23.1404 | 21.876 | 20.0543 | 17.7167 | 15.5872 | 0 | 0 | 0 | 0 | 0 | 0 | 0 | 0 | 0 | 0 | 0 | 0 | 0 | 0 | 0.47279 | 0.46883 | 0.4458 | 0.40626 | 0 | 0 | 0 | 0 | 0 | 0 | 70.3297 | 69.3332 | 67.7547 | 66.1664 | 64.8025 | 63.9443 | 63.5473 | 63.6303 | 66.3386 | 71.9476 | 77.2377 | 82.3496 | 85.3848 | 86.3111 | 85.3969 | 85.323 | 85.2868 | 85.3342 | 83.9617 | 79.9147 | 75.1375 | 70.5425 | 68.2168 | 67.1946 | 0.31875 | 0.29929 | 0.26843 | 0.26341 | 0.28555 | 0.36636 | 0.48947 | 0.61075 | 0.69061 | 0.73965 | 0.75198 | 0.78538 | 0.83716 | 0.92312 | 0.98118 | 1.0068 | 0.99103 | 0.88695 | 0.73653 | 0.57575 | 0.51453 | 0.45387 | 0.36039 | 0.29541
Portfolio Adjusted1-in-10Size: 20 kW to 199.99 kWSouth of Lugo2021May Monthly Peak | Portfolio Adjusted | 1-in-10 | Size: 20 kW to 199.99 kW | South of Lugo | 2021 | May Monthly Peak | 5 | 14.0105 | 13.1746 | 12.7076 | 12.7265 | 12.9533 | 14.2042 | 15.9775 | 18.9294 | 22.7179 | 26.1633 | 28.545 | 30.1468 | 30.9065 | 31.4704 | 31.8678 | 31.4692 | 29.9882 | 27.1779 | 24.3715 | 22.8325 | 21.973 | 20.1464 | 17.825 | 15.6452 | 0 | 0 | 0 | 0 | 0 | 0 | 0 | 0 | 0 | 0 | 0 | 0 | 0 | 0 | 0.47802 | 0.47204 | 0.44982 | 0.40767 | 0 | 0 | 0 | 0 | 0 | 0 | 67.4374 | 66.8094 | 65.3674 | 64.6036 | 64.0971 | 63.4657 | 63.7188 | 63.8295 | 66.8567 | 72.4894 | 77.6202 | 81.3169 | 83.2227 | 84.0215 | 86.1573 | 87.3599 | 87.8822 | 86.7494 | 85.1939 | 82.9004 | 79.703 | 75.7211 | 72.5854 | 70.3501 | 0.31644 | 0.29712 | 0.26649 | 0.26151 | 0.28349 | 0.36371 | 0.48593 | 0.60634 | 0.68562 | 0.7343 | 0.74655 | 0.7797 | 0.83111 | 0.91644 | 0.97408 | 0.99954 | 0.98386 | 0.88054 | 0.7312 | 0.57159 | 0.51081 | 0.45059 | 0.35779 | 0.29327
Portfolio Adjusted1-in-10Size: 20 kW to 199.99 kWSouth of Lugo2021June Monthly Peak | Portfolio Adjusted | 1-in-10 | Size: 20 kW to 199.99 kW | South of Lugo | 2021 | June Monthly Peak | 6 | 14.0927 | 13.3028 | 12.8797 | 12.9282 | 13.2459 | 14.4454 | 16.309 | 19.4654 | 23.0526 | 26.5397 | 28.8581 | 30.5254 | 31.4856 | 32.1576 | 32.4954 | 32.2451 | 30.7836 | 27.9769 | 24.8104 | 22.8573 | 22.1032 | 20.3715 | 18.0127 | 15.7929 | 0 | 0 | 0 | 0 | 0 | 0 | 0 | 0 | 0 | 0 | 0 | 0 | 0 | 0 | 0.48743 | 0.48368 | 0.46175 | 0.41965 | 0 | 0 | 0 | 0 | 0 | 0 | 66.0146 | 65.5597 | 65.2751 | 65.1758 | 63.9909 | 63.2251 | 63.257 | 64.4298 | 67.1232 | 71.3641 | 76.3194 | 79.9792 | 81.6316 | 81.7059 | 82.8383 | 83.0469 | 84.3349 | 84.0883 | 84.0662 | 82.3297 | 77.9689 | 73.9706 | 71.3912 | 69.8416 | 0.31644 | 0.29712 | 0.26648 | 0.2615 | 0.28348 | 0.3637 | 0.48593 | 0.60632 | 0.6856 | 0.73429 | 0.74653 | 0.77969 | 0.83109 | 0.91642 | 0.97407 | 0.99953 | 0.98384 | 0.88052 | 0.73119 | 0.57158 | 0.5108 | 0.45058 | 0.35778 | 0.29326
Portfolio Adjusted1-in-10Size: 20 kW to 199.99 kWSouth of Lugo2021July Monthly Peak | Portfolio Adjusted | 1-in-10 | Size: 20 kW to 199.99 kW | South of Lugo | 2021 | July Monthly Peak | 7 | 14.7861 | 14.0633 | 13.6402 | 13.605 | 13.864 | 15.3366 | 17.6541 | 21.1607 | 25.0121 | 28.7573 | 31.3181 | 32.9623 | 33.6895 | 34.2586 | 34.3806 | 34.1478 | 32.6224 | 29.6736 | 26.2538 | 24.1914 | 23.3059 | 21.4984 | 18.8728 | 16.5726 | 0 | 0 | 0 | 0 | 0 | 0 | 0 | 0 | 0 | 0 | 0 | 0 | 0 | 0 | 0.51571 | 0.51222 | 0.48934 | 0.4451 | 0 | 0 | 0 | 0 | 0 | 0 | 69.5488 | 68.8406 | 68.5989 | 68.4238 | 68.0632 | 67.8165 | 67.401 | 67.5623 | 70.3368 | 74.4145 | 77.9929 | 79.2565 | 80.2404 | 81.8091 | 84.0811 | 85.0643 | 87.3318 | 85.92 | 83.9214 | 81.1595 | 77.9371 | 75.4027 | 73.6764 | 72.4845 | 0.31568 | 0.2964 | 0.26584 | 0.26087 | 0.2828 | 0.36282 | 0.48475 | 0.60486 | 0.68395 | 0.73252 | 0.74473 | 0.77781 | 0.82909 | 0.91422 | 0.97172 | 0.99712 | 0.98147 | 0.8784 | 0.72943 | 0.5702 | 0.50957 | 0.44949 | 0.35692 | 0.29256
Portfolio Adjusted1-in-10Size: 20 kW to 199.99 kWSouth of Lugo2021August Monthly Peak | Portfolio Adjusted | 1-in-10 | Size: 20 kW to 199.99 kW | South of Lugo | 2021 | August Monthly Peak | 8 | 15.0781 | 14.3473 | 13.858 | 13.7815 | 14.111 | 15.8326 | 18.1228 | 21.435 | 25.4829 | 29.3615 | 32.2392 | 34.052 | 34.8772 | 35.4113 | 35.5782 | 35.1773 | 33.3857 | 30.449 | 26.7713 | 25.2131 | 23.8655 | 21.768 | 19.0495 | 16.7646 | 0 | 0 | 0 | 0 | 0 | 0 | 0 | 0 | 0 | 0 | 0 | 0 | 0 | 0 | 0.53367 | 0.52766 | 0.50079 | 0.45674 | 0 | 0 | 0 | 0 | 0 | 0 | 70.4353 | 70.0356 | 69.9198 | 69.6226 | 69.2062 | 69.0557 | 68.9546 | 69.2152 | 71.5074 | 75.2414 | 78.5702 | 81.993 | 84.5867 | 86.0529 | 86.4555 | 87.5446 | 88.0603 | 88.4013 | 87.586 | 83.8719 | 78.7133 | 75.3164 | 73.2469 | 71.9258 | 0.31666 | 0.29733 | 0.26667 | 0.26168 | 0.28368 | 0.36395 | 0.48626 | 0.60675 | 0.68608 | 0.7348 | 0.74705 | 0.78023 | 0.83167 | 0.91706 | 0.97475 | 1.0002 | 0.98453 | 0.88114 | 0.7317 | 0.57198 | 0.51116 | 0.45089 | 0.35803 | 0.29347
Portfolio Adjusted1-in-10Size: 20 kW to 199.99 kWSouth of Lugo2021September Monthly Peak | Portfolio Adjusted | 1-in-10 | Size: 20 kW to 199.99 kW | South of Lugo | 2021 | September Monthly Peak | 9 | 15.5149 | 14.7612 | 14.2195 | 14.203 | 14.5908 | 16.3512 | 18.9946 | 22.4442 | 27.1905 | 31.3288 | 34.3951 | 36.1725 | 37.0394 | 37.5412 | 37.6978 | 37.1048 | 35.2156 | 32.022 | 28.194 | 27.0291 | 24.7411 | 22.5083 | 19.6787 | 17.3346 | 0 | 0 | 0 | 0 | 0 | 0 | 0 | 0 | 0 | 0 | 0 | 0 | 0 | 0 | 0.56547 | 0.55657 | 0.52823 | 0.48033 | 0 | 0 | 0 | 0 | 0 | 0 | 73.8385 | 72.8934 | 72.3798 | 72.1041 | 71.4229 | 70.925 | 70.7642 | 71.0576 | 73.2124 | 77.3004 | 81.9231 | 87.4071 | 91.5777 | 94.833 | 94.9753 | 94.8129 | 94.3319 | 93.1584 | 91.8767 | 89.3636 | 85.6196 | 80.3998 | 77.1207 | 75.1628 | 0.31834 | 0.2989 | 0.26808 | 0.26307 | 0.28518 | 0.36588 | 0.48884 | 0.60996 | 0.68972 | 0.73869 | 0.75101 | 0.78437 | 0.83608 | 0.92192 | 0.97991 | 1.0055 | 0.98975 | 0.8858 | 0.73558 | 0.57501 | 0.51387 | 0.45328 | 0.35993 | 0.29502
Portfolio Adjusted1-in-10Size: 20 kW to 199.99 kWSouth of Lugo2021October Monthly Peak | Portfolio Adjusted | 1-in-10 | Size: 20 kW to 199.99 kW | South of Lugo | 2021 | October Monthly Peak | 10 | 14.3041 | 13.671 | 13.2271 | 13.1842 | 13.3927 | 14.8099 | 17.4521 | 19.8229 | 23.4257 | 27.1049 | 29.8299 | 31.7238 | 32.9993 | 33.8193 | 34.168 | 33.6384 | 31.7385 | 28.5282 | 26.2454 | 24.7179 | 22.7387 | 20.7356 | 18.0844 | 15.9543 | 0 | 0 | 0 | 0 | 0 | 0 | 0 | 0 | 0 | 0 | 0 | 0 | 0 | 0 | 0.51252 | 0.50458 | 0.47608 | 0.42792 | 0 | 0 | 0 | 0 | 0 | 0 | 71.6761 | 71.2163 | 70.3325 | 69.4286 | 68.3744 | 68.1727 | 68.3085 | 68.48 | 69.5639 | 72.3125 | 76.6295 | 81.6146 | 84.5416 | 85.8816 | 86.3584 | 86.7558 | 85.8143 | 83.0729 | 79.4807 | 77.2335 | 75.2081 | 73.7852 | 72.572 | 71.4684 | 0.31652 | 0.29719 | 0.26655 | 0.26157 | 0.28355 | 0.36379 | 0.48605 | 0.60648 | 0.68577 | 0.73447 | 0.74672 | 0.77988 | 0.8313 | 0.91665 | 0.97431 | 0.99977 | 0.98409 | 0.88074 | 0.73137 | 0.57172 | 0.51093 | 0.45069 | 0.35787 | 0.29334
Portfolio Adjusted1-in-10Size: 20 kW to 199.99 kWSouth of Lugo2021November Monthly Peak | Portfolio Adjusted | 1-in-10 | Size: 20 kW to 199.99 kW | South of Lugo | 2021 | November Monthly Peak | 11 | 13.1181 | 12.6582 | 12.321 | 12.359 | 12.6492 | 14.0692 | 15.6721 | 17.6193 | 20.6215 | 23.6272 | 25.6808 | 27.1394 | 28.0053 | 28.5326 | 28.6397 | 27.6539 | 26.2195 | 25.2853 | 23.1589 | 21.5501 | 20.1361 | 18.4205 | 16.349 | 14.6288 | 0 | 0 | 0 | 0 | 0 | 0 | 0 | 0 | 0 | 0 | 0 | 0 | 0 | 0 | 0.4296 | 0.41481 | 0.39329 | 0.37928 | 0 | 0 | 0 | 0 | 0 | 0 | 64.2843 | 62.5748 | 61.7861 | 60.2375 | 59.2239 | 58.5009 | 57.8345 | 58.9481 | 61.72 | 66.9158 | 72.5014 | 76.6687 | 78.6975 | 80.241 | 80.9728 | 80.425 | 78.9819 | 76.899 | 74.9186 | 72.271 | 70.5438 | 69.0978 | 67.2644 | 66.0852 | 0.31778 | 0.29838 | 0.26761 | 0.26261 | 0.28468 | 0.36524 | 0.48798 | 0.60889 | 0.6885 | 0.7374 | 0.74969 | 0.78299 | 0.83461 | 0.9203 | 0.97819 | 1.0038 | 0.98801 | 0.88425 | 0.73429 | 0.574 | 0.51296 | 0.45248 | 0.3593 | 0.2945
Portfolio Adjusted1-in-10Size: 20 kW to 199.99 kWSouth of Lugo2021December Monthly Peak | Portfolio Adjusted | 1-in-10 | Size: 20 kW to 199.99 kW | South of Lugo | 2021 | December Monthly Peak | 12 | 13.8318 | 13.3001 | 12.8033 | 12.8162 | 13.3438 | 14.9492 | 17.7268 | 19.7292 | 22.1691 | 23.4606 | 23.9371 | 23.3845 | 22.7754 | 22.3069 | 21.9329 | 21.2389 | 21.2661 | 22.0572 | 21.053 | 20.4262 | 19.4622 | 18.2349 | 16.6001 | 15.1866 | 0 | 0 | 0 | 0 | 0 | 0 | 0 | 0 | 0 | 0 | 0 | 0 | 0 | 0 | 0.32899 | 0.31858 | 0.31899 | 0.33086 | 0 | 0 | 0 | 0 | 0 | 0 | 47.0485 | 46.4512 | 45.5632 | 44.8651 | 44.3099 | 43.1691 | 43.9381 | 44.4648 | 45.7927 | 47.759 | 50.2225 | 52.0249 | 53.1592 | 52.8055 | 52.7632 | 52.6185 | 52.3025 | 51.0968 | 49.8681 | 49.0946 | 48.0848 | 47.4829 | 46.7347 | 46.4216 | 0.33673 | 0.31617 | 0.28357 | 0.27827 | 0.30166 | 0.38702 | 0.51709 | 0.64521 | 0.72957 | 0.78138 | 0.79441 | 0.82969 | 0.88439 | 0.97519 | 1.0365 | 1.0636 | 1.0469 | 0.93699 | 0.77808 | 0.60823 | 0.54356 | 0.47947 | 0.38073 | 0.31207
Portfolio Adjusted1-in-10Size: 20 kW to 199.99 kWSouth of Lugo2021Typical Event Day | Portfolio Adjusted | 1-in-10 | Size: 20 kW to 199.99 kW | South of Lugo | 2021 | Typical Event Day | 8 | 15.0359 | 14.3086 | 13.8243 | 13.7487 | 14.0755 | 15.7914 | 18.0689 | 21.3445 | 25.3389 | 29.1786 | 32.0233 | 33.8244 | 34.6454 | 35.1813 | 35.3533 | 34.9564 | 33.1786 | 30.2601 | 26.6176 | 25.0795 | 23.7567 | 21.6817 | 18.9815 | 16.7096 | 0 | 0 | 0 | 0 | 0 | 0 | 0 | 0 | 0 | 0 | 0 | 0 | 0 | 0 | 0.5303 | 0.52435 | 0.49768 | 0.4539 | 0 | 0 | 0 | 0 | 0 | 0 | 69.9593 | 69.3323 | 69.0434 | 68.8316 | 68.1708 | 67.7556 | 67.5942 | 68.0662 | 70.545 | 74.5801 | 78.7014 | 82.159 | 84.5091 | 86.1002 | 87.0876 | 87.6172 | 88.5148 | 87.892 | 86.8626 | 84.1812 | 80.0597 | 76.2724 | 73.8588 | 72.3537 | 0.31642 | 0.2971 | 0.26647 | 0.26149 | 0.28346 | 0.36368 | 0.4859 | 0.60629 | 0.68557 | 0.73425 | 0.74649 | 0.77965 | 0.83104 | 0.91637 | 0.97401 | 0.99947 | 0.98379 | 0.88047 | 0.73115 | 0.57155 | 0.51077 | 0.45055 | 0.35776 | 0.29325
Portfolio Adjusted1-in-10Size: 20 kW to 199.99 kWSouth of Lugo2022January Monthly Peak | Portfolio Adjusted | 1-in-10 | Size: 20 kW to 199.99 kW | South of Lugo | 2022 | January Monthly Peak | 1 | 13.6061 | 13.0761 | 12.7238 | 12.7263 | 13.2529 | 14.8095 | 17.8149 | 19.9872 | 22.3955 | 23.5524 | 23.8401 | 23.3188 | 22.9395 | 22.7609 | 22.5101 | 21.6552 | 20.9903 | 21.7542 | 20.8333 | 20.1234 | 19.1847 | 18.0792 | 16.4849 | 15.1331 | 0 | 0 | 0 | 0 | 0 | 0 | 0 | 0 | 0 | 0 | 0 | 0 | 0 | 0 | 0.33765 | 0.32483 | 0.31485 | 0.32631 | 0 | 0 | 0 | 0 | 0 | 0 | 46.1007 | 46.1095 | 45.4751 | 44.7626 | 44.5234 | 44.1974 | 43.1117 | 42.8453 | 43.8204 | 46.5179 | 48.5521 | 50.5982 | 52.6819 | 53.7152 | 54.6549 | 54.8723 | 54.467 | 53.4962 | 51.9217 | 50.9091 | 50.0536 | 49.7163 | 49.5098 | 48.4202 | 0.33716 | 0.31657 | 0.28393 | 0.27862 | 0.30204 | 0.38751 | 0.51774 | 0.64602 | 0.73049 | 0.78236 | 0.79541 | 0.83074 | 0.8855 | 0.97642 | 1.0378 | 1.065 | 1.0483 | 0.93817 | 0.77906 | 0.609 | 0.54425 | 0.48008 | 0.38121 | 0.31246
Portfolio Adjusted1-in-10Size: 20 kW to 199.99 kWSouth of Lugo2022February Monthly Peak | Portfolio Adjusted | 1-in-10 | Size: 20 kW to 199.99 kW | South of Lugo | 2022 | February Monthly Peak | 2 | 13.3448 | 12.777 | 12.3297 | 12.3675 | 12.7414 | 14.2525 | 16.6907 | 18.7776 | 21.2558 | 22.9674 | 23.8271 | 24.0722 | 24.222 | 24.2908 | 24.3941 | 23.8449 | 23.1028 | 22.4392 | 21.5864 | 20.3695 | 19.3227 | 18.1239 | 16.3604 | 14.9002 | 0 | 0 | 0 | 0 | 0 | 0 | 0 | 0 | 0 | 0 | 0 | 0 | 0 | 0 | 0.36591 | 0.35767 | 0.34654 | 0.33659 | 0 | 0 | 0 | 0 | 0 | 0 | 51.746 | 51.0639 | 50.3081 | 49.2872 | 48.5638 | 48.3136 | 47.5095 | 47.2759 | 48.7135 | 52.3739 | 56.2571 | 60.0672 | 61.9759 | 63.3366 | 63.8511 | 63.8036 | 63.1294 | 62.2241 | 60.0449 | 58.027 | 56.4995 | 55.2985 | 54.3228 | 53.0096 | 0.31838 | 0.29894 | 0.26812 | 0.26311 | 0.28522 | 0.36593 | 0.48891 | 0.61005 | 0.68981 | 0.7388 | 0.75111 | 0.78448 | 0.83619 | 0.92205 | 0.98005 | 1.0057 | 0.98988 | 0.88593 | 0.73568 | 0.57509 | 0.51394 | 0.45334 | 0.35998 | 0.29506
Portfolio Adjusted1-in-10Size: 20 kW to 199.99 kWSouth of Lugo2022March Monthly Peak | Portfolio Adjusted | 1-in-10 | Size: 20 kW to 199.99 kW | South of Lugo | 2022 | March Monthly Peak | 3 | 13.4784 | 12.7164 | 12.3696 | 12.314 | 12.5679 | 13.8967 | 16.0453 | 18.0497 | 20.7465 | 23.2402 | 24.8506 | 25.9741 | 26.8025 | 27.3026 | 27.7419 | 27.3795 | 26.0913 | 24.194 | 22.2726 | 21.7745 | 20.4482 | 18.9908 | 17.0251 | 15.1562 | 0 | 0 | 0 | 0 | 0 | 0 | 0 | 0 | 0 | 0 | 0 | 0 | 0 | 0 | 0.41613 | 0.41069 | 0.39137 | 0.36291 | 0 | 0 | 0 | 0 | 0 | 0 | 61.026 | 59.3867 | 58.7134 | 58.2382 | 57.3514 | 55.5721 | 55.0346 | 55.6989 | 58.9742 | 64.0941 | 69.3854 | 73.8931 | 76.8147 | 77.9079 | 78.37 | 78.518 | 77.5182 | 76.3893 | 74.8244 | 72.3162 | 69.6656 | 66.3076 | 63.3135 | 61.1665 | 0.31725 | 0.29788 | 0.26717 | 0.26218 | 0.28421 | 0.36464 | 0.48718 | 0.60789 | 0.68737 | 0.73618 | 0.74846 | 0.7817 | 0.83323 | 0.91879 | 0.97658 | 1.0021 | 0.98638 | 0.88279 | 0.73308 | 0.57305 | 0.51212 | 0.45174 | 0.3587 | 0.29402
Portfolio Adjusted1-in-10Size: 20 kW to 199.99 kWSouth of Lugo2022April Monthly Peak | Portfolio Adjusted | 1-in-10 | Size: 20 kW to 199.99 kW | South of Lugo | 2022 | April Monthly Peak | 4 | 13.8001 | 12.9621 | 12.5339 | 12.5139 | 12.7262 | 14.0379 | 15.9315 | 18.3418 | 21.8971 | 25.1392 | 27.4668 | 29.1446 | 30.3392 | 31.0408 | 31.5192 | 31.2553 | 29.7202 | 27.0841 | 24.1035 | 23.1404 | 21.876 | 20.0543 | 17.7167 | 15.5872 | 0 | 0 | 0 | 0 | 0 | 0 | 0 | 0 | 0 | 0 | 0 | 0 | 0 | 0 | 0.47279 | 0.46883 | 0.4458 | 0.40626 | 0 | 0 | 0 | 0 | 0 | 0 | 70.3297 | 69.3332 | 67.7547 | 66.1664 | 64.8025 | 63.9443 | 63.5473 | 63.6303 | 66.3386 | 71.9476 | 77.2377 | 82.3496 | 85.3848 | 86.3111 | 85.3969 | 85.323 | 85.2868 | 85.3341 | 83.9617 | 79.9147 | 75.1375 | 70.5425 | 68.2168 | 67.1946 | 0.31875 | 0.29929 | 0.26843 | 0.26341 | 0.28555 | 0.36636 | 0.48947 | 0.61075 | 0.69061 | 0.73965 | 0.75198 | 0.78538 | 0.83716 | 0.92312 | 0.98118 | 1.0068 | 0.99103 | 0.88695 | 0.73653 | 0.57575 | 0.51453 | 0.45387 | 0.36039 | 0.29541
Portfolio Adjusted1-in-10Size: 20 kW to 199.99 kWSouth of Lugo2022May Monthly Peak | Portfolio Adjusted | 1-in-10 | Size: 20 kW to 199.99 kW | South of Lugo | 2022 | May Monthly Peak | 5 | 14.0105 | 13.1746 | 12.7076 | 12.7265 | 12.9533 | 14.2042 | 15.9775 | 18.9294 | 22.7179 | 26.1633 | 28.545 | 30.1468 | 30.9065 | 31.4705 | 31.8678 | 31.4692 | 29.9882 | 27.1779 | 24.3715 | 22.8325 | 21.973 | 20.1464 | 17.825 | 15.6452 | 0 | 0 | 0 | 0 | 0 | 0 | 0 | 0 | 0 | 0 | 0 | 0 | 0 | 0 | 0.47802 | 0.47204 | 0.44982 | 0.40767 | 0 | 0 | 0 | 0 | 0 | 0 | 67.4374 | 66.8094 | 65.3674 | 64.6036 | 64.0971 | 63.4657 | 63.7188 | 63.8295 | 66.8567 | 72.4894 | 77.6202 | 81.3169 | 83.2227 | 84.0215 | 86.1573 | 87.3599 | 87.8822 | 86.7494 | 85.1939 | 82.9004 | 79.703 | 75.7211 | 72.5854 | 70.3501 | 0.31644 | 0.29712 | 0.26649 | 0.26151 | 0.28349 | 0.36371 | 0.48593 | 0.60634 | 0.68562 | 0.7343 | 0.74655 | 0.7797 | 0.83111 | 0.91644 | 0.97408 | 0.99954 | 0.98386 | 0.88054 | 0.7312 | 0.57159 | 0.51081 | 0.45059 | 0.35779 | 0.29327
Portfolio Adjusted1-in-10Size: 20 kW to 199.99 kWSouth of Lugo2022June Monthly Peak | Portfolio Adjusted | 1-in-10 | Size: 20 kW to 199.99 kW | South of Lugo | 2022 | June Monthly Peak | 6 | 14.0927 | 13.3028 | 12.8797 | 12.9282 | 13.2459 | 14.4454 | 16.309 | 19.4654 | 23.0526 | 26.5397 | 28.8581 | 30.5254 | 31.4856 | 32.1576 | 32.4954 | 32.2451 | 30.7836 | 27.9769 | 24.8104 | 22.8573 | 22.1032 | 20.3715 | 18.0127 | 15.7929 | 0 | 0 | 0 | 0 | 0 | 0 | 0 | 0 | 0 | 0 | 0 | 0 | 0 | 0 | 0.48743 | 0.48368 | 0.46175 | 0.41965 | 0 | 0 | 0 | 0 | 0 | 0 | 66.0146 | 65.5597 | 65.2751 | 65.1758 | 63.9909 | 63.2251 | 63.257 | 64.4298 | 67.1232 | 71.3641 | 76.3195 | 79.9792 | 81.6316 | 81.7059 | 82.8383 | 83.0469 | 84.3349 | 84.0883 | 84.0662 | 82.3297 | 77.9689 | 73.9706 | 71.3912 | 69.8416 | 0.31644 | 0.29712 | 0.26648 | 0.2615 | 0.28348 | 0.3637 | 0.48593 | 0.60632 | 0.6856 | 0.73429 | 0.74653 | 0.77969 | 0.83109 | 0.91643 | 0.97407 | 0.99953 | 0.98384 | 0.88052 | 0.73119 | 0.57158 | 0.5108 | 0.45058 | 0.35778 | 0.29326
Portfolio Adjusted1-in-10Size: 20 kW to 199.99 kWSouth of Lugo2022July Monthly Peak | Portfolio Adjusted | 1-in-10 | Size: 20 kW to 199.99 kW | South of Lugo | 2022 | July Monthly Peak | 7 | 14.7861 | 14.0633 | 13.6402 | 13.605 | 13.864 | 15.3366 | 17.6541 | 21.1607 | 25.0121 | 28.7573 | 31.3181 | 32.9623 | 33.6894 | 34.2586 | 34.3806 | 34.1478 | 32.6224 | 29.6736 | 26.2538 | 24.1914 | 23.3059 | 21.4984 | 18.8728 | 16.5726 | 0 | 0 | 0 | 0 | 0 | 0 | 0 | 0 | 0 | 0 | 0 | 0 | 0 | 0 | 0.51571 | 0.51222 | 0.48934 | 0.4451 | 0 | 0 | 0 | 0 | 0 | 0 | 69.5488 | 68.8406 | 68.5989 | 68.4238 | 68.0632 | 67.8165 | 67.4009 | 67.5623 | 70.3368 | 74.4146 | 77.9929 | 79.2565 | 80.2404 | 81.8092 | 84.0811 | 85.0643 | 87.3318 | 85.92 | 83.9214 | 81.1595 | 77.9371 | 75.4027 | 73.6764 | 72.4845 | 0.31568 | 0.2964 | 0.26584 | 0.26087 | 0.2828 | 0.36282 | 0.48475 | 0.60486 | 0.68395 | 0.73252 | 0.74473 | 0.77781 | 0.82909 | 0.91422 | 0.97172 | 0.99712 | 0.98147 | 0.8784 | 0.72943 | 0.5702 | 0.50957 | 0.44949 | 0.35692 | 0.29256
Portfolio Adjusted1-in-10Size: 20 kW to 199.99 kWSouth of Lugo2022August Monthly Peak | Portfolio Adjusted | 1-in-10 | Size: 20 kW to 199.99 kW | South of Lugo | 2022 | August Monthly Peak | 8 | 15.0781 | 14.3473 | 13.858 | 13.7815 | 14.111 | 15.8326 | 18.1228 | 21.435 | 25.4829 | 29.3615 | 32.2392 | 34.052 | 34.8772 | 35.4113 | 35.5782 | 35.1773 | 33.3857 | 30.449 | 26.7713 | 25.2131 | 23.8655 | 21.768 | 19.0495 | 16.7646 | 0 | 0 | 0 | 0 | 0 | 0 | 0 | 0 | 0 | 0 | 0 | 0 | 0 | 0 | 0.53367 | 0.52766 | 0.50079 | 0.45674 | 0 | 0 | 0 | 0 | 0 | 0 | 70.4353 | 70.0356 | 69.9198 | 69.6226 | 69.2062 | 69.0557 | 68.9546 | 69.2152 | 71.5074 | 75.2414 | 78.5702 | 81.993 | 84.5867 | 86.0529 | 86.4555 | 87.5446 | 88.0603 | 88.4013 | 87.586 | 83.8719 | 78.7133 | 75.3164 | 73.2469 | 71.9258 | 0.31666 | 0.29733 | 0.26667 | 0.26168 | 0.28368 | 0.36395 | 0.48626 | 0.60675 | 0.68608 | 0.7348 | 0.74705 | 0.78023 | 0.83167 | 0.91706 | 0.97475 | 1.0002 | 0.98453 | 0.88114 | 0.7317 | 0.57198 | 0.51116 | 0.45089 | 0.35803 | 0.29347
Portfolio Adjusted1-in-10Size: 20 kW to 199.99 kWSouth of Lugo2022September Monthly Peak | Portfolio Adjusted | 1-in-10 | Size: 20 kW to 199.99 kW | South of Lugo | 2022 | September Monthly Peak | 9 | 15.5149 | 14.7612 | 14.2195 | 14.203 | 14.5908 | 16.3512 | 18.9946 | 22.4442 | 27.1905 | 31.3288 | 34.3951 | 36.1725 | 37.0394 | 37.5412 | 37.6978 | 37.1048 | 35.2156 | 32.022 | 28.194 | 27.0291 | 24.7411 | 22.5083 | 19.6787 | 17.3346 | 0 | 0 | 0 | 0 | 0 | 0 | 0 | 0 | 0 | 0 | 0 | 0 | 0 | 0 | 0.56547 | 0.55657 | 0.52823 | 0.48033 | 0 | 0 | 0 | 0 | 0 | 0 | 73.8385 | 72.8934 | 72.3798 | 72.1041 | 71.4229 | 70.925 | 70.7642 | 71.0576 | 73.2124 | 77.3004 | 81.9231 | 87.4071 | 91.5777 | 94.833 | 94.9753 | 94.8129 | 94.3319 | 93.1584 | 91.8767 | 89.3636 | 85.6196 | 80.3998 | 77.1207 | 75.1628 | 0.31834 | 0.2989 | 0.26808 | 0.26307 | 0.28518 | 0.36588 | 0.48884 | 0.60996 | 0.68972 | 0.73869 | 0.75101 | 0.78437 | 0.83608 | 0.92192 | 0.97991 | 1.0055 | 0.98975 | 0.8858 | 0.73558 | 0.57501 | 0.51387 | 0.45328 | 0.35993 | 0.29502
Portfolio Adjusted1-in-10Size: 20 kW to 199.99 kWSouth of Lugo2022October Monthly Peak | Portfolio Adjusted | 1-in-10 | Size: 20 kW to 199.99 kW | South of Lugo | 2022 | October Monthly Peak | 10 | 14.3041 | 13.671 | 13.2271 | 13.1842 | 13.3927 | 14.8099 | 17.4521 | 19.8229 | 23.4257 | 27.1049 | 29.8299 | 31.7238 | 32.9993 | 33.8193 | 34.168 | 33.6384 | 31.7385 | 28.5282 | 26.2454 | 24.7179 | 22.7387 | 20.7356 | 18.0844 | 15.9543 | 0 | 0 | 0 | 0 | 0 | 0 | 0 | 0 | 0 | 0 | 0 | 0 | 0 | 0 | 0.51252 | 0.50458 | 0.47608 | 0.42792 | 0 | 0 | 0 | 0 | 0 | 0 | 71.6761 | 71.2163 | 70.3325 | 69.4286 | 68.3744 | 68.1727 | 68.3085 | 68.48 | 69.5639 | 72.3125 | 76.6295 | 81.6146 | 84.5416 | 85.8816 | 86.3584 | 86.7558 | 85.8143 | 83.0729 | 79.4807 | 77.2335 | 75.2081 | 73.7852 | 72.5721 | 71.4684 | 0.31652 | 0.29719 | 0.26655 | 0.26157 | 0.28355 | 0.36379 | 0.48605 | 0.60648 | 0.68577 | 0.73447 | 0.74672 | 0.77988 | 0.8313 | 0.91665 | 0.97431 | 0.99977 | 0.98409 | 0.88074 | 0.73137 | 0.57172 | 0.51093 | 0.45069 | 0.35787 | 0.29334
Portfolio Adjusted1-in-10Size: 20 kW to 199.99 kWSouth of Lugo2022November Monthly Peak | Portfolio Adjusted | 1-in-10 | Size: 20 kW to 199.99 kW | South of Lugo | 2022 | November Monthly Peak | 11 | 13.1181 | 12.6582 | 12.321 | 12.359 | 12.6492 | 14.0692 | 15.6721 | 17.6193 | 20.6215 | 23.6272 | 25.6808 | 27.1394 | 28.0053 | 28.5326 | 28.6397 | 27.6539 | 26.2195 | 25.2853 | 23.1589 | 21.5501 | 20.1361 | 18.4205 | 16.349 | 14.6288 | 0 | 0 | 0 | 0 | 0 | 0 | 0 | 0 | 0 | 0 | 0 | 0 | 0 | 0 | 0.4296 | 0.41481 | 0.39329 | 0.37928 | 0 | 0 | 0 | 0 | 0 | 0 | 64.2843 | 62.5748 | 61.7861 | 60.2375 | 59.2239 | 58.5009 | 57.8345 | 58.9481 | 61.72 | 66.9158 | 72.5014 | 76.6687 | 78.6975 | 80.241 | 80.9728 | 80.425 | 78.9819 | 76.899 | 74.9186 | 72.271 | 70.5438 | 69.0978 | 67.2644 | 66.0852 | 0.31778 | 0.29838 | 0.26761 | 0.26261 | 0.28468 | 0.36524 | 0.48798 | 0.60889 | 0.6885 | 0.7374 | 0.74969 | 0.78299 | 0.83461 | 0.9203 | 0.97819 | 1.0038 | 0.98801 | 0.88425 | 0.73429 | 0.574 | 0.51296 | 0.45248 | 0.3593 | 0.2945
Portfolio Adjusted1-in-10Size: 20 kW to 199.99 kWSouth of Lugo2022December Monthly Peak | Portfolio Adjusted | 1-in-10 | Size: 20 kW to 199.99 kW | South of Lugo | 2022 | December Monthly Peak | 12 | 13.8318 | 13.3001 | 12.8033 | 12.8162 | 13.3438 | 14.9492 | 17.7268 | 19.7292 | 22.1691 | 23.4606 | 23.9371 | 23.3845 | 22.7754 | 22.3069 | 21.9329 | 21.2389 | 21.2661 | 22.0572 | 21.053 | 20.4262 | 19.4622 | 18.2349 | 16.6001 | 15.1866 | 0 | 0 | 0 | 0 | 0 | 0 | 0 | 0 | 0 | 0 | 0 | 0 | 0 | 0 | 0.32899 | 0.31858 | 0.31899 | 0.33086 | 0 | 0 | 0 | 0 | 0 | 0 | 47.0485 | 46.4512 | 45.5632 | 44.8651 | 44.3099 | 43.1691 | 43.9381 | 44.4648 | 45.7927 | 47.759 | 50.2225 | 52.0249 | 53.1592 | 52.8055 | 52.7632 | 52.6185 | 52.3025 | 51.0968 | 49.8681 | 49.0946 | 48.0848 | 47.4829 | 46.7347 | 46.4216 | 0.33673 | 0.31617 | 0.28357 | 0.27827 | 0.30166 | 0.38702 | 0.51709 | 0.64521 | 0.72957 | 0.78138 | 0.79441 | 0.82969 | 0.88439 | 0.97519 | 1.0365 | 1.0636 | 1.0469 | 0.93699 | 0.77808 | 0.60823 | 0.54356 | 0.47947 | 0.38073 | 0.31207
Portfolio Adjusted1-in-10Size: 20 kW to 199.99 kWSouth of Lugo2022Typical Event Day | Portfolio Adjusted | 1-in-10 | Size: 20 kW to 199.99 kW | South of Lugo | 2022 | Typical Event Day | 8 | 15.0359 | 14.3086 | 13.8243 | 13.7487 | 14.0755 | 15.7914 | 18.0689 | 21.3445 | 25.3389 | 29.1786 | 32.0233 | 33.8244 | 34.6454 | 35.1813 | 35.3533 | 34.9564 | 33.1786 | 30.2601 | 26.6176 | 25.0795 | 23.7567 | 21.6817 | 18.9815 | 16.7096 | 0 | 0 | 0 | 0 | 0 | 0 | 0 | 0 | 0 | 0 | 0 | 0 | 0 | 0 | 0.5303 | 0.52435 | 0.49768 | 0.4539 | 0 | 0 | 0 | 0 | 0 | 0 | 69.9593 | 69.3323 | 69.0434 | 68.8316 | 68.1708 | 67.7556 | 67.5942 | 68.0662 | 70.545 | 74.5801 | 78.7014 | 82.159 | 84.5091 | 86.1002 | 87.0876 | 87.6172 | 88.5147 | 87.892 | 86.8626 | 84.1812 | 80.0597 | 76.2724 | 73.8588 | 72.3537 | 0.31642 | 0.2971 | 0.26647 | 0.26149 | 0.28346 | 0.36368 | 0.4859 | 0.60629 | 0.68557 | 0.73425 | 0.74649 | 0.77965 | 0.83104 | 0.91637 | 0.97401 | 0.99947 | 0.98379 | 0.88047 | 0.73115 | 0.57155 | 0.51077 | 0.45055 | 0.35776 | 0.29325
Portfolio Adjusted1-in-10Size: 20 kW to 199.99 kWSouth of Lugo2023January Monthly Peak | Portfolio Adjusted | 1-in-10 | Size: 20 kW to 199.99 kW | South of Lugo | 2023 | January Monthly Peak | 1 | 13.6061 | 13.0761 | 12.7238 | 12.7263 | 13.2529 | 14.8095 | 17.8149 | 19.9872 | 22.3955 | 23.5524 | 23.8401 | 23.3188 | 22.9395 | 22.7609 | 22.5101 | 21.6552 | 20.9903 | 21.7542 | 20.8333 | 20.1234 | 19.1847 | 18.0792 | 16.4849 | 15.1331 | 0 | 0 | 0 | 0 | 0 | 0 | 0 | 0 | 0 | 0 | 0 | 0 | 0 | 0 | 0.33765 | 0.32483 | 0.31485 | 0.32631 | 0 | 0 | 0 | 0 | 0 | 0 | 46.1007 | 46.1095 | 45.4751 | 44.7626 | 44.5234 | 44.1974 | 43.1116 | 42.8453 | 43.8204 | 46.5179 | 48.5521 | 50.5982 | 52.6819 | 53.7152 | 54.6549 | 54.8723 | 54.467 | 53.4962 | 51.9217 | 50.9091 | 50.0536 | 49.7163 | 49.5098 | 48.4202 | 0.33716 | 0.31657 | 0.28393 | 0.27862 | 0.30204 | 0.38751 | 0.51774 | 0.64602 | 0.73049 | 0.78236 | 0.79541 | 0.83074 | 0.8855 | 0.97642 | 1.0378 | 1.065 | 1.0483 | 0.93817 | 0.77906 | 0.609 | 0.54425 | 0.48008 | 0.38121 | 0.31246
Portfolio Adjusted1-in-10Size: 20 kW to 199.99 kWSouth of Lugo2023February Monthly Peak | Portfolio Adjusted | 1-in-10 | Size: 20 kW to 199.99 kW | South of Lugo | 2023 | February Monthly Peak | 2 | 13.3448 | 12.777 | 12.3297 | 12.3675 | 12.7414 | 14.2525 | 16.6907 | 18.7776 | 21.2558 | 22.9674 | 23.8271 | 24.0723 | 24.222 | 24.2908 | 24.3941 | 23.8449 | 23.1028 | 22.4392 | 21.5864 | 20.3695 | 19.3227 | 18.1239 | 16.3604 | 14.9002 | 0 | 0 | 0 | 0 | 0 | 0 | 0 | 0 | 0 | 0 | 0 | 0 | 0 | 0 | 0.36591 | 0.35767 | 0.34654 | 0.33659 | 0 | 0 | 0 | 0 | 0 | 0 | 51.746 | 51.0639 | 50.3081 | 49.2872 | 48.5638 | 48.3136 | 47.5095 | 47.2759 | 48.7135 | 52.3739 | 56.2571 | 60.0672 | 61.9759 | 63.3366 | 63.8511 | 63.8036 | 63.1294 | 62.2241 | 60.0449 | 58.027 | 56.4995 | 55.2985 | 54.3228 | 53.0096 | 0.31838 | 0.29894 | 0.26812 | 0.26311 | 0.28522 | 0.36593 | 0.48891 | 0.61005 | 0.68981 | 0.7388 | 0.75111 | 0.78448 | 0.83619 | 0.92205 | 0.98005 | 1.0057 | 0.98988 | 0.88593 | 0.73568 | 0.57509 | 0.51394 | 0.45334 | 0.35998 | 0.29506
Portfolio Adjusted1-in-10Size: 20 kW to 199.99 kWSouth of Lugo2023March Monthly Peak | Portfolio Adjusted | 1-in-10 | Size: 20 kW to 199.99 kW | South of Lugo | 2023 | March Monthly Peak | 3 | 13.4784 | 12.7164 | 12.3696 | 12.314 | 12.5679 | 13.8967 | 16.0453 | 18.0497 | 20.7465 | 23.2402 | 24.8506 | 25.9741 | 26.8025 | 27.3026 | 27.7419 | 27.3795 | 26.0913 | 24.194 | 22.2726 | 21.7745 | 20.4482 | 18.9908 | 17.0251 | 15.1562 | 0 | 0 | 0 | 0 | 0 | 0 | 0 | 0 | 0 | 0 | 0 | 0 | 0 | 0 | 0.41613 | 0.41069 | 0.39137 | 0.36291 | 0 | 0 | 0 | 0 | 0 | 0 | 61.026 | 59.3867 | 58.7134 | 58.2382 | 57.3514 | 55.5721 | 55.0346 | 55.6989 | 58.9742 | 64.0941 | 69.3854 | 73.8931 | 76.8147 | 77.9079 | 78.37 | 78.518 | 77.5182 | 76.3893 | 74.8244 | 72.3162 | 69.6656 | 66.3076 | 63.3135 | 61.1665 | 0.31725 | 0.29788 | 0.26717 | 0.26218 | 0.28421 | 0.36464 | 0.48718 | 0.60789 | 0.68737 | 0.73618 | 0.74846 | 0.7817 | 0.83323 | 0.91879 | 0.97658 | 1.0021 | 0.98638 | 0.88279 | 0.73308 | 0.57305 | 0.51212 | 0.45174 | 0.3587 | 0.29402
Portfolio Adjusted1-in-10Size: 20 kW to 199.99 kWSouth of Lugo2023April Monthly Peak | Portfolio Adjusted | 1-in-10 | Size: 20 kW to 199.99 kW | South of Lugo | 2023 | April Monthly Peak | 4 | 13.8001 | 12.9621 | 12.5339 | 12.5139 | 12.7262 | 14.0379 | 15.9315 | 18.3418 | 21.8971 | 25.1392 | 27.4668 | 29.1446 | 30.3392 | 31.0408 | 31.5192 | 31.2553 | 29.7202 | 27.0841 | 24.1035 | 23.1404 | 21.876 | 20.0543 | 17.7167 | 15.5872 | 0 | 0 | 0 | 0 | 0 | 0 | 0 | 0 | 0 | 0 | 0 | 0 | 0 | 0 | 0.47279 | 0.46883 | 0.4458 | 0.40626 | 0 | 0 | 0 | 0 | 0 | 0 | 70.3297 | 69.3332 | 67.7547 | 66.1664 | 64.8025 | 63.9443 | 63.5473 | 63.6303 | 66.3386 | 71.9476 | 77.2377 | 82.3496 | 85.3848 | 86.3111 | 85.3969 | 85.323 | 85.2868 | 85.3342 | 83.9617 | 79.9147 | 75.1375 | 70.5425 | 68.2168 | 67.1946 | 0.31875 | 0.29929 | 0.26843 | 0.26341 | 0.28555 | 0.36636 | 0.48947 | 0.61075 | 0.69061 | 0.73965 | 0.75198 | 0.78538 | 0.83716 | 0.92312 | 0.98118 | 1.0068 | 0.99103 | 0.88695 | 0.73653 | 0.57575 | 0.51453 | 0.45387 | 0.36039 | 0.29541
Portfolio Adjusted1-in-10Size: 20 kW to 199.99 kWSouth of Lugo2023May Monthly Peak | Portfolio Adjusted | 1-in-10 | Size: 20 kW to 199.99 kW | South of Lugo | 2023 | May Monthly Peak | 5 | 14.0105 | 13.1746 | 12.7076 | 12.7265 | 12.9533 | 14.2042 | 15.9775 | 18.9294 | 22.7179 | 26.1633 | 28.545 | 30.1468 | 30.9065 | 31.4704 | 31.8678 | 31.4692 | 29.9882 | 27.1779 | 24.3715 | 22.8325 | 21.973 | 20.1464 | 17.825 | 15.6452 | 0 | 0 | 0 | 0 | 0 | 0 | 0 | 0 | 0 | 0 | 0 | 0 | 0 | 0 | 0.47802 | 0.47204 | 0.44982 | 0.40767 | 0 | 0 | 0 | 0 | 0 | 0 | 67.4374 | 66.8094 | 65.3674 | 64.6036 | 64.0971 | 63.4657 | 63.7188 | 63.8295 | 66.8567 | 72.4894 | 77.6202 | 81.3169 | 83.2227 | 84.0215 | 86.1573 | 87.3599 | 87.8822 | 86.7494 | 85.1939 | 82.9004 | 79.703 | 75.7211 | 72.5854 | 70.3501 | 0.31644 | 0.29712 | 0.26649 | 0.26151 | 0.28349 | 0.36371 | 0.48593 | 0.60634 | 0.68562 | 0.7343 | 0.74655 | 0.7797 | 0.83111 | 0.91644 | 0.97408 | 0.99954 | 0.98386 | 0.88054 | 0.7312 | 0.57159 | 0.51081 | 0.45059 | 0.35779 | 0.29327
Portfolio Adjusted1-in-10Size: 20 kW to 199.99 kWSouth of Lugo2023June Monthly Peak | Portfolio Adjusted | 1-in-10 | Size: 20 kW to 199.99 kW | South of Lugo | 2023 | June Monthly Peak | 6 | 14.0927 | 13.3028 | 12.8797 | 12.9282 | 13.2459 | 14.4454 | 16.309 | 19.4654 | 23.0526 | 26.5397 | 28.8581 | 30.5254 | 31.4856 | 32.1576 | 32.4954 | 32.2451 | 30.7836 | 27.9769 | 24.8104 | 22.8573 | 22.1032 | 20.3715 | 18.0127 | 15.7929 | 0 | 0 | 0 | 0 | 0 | 0 | 0 | 0 | 0 | 0 | 0 | 0 | 0 | 0 | 0.48743 | 0.48368 | 0.46175 | 0.41965 | 0 | 0 | 0 | 0 | 0 | 0 | 66.0146 | 65.5597 | 65.2751 | 65.1758 | 63.9909 | 63.2251 | 63.257 | 64.4298 | 67.1232 | 71.3642 | 76.3195 | 79.9792 | 81.6316 | 81.7059 | 82.8383 | 83.0469 | 84.3349 | 84.0883 | 84.0662 | 82.3297 | 77.9689 | 73.9706 | 71.3912 | 69.8416 | 0.31644 | 0.29712 | 0.26648 | 0.2615 | 0.28348 | 0.3637 | 0.48593 | 0.60632 | 0.6856 | 0.73429 | 0.74653 | 0.77969 | 0.83109 | 0.91643 | 0.97407 | 0.99953 | 0.98384 | 0.88052 | 0.73119 | 0.57158 | 0.5108 | 0.45058 | 0.35778 | 0.29326
Portfolio Adjusted1-in-10Size: 20 kW to 199.99 kWSouth of Lugo2023July Monthly Peak | Portfolio Adjusted | 1-in-10 | Size: 20 kW to 199.99 kW | South of Lugo | 2023 | July Monthly Peak | 7 | 14.7861 | 14.0633 | 13.6402 | 13.605 | 13.864 | 15.3366 | 17.6541 | 21.1607 | 25.0121 | 28.7573 | 31.3181 | 32.9623 | 33.6894 | 34.2586 | 34.3806 | 34.1478 | 32.6224 | 29.6736 | 26.2538 | 24.1914 | 23.3059 | 21.4984 | 18.8728 | 16.5726 | 0 | 0 | 0 | 0 | 0 | 0 | 0 | 0 | 0 | 0 | 0 | 0 | 0 | 0 | 0.51571 | 0.51222 | 0.48934 | 0.4451 | 0 | 0 | 0 | 0 | 0 | 0 | 69.5488 | 68.8406 | 68.5989 | 68.4238 | 68.0632 | 67.8165 | 67.401 | 67.5623 | 70.3368 | 74.4146 | 77.9929 | 79.2565 | 80.2404 | 81.8092 | 84.0811 | 85.0643 | 87.3318 | 85.92 | 83.9214 | 81.1595 | 77.9371 | 75.4027 | 73.6764 | 72.4845 | 0.31568 | 0.2964 | 0.26584 | 0.26087 | 0.2828 | 0.36282 | 0.48475 | 0.60486 | 0.68395 | 0.73252 | 0.74473 | 0.77781 | 0.82909 | 0.91422 | 0.97172 | 0.99712 | 0.98147 | 0.8784 | 0.72943 | 0.5702 | 0.50957 | 0.44949 | 0.35692 | 0.29256
Portfolio Adjusted1-in-10Size: 20 kW to 199.99 kWSouth of Lugo2023August Monthly Peak | Portfolio Adjusted | 1-in-10 | Size: 20 kW to 199.99 kW | South of Lugo | 2023 | August Monthly Peak | 8 | 15.0781 | 14.3473 | 13.858 | 13.7815 | 14.111 | 15.8326 | 18.1228 | 21.435 | 25.4829 | 29.3615 | 32.2392 | 34.052 | 34.8772 | 35.4113 | 35.5782 | 35.1774 | 33.3857 | 30.449 | 26.7713 | 25.2131 | 23.8655 | 21.768 | 19.0495 | 16.7646 | 0 | 0 | 0 | 0 | 0 | 0 | 0 | 0 | 0 | 0 | 0 | 0 | 0 | 0 | 0.53367 | 0.52766 | 0.50079 | 0.45674 | 0 | 0 | 0 | 0 | 0 | 0 | 70.4353 | 70.0356 | 69.9198 | 69.6226 | 69.2062 | 69.0557 | 68.9546 | 69.2152 | 71.5075 | 75.2414 | 78.5702 | 81.993 | 84.5867 | 86.0529 | 86.4555 | 87.5446 | 88.0603 | 88.4013 | 87.586 | 83.8719 | 78.7133 | 75.3164 | 73.2469 | 71.9258 | 0.31666 | 0.29733 | 0.26667 | 0.26168 | 0.28368 | 0.36395 | 0.48626 | 0.60675 | 0.68608 | 0.7348 | 0.74705 | 0.78023 | 0.83167 | 0.91706 | 0.97475 | 1.0002 | 0.98453 | 0.88114 | 0.7317 | 0.57198 | 0.51116 | 0.45089 | 0.35803 | 0.29347
Portfolio Adjusted1-in-10Size: 20 kW to 199.99 kWSouth of Lugo2023September Monthly Peak | Portfolio Adjusted | 1-in-10 | Size: 20 kW to 199.99 kW | South of Lugo | 2023 | September Monthly Peak | 9 | 15.5149 | 14.7612 | 14.2195 | 14.203 | 14.5908 | 16.3512 | 18.9946 | 22.4442 | 27.1905 | 31.3288 | 34.3951 | 36.1725 | 37.0394 | 37.5412 | 37.6978 | 37.1048 | 35.2156 | 32.022 | 28.194 | 27.0291 | 24.7411 | 22.5083 | 19.6787 | 17.3346 | 0 | 0 | 0 | 0 | 0 | 0 | 0 | 0 | 0 | 0 | 0 | 0 | 0 | 0 | 0.56547 | 0.55657 | 0.52823 | 0.48033 | 0 | 0 | 0 | 0 | 0 | 0 | 73.8385 | 72.8934 | 72.3798 | 72.1041 | 71.4229 | 70.925 | 70.7642 | 71.0576 | 73.2124 | 77.3004 | 81.9231 | 87.4071 | 91.5777 | 94.833 | 94.9753 | 94.8129 | 94.3319 | 93.1584 | 91.8767 | 89.3636 | 85.6196 | 80.3998 | 77.1207 | 75.1628 | 0.31834 | 0.2989 | 0.26808 | 0.26307 | 0.28518 | 0.36588 | 0.48884 | 0.60996 | 0.68972 | 0.73869 | 0.75101 | 0.78437 | 0.83608 | 0.92192 | 0.97991 | 1.0055 | 0.98975 | 0.8858 | 0.73558 | 0.57501 | 0.51387 | 0.45328 | 0.35993 | 0.29502
Portfolio Adjusted1-in-10Size: 20 kW to 199.99 kWSouth of Lugo2023October Monthly Peak | Portfolio Adjusted | 1-in-10 | Size: 20 kW to 199.99 kW | South of Lugo | 2023 | October Monthly Peak | 10 | 14.3041 | 13.671 | 13.2271 | 13.1842 | 13.3927 | 14.8099 | 17.4521 | 19.8229 | 23.4257 | 27.1049 | 29.8299 | 31.7238 | 32.9993 | 33.8193 | 34.168 | 33.6384 | 31.7385 | 28.5282 | 26.2454 | 24.7179 | 22.7387 | 20.7356 | 18.0844 | 15.9543 | 0 | 0 | 0 | 0 | 0 | 0 | 0 | 0 | 0 | 0 | 0 | 0 | 0 | 0 | 0.51252 | 0.50458 | 0.47608 | 0.42792 | 0 | 0 | 0 | 0 | 0 | 0 | 71.6761 | 71.2163 | 70.3325 | 69.4286 | 68.3744 | 68.1727 | 68.3085 | 68.48 | 69.5639 | 72.3125 | 76.6295 | 81.6146 | 84.5416 | 85.8816 | 86.3584 | 86.7558 | 85.8143 | 83.0729 | 79.4807 | 77.2335 | 75.2081 | 73.7852 | 72.5721 | 71.4684 | 0.31652 | 0.29719 | 0.26655 | 0.26157 | 0.28355 | 0.36379 | 0.48605 | 0.60648 | 0.68577 | 0.73447 | 0.74672 | 0.77988 | 0.8313 | 0.91665 | 0.97431 | 0.99977 | 0.98409 | 0.88074 | 0.73137 | 0.57172 | 0.51093 | 0.45069 | 0.35787 | 0.29334
Portfolio Adjusted1-in-10Size: 20 kW to 199.99 kWSouth of Lugo2023November Monthly Peak | Portfolio Adjusted | 1-in-10 | Size: 20 kW to 199.99 kW | South of Lugo | 2023 | November Monthly Peak | 11 | 13.1181 | 12.6582 | 12.321 | 12.359 | 12.6492 | 14.0692 | 15.6721 | 17.6193 | 20.6215 | 23.6272 | 25.6808 | 27.1394 | 28.0053 | 28.5326 | 28.6397 | 27.6539 | 26.2195 | 25.2853 | 23.1589 | 21.5501 | 20.1361 | 18.4205 | 16.349 | 14.6288 | 0 | 0 | 0 | 0 | 0 | 0 | 0 | 0 | 0 | 0 | 0 | 0 | 0 | 0 | 0.4296 | 0.41481 | 0.39329 | 0.37928 | 0 | 0 | 0 | 0 | 0 | 0 | 64.2843 | 62.5748 | 61.7861 | 60.2375 | 59.2239 | 58.5009 | 57.8345 | 58.9481 | 61.72 | 66.9158 | 72.5014 | 76.6687 | 78.6975 | 80.241 | 80.9728 | 80.425 | 78.9819 | 76.899 | 74.9186 | 72.271 | 70.5438 | 69.0978 | 67.2644 | 66.0852 | 0.31778 | 0.29838 | 0.26761 | 0.26261 | 0.28468 | 0.36524 | 0.48798 | 0.60889 | 0.6885 | 0.7374 | 0.74969 | 0.78299 | 0.83461 | 0.9203 | 0.97819 | 1.0038 | 0.98801 | 0.88425 | 0.73429 | 0.574 | 0.51296 | 0.45248 | 0.3593 | 0.2945
Portfolio Adjusted1-in-10Size: 20 kW to 199.99 kWSouth of Lugo2023December Monthly Peak | Portfolio Adjusted | 1-in-10 | Size: 20 kW to 199.99 kW | South of Lugo | 2023 | December Monthly Peak | 12 | 13.8318 | 13.3001 | 12.8033 | 12.8162 | 13.3438 | 14.9492 | 17.7268 | 19.7292 | 22.1691 | 23.4606 | 23.9371 | 23.3845 | 22.7754 | 22.3069 | 21.9329 | 21.2389 | 21.2661 | 22.0572 | 21.053 | 20.4262 | 19.4622 | 18.2349 | 16.6001 | 15.1866 | 0 | 0 | 0 | 0 | 0 | 0 | 0 | 0 | 0 | 0 | 0 | 0 | 0 | 0 | 0.32899 | 0.31858 | 0.31899 | 0.33086 | 0 | 0 | 0 | 0 | 0 | 0 | 47.0485 | 46.4512 | 45.5632 | 44.8651 | 44.3099 | 43.1691 | 43.9381 | 44.4648 | 45.7927 | 47.759 | 50.2225 | 52.0249 | 53.1592 | 52.8055 | 52.7632 | 52.6185 | 52.3025 | 51.0968 | 49.8681 | 49.0946 | 48.0848 | 47.4829 | 46.7347 | 46.4216 | 0.33673 | 0.31617 | 0.28357 | 0.27827 | 0.30166 | 0.38702 | 0.51709 | 0.64521 | 0.72957 | 0.78138 | 0.79441 | 0.82969 | 0.88439 | 0.97519 | 1.0365 | 1.0636 | 1.0469 | 0.93699 | 0.77808 | 0.60823 | 0.54356 | 0.47947 | 0.38073 | 0.31207
Portfolio Adjusted1-in-10Size: 20 kW to 199.99 kWSouth of Lugo2023Typical Event Day | Portfolio Adjusted | 1-in-10 | Size: 20 kW to 199.99 kW | South of Lugo | 2023 | Typical Event Day | 8 | 15.0359 | 14.3086 | 13.8243 | 13.7487 | 14.0755 | 15.7914 | 18.0689 | 21.3445 | 25.3389 | 29.1786 | 32.0233 | 33.8244 | 34.6454 | 35.1813 | 35.3533 | 34.9564 | 33.1786 | 30.2601 | 26.6176 | 25.0795 | 23.7567 | 21.6817 | 18.9815 | 16.7096 | 0 | 0 | 0 | 0 | 0 | 0 | 0 | 0 | 0 | 0 | 0 | 0 | 0 | 0 | 0.5303 | 0.52435 | 0.49768 | 0.4539 | 0 | 0 | 0 | 0 | 0 | 0 | 69.9593 | 69.3323 | 69.0434 | 68.8316 | 68.1708 | 67.7556 | 67.5942 | 68.0662 | 70.545 | 74.5801 | 78.7014 | 82.159 | 84.5091 | 86.1002 | 87.0876 | 87.6172 | 88.5148 | 87.892 | 86.8626 | 84.1812 | 80.0597 | 76.2724 | 73.8588 | 72.3537 | 0.31642 | 0.2971 | 0.26647 | 0.26149 | 0.28346 | 0.36368 | 0.4859 | 0.60629 | 0.68557 | 0.73425 | 0.74649 | 0.77965 | 0.83104 | 0.91637 | 0.97401 | 0.99947 | 0.98379 | 0.88047 | 0.73115 | 0.57155 | 0.51077 | 0.45055 | 0.35776 | 0.29325
Portfolio Adjusted1-in-10Size: 20 kW to 199.99 kWSouth of Lugo2024January Monthly Peak | Portfolio Adjusted | 1-in-10 | Size: 20 kW to 199.99 kW | South of Lugo | 2024 | January Monthly Peak | 1 | 13.6061 | 13.0761 | 12.7238 | 12.7263 | 13.2529 | 14.8095 | 17.8149 | 19.9872 | 22.3955 | 23.5524 | 23.8401 | 23.3188 | 22.9395 | 22.7609 | 22.5101 | 21.6552 | 20.9903 | 21.7542 | 20.8333 | 20.1234 | 19.1847 | 18.0792 | 16.4849 | 15.1331 | 0 | 0 | 0 | 0 | 0 | 0 | 0 | 0 | 0 | 0 | 0 | 0 | 0 | 0 | 0.33765 | 0.32483 | 0.31485 | 0.32631 | 0 | 0 | 0 | 0 | 0 | 0 | 46.1007 | 46.1095 | 45.4751 | 44.7626 | 44.5234 | 44.1974 | 43.1117 | 42.8453 | 43.8204 | 46.5179 | 48.5521 | 50.5982 | 52.6819 | 53.7152 | 54.6549 | 54.8723 | 54.467 | 53.4962 | 51.9217 | 50.9091 | 50.0536 | 49.7163 | 49.5098 | 48.4202 | 0.33716 | 0.31657 | 0.28393 | 0.27862 | 0.30204 | 0.38751 | 0.51774 | 0.64602 | 0.73049 | 0.78236 | 0.79541 | 0.83074 | 0.8855 | 0.97642 | 1.0378 | 1.065 | 1.0483 | 0.93817 | 0.77906 | 0.609 | 0.54425 | 0.48008 | 0.38121 | 0.31246
Portfolio Adjusted1-in-10Size: 20 kW to 199.99 kWSouth of Lugo2024February Monthly Peak | Portfolio Adjusted | 1-in-10 | Size: 20 kW to 199.99 kW | South of Lugo | 2024 | February Monthly Peak | 2 | 13.3448 | 12.777 | 12.3297 | 12.3675 | 12.7414 | 14.2525 | 16.6907 | 18.7776 | 21.2558 | 22.9674 | 23.8271 | 24.0723 | 24.222 | 24.2908 | 24.3941 | 23.8449 | 23.1028 | 22.4392 | 21.5864 | 20.3695 | 19.3227 | 18.1239 | 16.3604 | 14.9002 | 0 | 0 | 0 | 0 | 0 | 0 | 0 | 0 | 0 | 0 | 0 | 0 | 0 | 0 | 0.36591 | 0.35767 | 0.34654 | 0.33659 | 0 | 0 | 0 | 0 | 0 | 0 | 51.746 | 51.0639 | 50.3081 | 49.2872 | 48.5638 | 48.3136 | 47.5095 | 47.2759 | 48.7135 | 52.3739 | 56.2571 | 60.0672 | 61.9759 | 63.3366 | 63.8511 | 63.8036 | 63.1294 | 62.2241 | 60.0449 | 58.027 | 56.4995 | 55.2985 | 54.3228 | 53.0096 | 0.31838 | 0.29894 | 0.26812 | 0.26311 | 0.28522 | 0.36593 | 0.48891 | 0.61005 | 0.68981 | 0.7388 | 0.75111 | 0.78448 | 0.83619 | 0.92205 | 0.98005 | 1.0057 | 0.98988 | 0.88593 | 0.73568 | 0.57509 | 0.51394 | 0.45334 | 0.35998 | 0.29506
Portfolio Adjusted1-in-10Size: 20 kW to 199.99 kWSouth of Lugo2024March Monthly Peak | Portfolio Adjusted | 1-in-10 | Size: 20 kW to 199.99 kW | South of Lugo | 2024 | March Monthly Peak | 3 | 13.4784 | 12.7164 | 12.3696 | 12.314 | 12.5679 | 13.8967 | 16.0453 | 18.0497 | 20.7465 | 23.2402 | 24.8506 | 25.9742 | 26.8025 | 27.3026 | 27.7419 | 27.3795 | 26.0913 | 24.194 | 22.2726 | 21.7745 | 20.4482 | 18.9908 | 17.0251 | 15.1562 | 0 | 0 | 0 | 0 | 0 | 0 | 0 | 0 | 0 | 0 | 0 | 0 | 0 | 0 | 0.41613 | 0.41069 | 0.39137 | 0.36291 | 0 | 0 | 0 | 0 | 0 | 0 | 61.026 | 59.3867 | 58.7134 | 58.2382 | 57.3514 | 55.5721 | 55.0346 | 55.6989 | 58.9742 | 64.0941 | 69.3854 | 73.8931 | 76.8147 | 77.9079 | 78.37 | 78.518 | 77.5182 | 76.3893 | 74.8244 | 72.3162 | 69.6656 | 66.3076 | 63.3135 | 61.1665 | 0.31725 | 0.29788 | 0.26717 | 0.26218 | 0.28421 | 0.36464 | 0.48718 | 0.60789 | 0.68737 | 0.73618 | 0.74846 | 0.7817 | 0.83323 | 0.91879 | 0.97658 | 1.0021 | 0.98638 | 0.88279 | 0.73308 | 0.57305 | 0.51212 | 0.45174 | 0.3587 | 0.29402
Portfolio Adjusted1-in-10Size: 20 kW to 199.99 kWSouth of Lugo2024April Monthly Peak | Portfolio Adjusted | 1-in-10 | Size: 20 kW to 199.99 kW | South of Lugo | 2024 | April Monthly Peak | 4 | 13.8001 | 12.9621 | 12.5339 | 12.5139 | 12.7262 | 14.0379 | 15.9315 | 18.3418 | 21.8971 | 25.1392 | 27.4668 | 29.1446 | 30.3392 | 31.0408 | 31.5192 | 31.2553 | 29.7202 | 27.0841 | 24.1035 | 23.1404 | 21.876 | 20.0543 | 17.7167 | 15.5872 | 0 | 0 | 0 | 0 | 0 | 0 | 0 | 0 | 0 | 0 | 0 | 0 | 0 | 0 | 0.47279 | 0.46883 | 0.4458 | 0.40626 | 0 | 0 | 0 | 0 | 0 | 0 | 70.3297 | 69.3332 | 67.7547 | 66.1664 | 64.8025 | 63.9443 | 63.5473 | 63.6303 | 66.3386 | 71.9476 | 77.2377 | 82.3496 | 85.3848 | 86.3111 | 85.3969 | 85.323 | 85.2868 | 85.3342 | 83.9617 | 79.9147 | 75.1375 | 70.5425 | 68.2168 | 67.1946 | 0.31875 | 0.29929 | 0.26843 | 0.26341 | 0.28555 | 0.36636 | 0.48947 | 0.61075 | 0.69061 | 0.73965 | 0.75198 | 0.78538 | 0.83716 | 0.92312 | 0.98118 | 1.0068 | 0.99103 | 0.88695 | 0.73653 | 0.57575 | 0.51453 | 0.45387 | 0.36039 | 0.29541
Portfolio Adjusted1-in-10Size: 20 kW to 199.99 kWSouth of Lugo2024May Monthly Peak | Portfolio Adjusted | 1-in-10 | Size: 20 kW to 199.99 kW | South of Lugo | 2024 | May Monthly Peak | 5 | 14.0105 | 13.1746 | 12.7076 | 12.7265 | 12.9533 | 14.2042 | 15.9775 | 18.9294 | 22.7179 | 26.1633 | 28.545 | 30.1468 | 30.9065 | 31.4704 | 31.8678 | 31.4692 | 29.9882 | 27.1779 | 24.3715 | 22.8325 | 21.973 | 20.1464 | 17.825 | 15.6452 | 0 | 0 | 0 | 0 | 0 | 0 | 0 | 0 | 0 | 0 | 0 | 0 | 0 | 0 | 0.47802 | 0.47204 | 0.44982 | 0.40767 | 0 | 0 | 0 | 0 | 0 | 0 | 67.4374 | 66.8094 | 65.3674 | 64.6036 | 64.0971 | 63.4657 | 63.7188 | 63.8295 | 66.8567 | 72.4894 | 77.6202 | 81.3169 | 83.2227 | 84.0215 | 86.1573 | 87.3599 | 87.8822 | 86.7494 | 85.1939 | 82.9004 | 79.703 | 75.7211 | 72.5854 | 70.3501 | 0.31644 | 0.29712 | 0.26649 | 0.26151 | 0.28349 | 0.36371 | 0.48593 | 0.60634 | 0.68562 | 0.7343 | 0.74655 | 0.7797 | 0.83111 | 0.91644 | 0.97408 | 0.99954 | 0.98386 | 0.88054 | 0.7312 | 0.57159 | 0.51081 | 0.45059 | 0.35779 | 0.29327
Portfolio Adjusted1-in-10Size: 20 kW to 199.99 kWSouth of Lugo2024June Monthly Peak | Portfolio Adjusted | 1-in-10 | Size: 20 kW to 199.99 kW | South of Lugo | 2024 | June Monthly Peak | 6 | 14.0927 | 13.3028 | 12.8797 | 12.9282 | 13.2459 | 14.4454 | 16.309 | 19.4654 | 23.0526 | 26.5397 | 28.8581 | 30.5254 | 31.4856 | 32.1576 | 32.4954 | 32.2451 | 30.7836 | 27.9769 | 24.8104 | 22.8573 | 22.1032 | 20.3715 | 18.0127 | 15.7929 | 0 | 0 | 0 | 0 | 0 | 0 | 0 | 0 | 0 | 0 | 0 | 0 | 0 | 0 | 0.48743 | 0.48368 | 0.46175 | 0.41965 | 0 | 0 | 0 | 0 | 0 | 0 | 66.0146 | 65.5597 | 65.2751 | 65.1758 | 63.9909 | 63.2251 | 63.257 | 64.4298 | 67.1232 | 71.3641 | 76.3195 | 79.9793 | 81.6316 | 81.7059 | 82.8383 | 83.0469 | 84.3349 | 84.0883 | 84.0662 | 82.3297 | 77.9689 | 73.9706 | 71.3912 | 69.8416 | 0.31644 | 0.29712 | 0.26648 | 0.2615 | 0.28348 | 0.3637 | 0.48593 | 0.60632 | 0.6856 | 0.73429 | 0.74653 | 0.77969 | 0.83109 | 0.91642 | 0.97407 | 0.99953 | 0.98384 | 0.88052 | 0.73119 | 0.57158 | 0.5108 | 0.45058 | 0.35778 | 0.29326
Portfolio Adjusted1-in-10Size: 20 kW to 199.99 kWSouth of Lugo2024July Monthly Peak | Portfolio Adjusted | 1-in-10 | Size: 20 kW to 199.99 kW | South of Lugo | 2024 | July Monthly Peak | 7 | 14.7861 | 14.0633 | 13.6402 | 13.605 | 13.864 | 15.3366 | 17.6541 | 21.1607 | 25.0121 | 28.7573 | 31.3181 | 32.9623 | 33.6894 | 34.2586 | 34.3806 | 34.1478 | 32.6224 | 29.6736 | 26.2538 | 24.1914 | 23.3059 | 21.4984 | 18.8728 | 16.5726 | 0 | 0 | 0 | 0 | 0 | 0 | 0 | 0 | 0 | 0 | 0 | 0 | 0 | 0 | 0.51571 | 0.51222 | 0.48934 | 0.4451 | 0 | 0 | 0 | 0 | 0 | 0 | 69.5488 | 68.8406 | 68.5989 | 68.4238 | 68.0632 | 67.8165 | 67.401 | 67.5623 | 70.3368 | 74.4146 | 77.9929 | 79.2565 | 80.2404 | 81.8092 | 84.0811 | 85.0643 | 87.3318 | 85.92 | 83.9214 | 81.1595 | 77.9371 | 75.4027 | 73.6764 | 72.4845 | 0.31568 | 0.2964 | 0.26584 | 0.26087 | 0.2828 | 0.36282 | 0.48475 | 0.60486 | 0.68395 | 0.73252 | 0.74473 | 0.77781 | 0.82909 | 0.91422 | 0.97172 | 0.99712 | 0.98147 | 0.8784 | 0.72943 | 0.5702 | 0.50957 | 0.44949 | 0.35692 | 0.29256
Portfolio Adjusted1-in-10Size: 20 kW to 199.99 kWSouth of Lugo2024August Monthly Peak | Portfolio Adjusted | 1-in-10 | Size: 20 kW to 199.99 kW | South of Lugo | 2024 | August Monthly Peak | 8 | 15.0781 | 14.3473 | 13.858 | 13.7815 | 14.111 | 15.8326 | 18.1228 | 21.435 | 25.4829 | 29.3615 | 32.2392 | 34.052 | 34.8772 | 35.4113 | 35.5782 | 35.1773 | 33.3857 | 30.449 | 26.7713 | 25.2131 | 23.8655 | 21.768 | 19.0495 | 16.7646 | 0 | 0 | 0 | 0 | 0 | 0 | 0 | 0 | 0 | 0 | 0 | 0 | 0 | 0 | 0.53367 | 0.52766 | 0.50079 | 0.45674 | 0 | 0 | 0 | 0 | 0 | 0 | 70.4353 | 70.0356 | 69.9198 | 69.6226 | 69.2062 | 69.0557 | 68.9546 | 69.2152 | 71.5074 | 75.2414 | 78.5702 | 81.993 | 84.5867 | 86.0529 | 86.4555 | 87.5446 | 88.0603 | 88.4013 | 87.586 | 83.8719 | 78.7133 | 75.3164 | 73.2469 | 71.9258 | 0.31666 | 0.29733 | 0.26667 | 0.26168 | 0.28368 | 0.36395 | 0.48626 | 0.60675 | 0.68608 | 0.7348 | 0.74705 | 0.78023 | 0.83167 | 0.91706 | 0.97475 | 1.0002 | 0.98453 | 0.88114 | 0.7317 | 0.57198 | 0.51116 | 0.45089 | 0.35803 | 0.29347
Portfolio Adjusted1-in-10Size: 20 kW to 199.99 kWSouth of Lugo2024September Monthly Peak | Portfolio Adjusted | 1-in-10 | Size: 20 kW to 199.99 kW | South of Lugo | 2024 | September Monthly Peak | 9 | 15.5149 | 14.7612 | 14.2195 | 14.203 | 14.5908 | 16.3512 | 18.9946 | 22.4442 | 27.1905 | 31.3288 | 34.3951 | 36.1725 | 37.0394 | 37.5412 | 37.6978 | 37.1048 | 35.2156 | 32.022 | 28.194 | 27.0291 | 24.7411 | 22.5083 | 19.6787 | 17.3346 | 0 | 0 | 0 | 0 | 0 | 0 | 0 | 0 | 0 | 0 | 0 | 0 | 0 | 0 | 0.56547 | 0.55657 | 0.52823 | 0.48033 | 0 | 0 | 0 | 0 | 0 | 0 | 73.8385 | 72.8934 | 72.3798 | 72.1041 | 71.4229 | 70.925 | 70.7642 | 71.0576 | 73.2124 | 77.3004 | 81.9231 | 87.4071 | 91.5777 | 94.833 | 94.9753 | 94.8129 | 94.3319 | 93.1584 | 91.8767 | 89.3636 | 85.6196 | 80.3998 | 77.1207 | 75.1628 | 0.31834 | 0.2989 | 0.26808 | 0.26307 | 0.28518 | 0.36588 | 0.48884 | 0.60996 | 0.68972 | 0.73869 | 0.75101 | 0.78437 | 0.83608 | 0.92192 | 0.97991 | 1.0055 | 0.98975 | 0.8858 | 0.73558 | 0.57501 | 0.51387 | 0.45328 | 0.35993 | 0.29502
Portfolio Adjusted1-in-10Size: 20 kW to 199.99 kWSouth of Lugo2024October Monthly Peak | Portfolio Adjusted | 1-in-10 | Size: 20 kW to 199.99 kW | South of Lugo | 2024 | October Monthly Peak | 10 | 14.3041 | 13.671 | 13.2271 | 13.1842 | 13.3927 | 14.8099 | 17.4521 | 19.8229 | 23.4257 | 27.1049 | 29.8299 | 31.7238 | 32.9993 | 33.8193 | 34.168 | 33.6384 | 31.7385 | 28.5282 | 26.2454 | 24.7179 | 22.7387 | 20.7356 | 18.0844 | 15.9543 | 0 | 0 | 0 | 0 | 0 | 0 | 0 | 0 | 0 | 0 | 0 | 0 | 0 | 0 | 0.51252 | 0.50458 | 0.47608 | 0.42792 | 0 | 0 | 0 | 0 | 0 | 0 | 71.6761 | 71.2163 | 70.3325 | 69.4286 | 68.3744 | 68.1727 | 68.3085 | 68.48 | 69.5639 | 72.3125 | 76.6295 | 81.6145 | 84.5416 | 85.8816 | 86.3584 | 86.7558 | 85.8143 | 83.0729 | 79.4807 | 77.2335 | 75.2081 | 73.7852 | 72.5721 | 71.4684 | 0.31652 | 0.29719 | 0.26655 | 0.26157 | 0.28355 | 0.36379 | 0.48605 | 0.60648 | 0.68577 | 0.73447 | 0.74672 | 0.77988 | 0.8313 | 0.91665 | 0.97431 | 0.99977 | 0.98409 | 0.88074 | 0.73137 | 0.57172 | 0.51093 | 0.45069 | 0.35787 | 0.29334
Portfolio Adjusted1-in-10Size: 20 kW to 199.99 kWSouth of Lugo2024November Monthly Peak | Portfolio Adjusted | 1-in-10 | Size: 20 kW to 199.99 kW | South of Lugo | 2024 | November Monthly Peak | 11 | 13.1181 | 12.6582 | 12.321 | 12.359 | 12.6492 | 14.0692 | 15.6721 | 17.6193 | 20.6215 | 23.6272 | 25.6808 | 27.1394 | 28.0053 | 28.5326 | 28.6397 | 27.6539 | 26.2195 | 25.2853 | 23.1589 | 21.5501 | 20.1361 | 18.4205 | 16.349 | 14.6288 | 0 | 0 | 0 | 0 | 0 | 0 | 0 | 0 | 0 | 0 | 0 | 0 | 0 | 0 | 0.4296 | 0.41481 | 0.39329 | 0.37928 | 0 | 0 | 0 | 0 | 0 | 0 | 64.2843 | 62.5748 | 61.7861 | 60.2375 | 59.2239 | 58.5009 | 57.8345 | 58.9481 | 61.72 | 66.9158 | 72.5014 | 76.6687 | 78.6975 | 80.241 | 80.9728 | 80.425 | 78.9819 | 76.899 | 74.9186 | 72.271 | 70.5438 | 69.0978 | 67.2644 | 66.0852 | 0.31778 | 0.29838 | 0.26761 | 0.26261 | 0.28468 | 0.36524 | 0.48798 | 0.60889 | 0.6885 | 0.7374 | 0.74969 | 0.78299 | 0.83461 | 0.9203 | 0.97819 | 1.0038 | 0.98801 | 0.88425 | 0.73429 | 0.574 | 0.51296 | 0.45248 | 0.3593 | 0.2945
Portfolio Adjusted1-in-10Size: 20 kW to 199.99 kWSouth of Lugo2024December Monthly Peak | Portfolio Adjusted | 1-in-10 | Size: 20 kW to 199.99 kW | South of Lugo | 2024 | December Monthly Peak | 12 | 13.8318 | 13.3001 | 12.8033 | 12.8162 | 13.3438 | 14.9492 | 17.7268 | 19.7292 | 22.1691 | 23.4606 | 23.9371 | 23.3845 | 22.7754 | 22.3069 | 21.9329 | 21.2389 | 21.2661 | 22.0572 | 21.053 | 20.4262 | 19.4622 | 18.2349 | 16.6001 | 15.1866 | 0 | 0 | 0 | 0 | 0 | 0 | 0 | 0 | 0 | 0 | 0 | 0 | 0 | 0 | 0.32899 | 0.31858 | 0.31899 | 0.33086 | 0 | 0 | 0 | 0 | 0 | 0 | 47.0485 | 46.4512 | 45.5632 | 44.8651 | 44.3099 | 43.1691 | 43.9381 | 44.4648 | 45.7927 | 47.759 | 50.2225 | 52.0249 | 53.1592 | 52.8055 | 52.7632 | 52.6185 | 52.3025 | 51.0968 | 49.8681 | 49.0946 | 48.0848 | 47.4829 | 46.7347 | 46.4216 | 0.33673 | 0.31617 | 0.28357 | 0.27827 | 0.30166 | 0.38702 | 0.51709 | 0.64521 | 0.72957 | 0.78138 | 0.79441 | 0.82969 | 0.88439 | 0.97519 | 1.0365 | 1.0636 | 1.0469 | 0.93699 | 0.77808 | 0.60823 | 0.54356 | 0.47947 | 0.38073 | 0.31207
Portfolio Adjusted1-in-10Size: 20 kW to 199.99 kWSouth of Lugo2024Typical Event Day | Portfolio Adjusted | 1-in-10 | Size: 20 kW to 199.99 kW | South of Lugo | 2024 | Typical Event Day | 8 | 15.0359 | 14.3086 | 13.8243 | 13.7487 | 14.0755 | 15.7914 | 18.0689 | 21.3445 | 25.3389 | 29.1786 | 32.0233 | 33.8244 | 34.6454 | 35.1813 | 35.3533 | 34.9564 | 33.1786 | 30.2601 | 26.6176 | 25.0795 | 23.7567 | 21.6817 | 18.9815 | 16.7096 | 0 | 0 | 0 | 0 | 0 | 0 | 0 | 0 | 0 | 0 | 0 | 0 | 0 | 0 | 0.5303 | 0.52435 | 0.49768 | 0.4539 | 0 | 0 | 0 | 0 | 0 | 0 | 69.9593 | 69.3323 | 69.0434 | 68.8316 | 68.1708 | 67.7556 | 67.5942 | 68.0662 | 70.545 | 74.5801 | 78.7014 | 82.159 | 84.5091 | 86.1002 | 87.0876 | 87.6172 | 88.5148 | 87.892 | 86.8626 | 84.1812 | 80.0597 | 76.2724 | 73.8588 | 72.3537 | 0.31642 | 0.2971 | 0.26647 | 0.26149 | 0.28346 | 0.36368 | 0.4859 | 0.60629 | 0.68557 | 0.73425 | 0.74649 | 0.77965 | 0.83104 | 0.91637 | 0.97401 | 0.99947 | 0.98379 | 0.88047 | 0.73115 | 0.57155 | 0.51077 | 0.45055 | 0.35776 | 0.29325
Portfolio Adjusted1-in-10Size: 20 kW to 199.99 kWSouth of Lugo2025January Monthly Peak | Portfolio Adjusted | 1-in-10 | Size: 20 kW to 199.99 kW | South of Lugo | 2025 | January Monthly Peak | 1 | 13.6061 | 13.0761 | 12.7238 | 12.7263 | 13.2529 | 14.8095 | 17.8149 | 19.9872 | 22.3955 | 23.5524 | 23.8401 | 23.3188 | 22.9395 | 22.7609 | 22.5101 | 21.6552 | 20.9903 | 21.7542 | 20.8333 | 20.1234 | 19.1847 | 18.0792 | 16.4849 | 15.1331 | 0 | 0 | 0 | 0 | 0 | 0 | 0 | 0 | 0 | 0 | 0 | 0 | 0 | 0 | 0.33765 | 0.32483 | 0.31485 | 0.32631 | 0 | 0 | 0 | 0 | 0 | 0 | 46.1007 | 46.1095 | 45.4751 | 44.7626 | 44.5234 | 44.1974 | 43.1117 | 42.8453 | 43.8204 | 46.5179 | 48.5521 | 50.5982 | 52.6819 | 53.7152 | 54.6549 | 54.8723 | 54.467 | 53.4962 | 51.9217 | 50.9091 | 50.0536 | 49.7163 | 49.5098 | 48.4202 | 0.33716 | 0.31657 | 0.28393 | 0.27862 | 0.30204 | 0.38751 | 0.51774 | 0.64602 | 0.73049 | 0.78236 | 0.79541 | 0.83074 | 0.8855 | 0.97642 | 1.0378 | 1.065 | 1.0483 | 0.93817 | 0.77906 | 0.609 | 0.54425 | 0.48008 | 0.38121 | 0.31246
Portfolio Adjusted1-in-10Size: 20 kW to 199.99 kWSouth of Lugo2025February Monthly Peak | Portfolio Adjusted | 1-in-10 | Size: 20 kW to 199.99 kW | South of Lugo | 2025 | February Monthly Peak | 2 | 13.3448 | 12.777 | 12.3297 | 12.3675 | 12.7414 | 14.2525 | 16.6907 | 18.7776 | 21.2558 | 22.9674 | 23.8271 | 24.0723 | 24.222 | 24.2908 | 24.3941 | 23.8449 | 23.1028 | 22.4392 | 21.5864 | 20.3695 | 19.3227 | 18.1239 | 16.3604 | 14.9002 | 0 | 0 | 0 | 0 | 0 | 0 | 0 | 0 | 0 | 0 | 0 | 0 | 0 | 0 | 0.36591 | 0.35767 | 0.34654 | 0.33659 | 0 | 0 | 0 | 0 | 0 | 0 | 51.746 | 51.0639 | 50.3081 | 49.2872 | 48.5638 | 48.3136 | 47.5095 | 47.2759 | 48.7135 | 52.3739 | 56.2571 | 60.0672 | 61.9759 | 63.3366 | 63.8511 | 63.8036 | 63.1294 | 62.2241 | 60.0449 | 58.027 | 56.4995 | 55.2985 | 54.3228 | 53.0096 | 0.31838 | 0.29894 | 0.26812 | 0.26311 | 0.28522 | 0.36593 | 0.48891 | 0.61005 | 0.68981 | 0.7388 | 0.75111 | 0.78448 | 0.83619 | 0.92205 | 0.98005 | 1.0057 | 0.98988 | 0.88593 | 0.73568 | 0.57509 | 0.51394 | 0.45334 | 0.35998 | 0.29506
Portfolio Adjusted1-in-10Size: 20 kW to 199.99 kWSouth of Lugo2025March Monthly Peak | Portfolio Adjusted | 1-in-10 | Size: 20 kW to 199.99 kW | South of Lugo | 2025 | March Monthly Peak | 3 | 13.4784 | 12.7164 | 12.3696 | 12.314 | 12.5679 | 13.8967 | 16.0453 | 18.0497 | 20.7465 | 23.2402 | 24.8506 | 25.9741 | 26.8025 | 27.3026 | 27.7419 | 27.3795 | 26.0913 | 24.194 | 22.2726 | 21.7745 | 20.4482 | 18.9908 | 17.0251 | 15.1562 | 0 | 0 | 0 | 0 | 0 | 0 | 0 | 0 | 0 | 0 | 0 | 0 | 0 | 0 | 0.41613 | 0.41069 | 0.39137 | 0.36291 | 0 | 0 | 0 | 0 | 0 | 0 | 61.026 | 59.3867 | 58.7134 | 58.2382 | 57.3514 | 55.5721 | 55.0346 | 55.6989 | 58.9742 | 64.0941 | 69.3854 | 73.8931 | 76.8147 | 77.9079 | 78.37 | 78.518 | 77.5182 | 76.3893 | 74.8244 | 72.3162 | 69.6656 | 66.3076 | 63.3135 | 61.1665 | 0.31725 | 0.29788 | 0.26717 | 0.26218 | 0.28421 | 0.36464 | 0.48718 | 0.60789 | 0.68737 | 0.73618 | 0.74846 | 0.7817 | 0.83323 | 0.91879 | 0.97658 | 1.0021 | 0.98638 | 0.88279 | 0.73308 | 0.57305 | 0.51212 | 0.45174 | 0.3587 | 0.29402
Portfolio Adjusted1-in-10Size: 20 kW to 199.99 kWSouth of Lugo2025April Monthly Peak | Portfolio Adjusted | 1-in-10 | Size: 20 kW to 199.99 kW | South of Lugo | 2025 | April Monthly Peak | 4 | 13.8001 | 12.9621 | 12.5339 | 12.5139 | 12.7262 | 14.0379 | 15.9315 | 18.3418 | 21.8971 | 25.1392 | 27.4668 | 29.1446 | 30.3392 | 31.0408 | 31.5192 | 31.2553 | 29.7203 | 27.0841 | 24.1035 | 23.1404 | 21.876 | 20.0543 | 17.7167 | 15.5872 | 0 | 0 | 0 | 0 | 0 | 0 | 0 | 0 | 0 | 0 | 0 | 0 | 0 | 0 | 0.47279 | 0.46883 | 0.4458 | 0.40626 | 0 | 0 | 0 | 0 | 0 | 0 | 70.3297 | 69.3332 | 67.7547 | 66.1664 | 64.8025 | 63.9443 | 63.5473 | 63.6303 | 66.3386 | 71.9476 | 77.2377 | 82.3496 | 85.3848 | 86.3111 | 85.3969 | 85.323 | 85.2868 | 85.3342 | 83.9617 | 79.9147 | 75.1375 | 70.5425 | 68.2168 | 67.1946 | 0.31875 | 0.29929 | 0.26843 | 0.26341 | 0.28555 | 0.36636 | 0.48947 | 0.61075 | 0.69061 | 0.73965 | 0.75198 | 0.78538 | 0.83716 | 0.92312 | 0.98118 | 1.0068 | 0.99103 | 0.88695 | 0.73653 | 0.57575 | 0.51453 | 0.45387 | 0.36039 | 0.29541
Portfolio Adjusted1-in-10Size: 20 kW to 199.99 kWSouth of Lugo2025May Monthly Peak | Portfolio Adjusted | 1-in-10 | Size: 20 kW to 199.99 kW | South of Lugo | 2025 | May Monthly Peak | 5 | 14.0105 | 13.1746 | 12.7076 | 12.7265 | 12.9533 | 14.2042 | 15.9775 | 18.9294 | 22.7179 | 26.1633 | 28.545 | 30.1468 | 30.9065 | 31.4705 | 31.8677 | 31.4692 | 29.9882 | 27.1779 | 24.3714 | 22.8325 | 21.973 | 20.1464 | 17.825 | 15.6452 | 0 | 0 | 0 | 0 | 0 | 0 | 0 | 0 | 0 | 0 | 0 | 0 | 0 | 0 | 0.47802 | 0.47204 | 0.44982 | 0.40767 | 0 | 0 | 0 | 0 | 0 | 0 | 67.4374 | 66.8094 | 65.3674 | 64.6036 | 64.0971 | 63.4657 | 63.7188 | 63.8295 | 66.8567 | 72.4894 | 77.6202 | 81.3169 | 83.2227 | 84.0215 | 86.1573 | 87.3599 | 87.8822 | 86.7494 | 85.1939 | 82.9004 | 79.703 | 75.7211 | 72.5854 | 70.3501 | 0.31644 | 0.29712 | 0.26649 | 0.26151 | 0.28349 | 0.36371 | 0.48593 | 0.60634 | 0.68562 | 0.7343 | 0.74655 | 0.7797 | 0.83111 | 0.91644 | 0.97408 | 0.99954 | 0.98386 | 0.88054 | 0.7312 | 0.57159 | 0.51081 | 0.45059 | 0.35779 | 0.29327
Portfolio Adjusted1-in-10Size: 20 kW to 199.99 kWSouth of Lugo2025June Monthly Peak | Portfolio Adjusted | 1-in-10 | Size: 20 kW to 199.99 kW | South of Lugo | 2025 | June Monthly Peak | 6 | 14.0927 | 13.3028 | 12.8797 | 12.9282 | 13.2459 | 14.4454 | 16.309 | 19.4654 | 23.0526 | 26.5397 | 28.8581 | 30.5254 | 31.4856 | 32.1576 | 32.4954 | 32.2451 | 30.7836 | 27.9769 | 24.8104 | 22.8573 | 22.1032 | 20.3715 | 18.0127 | 15.7929 | 0 | 0 | 0 | 0 | 0 | 0 | 0 | 0 | 0 | 0 | 0 | 0 | 0 | 0 | 0.48743 | 0.48368 | 0.46175 | 0.41965 | 0 | 0 | 0 | 0 | 0 | 0 | 66.0146 | 65.5597 | 65.2751 | 65.1758 | 63.9909 | 63.2251 | 63.257 | 64.4298 | 67.1232 | 71.3642 | 76.3195 | 79.9793 | 81.6316 | 81.7059 | 82.8383 | 83.0469 | 84.3349 | 84.0883 | 84.0662 | 82.3297 | 77.9689 | 73.9706 | 71.3912 | 69.8416 | 0.31644 | 0.29712 | 0.26648 | 0.2615 | 0.28348 | 0.3637 | 0.48593 | 0.60632 | 0.6856 | 0.73429 | 0.74653 | 0.77969 | 0.83109 | 0.91642 | 0.97407 | 0.99953 | 0.98384 | 0.88052 | 0.73119 | 0.57158 | 0.5108 | 0.45058 | 0.35778 | 0.29326
Portfolio Adjusted1-in-10Size: 20 kW to 199.99 kWSouth of Lugo2025July Monthly Peak | Portfolio Adjusted | 1-in-10 | Size: 20 kW to 199.99 kW | South of Lugo | 2025 | July Monthly Peak | 7 | 14.7861 | 14.0633 | 13.6402 | 13.605 | 13.864 | 15.3366 | 17.6541 | 21.1607 | 25.0121 | 28.7573 | 31.3181 | 32.9623 | 33.6894 | 34.2586 | 34.3806 | 34.1478 | 32.6224 | 29.6736 | 26.2538 | 24.1914 | 23.3059 | 21.4984 | 18.8728 | 16.5726 | 0 | 0 | 0 | 0 | 0 | 0 | 0 | 0 | 0 | 0 | 0 | 0 | 0 | 0 | 0.51571 | 0.51222 | 0.48934 | 0.4451 | 0 | 0 | 0 | 0 | 0 | 0 | 69.5488 | 68.8406 | 68.5989 | 68.4238 | 68.0632 | 67.8165 | 67.401 | 67.5623 | 70.3368 | 74.4146 | 77.9929 | 79.2565 | 80.2404 | 81.8092 | 84.0811 | 85.0643 | 87.3318 | 85.92 | 83.9214 | 81.1595 | 77.9371 | 75.4027 | 73.6764 | 72.4845 | 0.31568 | 0.2964 | 0.26584 | 0.26087 | 0.2828 | 0.36282 | 0.48475 | 0.60486 | 0.68395 | 0.73252 | 0.74473 | 0.77781 | 0.82909 | 0.91422 | 0.97172 | 0.99712 | 0.98147 | 0.8784 | 0.72943 | 0.5702 | 0.50957 | 0.44949 | 0.35692 | 0.29256
Portfolio Adjusted1-in-10Size: 20 kW to 199.99 kWSouth of Lugo2025August Monthly Peak | Portfolio Adjusted | 1-in-10 | Size: 20 kW to 199.99 kW | South of Lugo | 2025 | August Monthly Peak | 8 | 15.0781 | 14.3473 | 13.858 | 13.7815 | 14.111 | 15.8326 | 18.1228 | 21.435 | 25.4829 | 29.3615 | 32.2392 | 34.052 | 34.8772 | 35.4113 | 35.5782 | 35.1773 | 33.3857 | 30.449 | 26.7713 | 25.2131 | 23.8655 | 21.768 | 19.0495 | 16.7646 | 0 | 0 | 0 | 0 | 0 | 0 | 0 | 0 | 0 | 0 | 0 | 0 | 0 | 0 | 0.53367 | 0.52766 | 0.50079 | 0.45674 | 0 | 0 | 0 | 0 | 0 | 0 | 70.4353 | 70.0356 | 69.9198 | 69.6226 | 69.2062 | 69.0557 | 68.9546 | 69.2152 | 71.5074 | 75.2414 | 78.5702 | 81.993 | 84.5867 | 86.0529 | 86.4555 | 87.5446 | 88.0603 | 88.4013 | 87.586 | 83.8719 | 78.7133 | 75.3164 | 73.2469 | 71.9258 | 0.31666 | 0.29733 | 0.26667 | 0.26168 | 0.28368 | 0.36395 | 0.48626 | 0.60675 | 0.68608 | 0.7348 | 0.74705 | 0.78023 | 0.83167 | 0.91706 | 0.97475 | 1.0002 | 0.98453 | 0.88114 | 0.7317 | 0.57198 | 0.51116 | 0.45089 | 0.35803 | 0.29347
Portfolio Adjusted1-in-10Size: 20 kW to 199.99 kWSouth of Lugo2025September Monthly Peak | Portfolio Adjusted | 1-in-10 | Size: 20 kW to 199.99 kW | South of Lugo | 2025 | September Monthly Peak | 9 | 15.5149 | 14.7612 | 14.2195 | 14.203 | 14.5908 | 16.3512 | 18.9946 | 22.4442 | 27.1905 | 31.3288 | 34.3951 | 36.1725 | 37.0394 | 37.5412 | 37.6978 | 37.1048 | 35.2156 | 32.022 | 28.194 | 27.0291 | 24.7411 | 22.5083 | 19.6787 | 17.3346 | 0 | 0 | 0 | 0 | 0 | 0 | 0 | 0 | 0 | 0 | 0 | 0 | 0 | 0 | 0.56547 | 0.55657 | 0.52823 | 0.48033 | 0 | 0 | 0 | 0 | 0 | 0 | 73.8385 | 72.8934 | 72.3798 | 72.1041 | 71.4229 | 70.925 | 70.7642 | 71.0576 | 73.2124 | 77.3004 | 81.9231 | 87.4071 | 91.5777 | 94.833 | 94.9753 | 94.8129 | 94.3319 | 93.1584 | 91.8767 | 89.3636 | 85.6196 | 80.3998 | 77.1207 | 75.1628 | 0.31834 | 0.2989 | 0.26808 | 0.26307 | 0.28518 | 0.36588 | 0.48884 | 0.60996 | 0.68972 | 0.73869 | 0.75101 | 0.78437 | 0.83608 | 0.92192 | 0.97991 | 1.0055 | 0.98975 | 0.8858 | 0.73558 | 0.57501 | 0.51387 | 0.45328 | 0.35993 | 0.29502
Portfolio Adjusted1-in-10Size: 20 kW to 199.99 kWSouth of Lugo2025October Monthly Peak | Portfolio Adjusted | 1-in-10 | Size: 20 kW to 199.99 kW | South of Lugo | 2025 | October Monthly Peak | 10 | 14.3041 | 13.671 | 13.2271 | 13.1842 | 13.3927 | 14.8099 | 17.4521 | 19.8229 | 23.4257 | 27.1049 | 29.8299 | 31.7238 | 32.9993 | 33.8193 | 34.168 | 33.6384 | 31.7385 | 28.5282 | 26.2454 | 24.7179 | 22.7387 | 20.7356 | 18.0844 | 15.9543 | 0 | 0 | 0 | 0 | 0 | 0 | 0 | 0 | 0 | 0 | 0 | 0 | 0 | 0 | 0.51252 | 0.50458 | 0.47608 | 0.42792 | 0 | 0 | 0 | 0 | 0 | 0 | 71.6761 | 71.2163 | 70.3325 | 69.4286 | 68.3744 | 68.1727 | 68.3085 | 68.48 | 69.5639 | 72.3125 | 76.6295 | 81.6146 | 84.5416 | 85.8816 | 86.3584 | 86.7558 | 85.8143 | 83.0729 | 79.4807 | 77.2335 | 75.2081 | 73.7852 | 72.5721 | 71.4684 | 0.31652 | 0.29719 | 0.26655 | 0.26157 | 0.28355 | 0.36379 | 0.48605 | 0.60648 | 0.68577 | 0.73447 | 0.74672 | 0.77988 | 0.8313 | 0.91665 | 0.97431 | 0.99977 | 0.98409 | 0.88074 | 0.73137 | 0.57172 | 0.51093 | 0.45069 | 0.35787 | 0.29334
Portfolio Adjusted1-in-10Size: 20 kW to 199.99 kWSouth of Lugo2025November Monthly Peak | Portfolio Adjusted | 1-in-10 | Size: 20 kW to 199.99 kW | South of Lugo | 2025 | November Monthly Peak | 11 | 13.1181 | 12.6582 | 12.321 | 12.359 | 12.6492 | 14.0692 | 15.6721 | 17.6193 | 20.6215 | 23.6272 | 25.6808 | 27.1394 | 28.0053 | 28.5326 | 28.6397 | 27.6539 | 26.2195 | 25.2853 | 23.1589 | 21.5501 | 20.1361 | 18.4205 | 16.349 | 14.6288 | 0 | 0 | 0 | 0 | 0 | 0 | 0 | 0 | 0 | 0 | 0 | 0 | 0 | 0 | 0.4296 | 0.41481 | 0.39329 | 0.37928 | 0 | 0 | 0 | 0 | 0 | 0 | 64.2843 | 62.5748 | 61.7861 | 60.2375 | 59.2239 | 58.5009 | 57.8345 | 58.9481 | 61.72 | 66.9158 | 72.5014 | 76.6687 | 78.6975 | 80.241 | 80.9728 | 80.425 | 78.9819 | 76.899 | 74.9186 | 72.271 | 70.5438 | 69.0978 | 67.2644 | 66.0852 | 0.31778 | 0.29838 | 0.26761 | 0.26261 | 0.28468 | 0.36524 | 0.48798 | 0.60889 | 0.6885 | 0.7374 | 0.74969 | 0.78299 | 0.83461 | 0.9203 | 0.97819 | 1.0038 | 0.98801 | 0.88425 | 0.73429 | 0.574 | 0.51296 | 0.45248 | 0.3593 | 0.2945
Portfolio Adjusted1-in-10Size: 20 kW to 199.99 kWSouth of Lugo2025December Monthly Peak | Portfolio Adjusted | 1-in-10 | Size: 20 kW to 199.99 kW | South of Lugo | 2025 | December Monthly Peak | 12 | 13.8318 | 13.3001 | 12.8033 | 12.8162 | 13.3438 | 14.9492 | 17.7268 | 19.7292 | 22.1691 | 23.4606 | 23.9371 | 23.3845 | 22.7754 | 22.3069 | 21.9329 | 21.2389 | 21.2661 | 22.0572 | 21.053 | 20.4262 | 19.4622 | 18.2349 | 16.6001 | 15.1866 | 0 | 0 | 0 | 0 | 0 | 0 | 0 | 0 | 0 | 0 | 0 | 0 | 0 | 0 | 0.32899 | 0.31858 | 0.31899 | 0.33086 | 0 | 0 | 0 | 0 | 0 | 0 | 47.0485 | 46.4512 | 45.5632 | 44.8651 | 44.3099 | 43.1691 | 43.9381 | 44.4648 | 45.7927 | 47.759 | 50.2225 | 52.0249 | 53.1592 | 52.8055 | 52.7632 | 52.6185 | 52.3025 | 51.0968 | 49.8681 | 49.0946 | 48.0848 | 47.4829 | 46.7347 | 46.4216 | 0.33673 | 0.31617 | 0.28357 | 0.27827 | 0.30166 | 0.38702 | 0.51709 | 0.64521 | 0.72957 | 0.78138 | 0.79441 | 0.82969 | 0.88439 | 0.97519 | 1.0365 | 1.0636 | 1.0469 | 0.93699 | 0.77808 | 0.60823 | 0.54356 | 0.47947 | 0.38073 | 0.31207
Portfolio Adjusted1-in-10Size: 20 kW to 199.99 kWSouth of Lugo2025Typical Event Day | Portfolio Adjusted | 1-in-10 | Size: 20 kW to 199.99 kW | South of Lugo | 2025 | Typical Event Day | 8 | 15.0359 | 14.3086 | 13.8243 | 13.7487 | 14.0755 | 15.7914 | 18.0689 | 21.3445 | 25.3389 | 29.1786 | 32.0233 | 33.8244 | 34.6454 | 35.1813 | 35.3533 | 34.9564 | 33.1786 | 30.2601 | 26.6176 | 25.0795 | 23.7567 | 21.6817 | 18.9815 | 16.7096 | 0 | 0 | 0 | 0 | 0 | 0 | 0 | 0 | 0 | 0 | 0 | 0 | 0 | 0 | 0.5303 | 0.52435 | 0.49768 | 0.4539 | 0 | 0 | 0 | 0 | 0 | 0 | 69.9593 | 69.3323 | 69.0434 | 68.8316 | 68.1708 | 67.7556 | 67.5942 | 68.0662 | 70.545 | 74.5801 | 78.7014 | 82.159 | 84.5091 | 86.1002 | 87.0876 | 87.6172 | 88.5148 | 87.892 | 86.8626 | 84.1812 | 80.0597 | 76.2724 | 73.8588 | 72.3537 | 0.31642 | 0.2971 | 0.26647 | 0.26149 | 0.28346 | 0.36368 | 0.4859 | 0.60629 | 0.68557 | 0.73425 | 0.74649 | 0.77965 | 0.83104 | 0.91637 | 0.97401 | 0.99947 | 0.98379 | 0.88047 | 0.73115 | 0.57155 | 0.51077 | 0.45055 | 0.35776 | 0.29325
Portfolio Adjusted1-in-2Size: 20 kW to 199.99 kWSouth of Lugo2015January Monthly Peak | Portfolio Adjusted | 1-in-2 | Size: 20 kW to 199.99 kW | South of Lugo | 2015 | January Monthly Peak | 1
Portfolio Adjusted1-in-2Size: 20 kW to 199.99 kWSouth of Lugo2015February Monthly Peak | Portfolio Adjusted | 1-in-2 | Size: 20 kW to 199.99 kW | South of Lugo | 2015 | February Monthly Peak | 2
Portfolio Adjusted1-in-2Size: 20 kW to 199.99 kWSouth of Lugo2015March Monthly Peak | Portfolio Adjusted | 1-in-2 | Size: 20 kW to 199.99 kW | South of Lugo | 2015 | March Monthly Peak | 3
Portfolio Adjusted1-in-2Size: 20 kW to 199.99 kWSouth of Lugo2015April Monthly Peak | Portfolio Adjusted | 1-in-2 | Size: 20 kW to 199.99 kW | South of Lugo | 2015 | April Monthly Peak | 4
Portfolio Adjusted1-in-2Size: 20 kW to 199.99 kWSouth of Lugo2015May Monthly Peak | Portfolio Adjusted | 1-in-2 | Size: 20 kW to 199.99 kW | South of Lugo | 2015 | May Monthly Peak | 5
Portfolio Adjusted1-in-2Size: 20 kW to 199.99 kWSouth of Lugo2015June Monthly Peak | Portfolio Adjusted | 1-in-2 | Size: 20 kW to 199.99 kW | South of Lugo | 2015 | June Monthly Peak | 6
Portfolio Adjusted1-in-2Size: 20 kW to 199.99 kWSouth of Lugo2015July Monthly Peak | Portfolio Adjusted | 1-in-2 | Size: 20 kW to 199.99 kW | South of Lugo | 2015 | July Monthly Peak | 7
Portfolio Adjusted1-in-2Size: 20 kW to 199.99 kWSouth of Lugo2015August Monthly Peak | Portfolio Adjusted | 1-in-2 | Size: 20 kW to 199.99 kW | South of Lugo | 2015 | August Monthly Peak | 8
Portfolio Adjusted1-in-2Size: 20 kW to 199.99 kWSouth of Lugo2015September Monthly Peak | Portfolio Adjusted | 1-in-2 | Size: 20 kW to 199.99 kW | South of Lugo | 2015 | September Monthly Peak | 9
Portfolio Adjusted1-in-2Size: 20 kW to 199.99 kWSouth of Lugo2015October Monthly Peak | Portfolio Adjusted | 1-in-2 | Size: 20 kW to 199.99 kW | South of Lugo | 2015 | October Monthly Peak | 10
Portfolio Adjusted1-in-2Size: 20 kW to 199.99 kWSouth of Lugo2015November Monthly Peak | Portfolio Adjusted | 1-in-2 | Size: 20 kW to 199.99 kW | South of Lugo | 2015 | November Monthly Peak | 11
Portfolio Adjusted1-in-2Size: 20 kW to 199.99 kWSouth of Lugo2015December Monthly Peak | Portfolio Adjusted | 1-in-2 | Size: 20 kW to 199.99 kW | South of Lugo | 2015 | December Monthly Peak | 12
Portfolio Adjusted1-in-2Size: 20 kW to 199.99 kWSouth of Lugo2015Typical Event Day | Portfolio Adjusted | 1-in-2 | Size: 20 kW to 199.99 kW | South of Lugo | 2015 | Typical Event Day | 8
Portfolio Adjusted1-in-2Size: 20 kW to 199.99 kWSouth of Lugo2016January Monthly Peak | Portfolio Adjusted | 1-in-2 | Size: 20 kW to 199.99 kW | South of Lugo | 2016 | January Monthly Peak | 1
Portfolio Adjusted1-in-2Size: 20 kW to 199.99 kWSouth of Lugo2016February Monthly Peak | Portfolio Adjusted | 1-in-2 | Size: 20 kW to 199.99 kW | South of Lugo | 2016 | February Monthly Peak | 2
Portfolio Adjusted1-in-2Size: 20 kW to 199.99 kWSouth of Lugo2016March Monthly Peak | Portfolio Adjusted | 1-in-2 | Size: 20 kW to 199.99 kW | South of Lugo | 2016 | March Monthly Peak | 3
Portfolio Adjusted1-in-2Size: 20 kW to 199.99 kWSouth of Lugo2016April Monthly Peak | Portfolio Adjusted | 1-in-2 | Size: 20 kW to 199.99 kW | South of Lugo | 2016 | April Monthly Peak | 4
Portfolio Adjusted1-in-2Size: 20 kW to 199.99 kWSouth of Lugo2016May Monthly Peak | Portfolio Adjusted | 1-in-2 | Size: 20 kW to 199.99 kW | South of Lugo | 2016 | May Monthly Peak | 5
Portfolio Adjusted1-in-2Size: 20 kW to 199.99 kWSouth of Lugo2016June Monthly Peak | Portfolio Adjusted | 1-in-2 | Size: 20 kW to 199.99 kW | South of Lugo | 2016 | June Monthly Peak | 6
Portfolio Adjusted1-in-2Size: 20 kW to 199.99 kWSouth of Lugo2016July Monthly Peak | Portfolio Adjusted | 1-in-2 | Size: 20 kW to 199.99 kW | South of Lugo | 2016 | July Monthly Peak | 7
Portfolio Adjusted1-in-2Size: 20 kW to 199.99 kWSouth of Lugo2016August Monthly Peak | Portfolio Adjusted | 1-in-2 | Size: 20 kW to 199.99 kW | South of Lugo | 2016 | August Monthly Peak | 8
Portfolio Adjusted1-in-2Size: 20 kW to 199.99 kWSouth of Lugo2016September Monthly Peak | Portfolio Adjusted | 1-in-2 | Size: 20 kW to 199.99 kW | South of Lugo | 2016 | September Monthly Peak | 9
Portfolio Adjusted1-in-2Size: 20 kW to 199.99 kWSouth of Lugo2016October Monthly Peak | Portfolio Adjusted | 1-in-2 | Size: 20 kW to 199.99 kW | South of Lugo | 2016 | October Monthly Peak | 10
Portfolio Adjusted1-in-2Size: 20 kW to 199.99 kWSouth of Lugo2016November Monthly Peak | Portfolio Adjusted | 1-in-2 | Size: 20 kW to 199.99 kW | South of Lugo | 2016 | November Monthly Peak | 11
Portfolio Adjusted1-in-2Size: 20 kW to 199.99 kWSouth of Lugo2016December Monthly Peak | Portfolio Adjusted | 1-in-2 | Size: 20 kW to 199.99 kW | South of Lugo | 2016 | December Monthly Peak | 12
Portfolio Adjusted1-in-2Size: 20 kW to 199.99 kWSouth of Lugo2016Typical Event Day | Portfolio Adjusted | 1-in-2 | Size: 20 kW to 199.99 kW | South of Lugo | 2016 | Typical Event Day | 8
Portfolio Adjusted1-in-2Size: 20 kW to 199.99 kWSouth of Lugo2017January Monthly Peak | Portfolio Adjusted | 1-in-2 | Size: 20 kW to 199.99 kW | South of Lugo | 2017 | January Monthly Peak | 1
Portfolio Adjusted1-in-2Size: 20 kW to 199.99 kWSouth of Lugo2017February Monthly Peak | Portfolio Adjusted | 1-in-2 | Size: 20 kW to 199.99 kW | South of Lugo | 2017 | February Monthly Peak | 2
Portfolio Adjusted1-in-2Size: 20 kW to 199.99 kWSouth of Lugo2017March Monthly Peak | Portfolio Adjusted | 1-in-2 | Size: 20 kW to 199.99 kW | South of Lugo | 2017 | March Monthly Peak | 3
Portfolio Adjusted1-in-2Size: 20 kW to 199.99 kWSouth of Lugo2017April Monthly Peak | Portfolio Adjusted | 1-in-2 | Size: 20 kW to 199.99 kW | South of Lugo | 2017 | April Monthly Peak | 4 | 13.3622 | 12.558 | 12.1748 | 12.1647 | 12.3934 | 13.6743 | 15.527 | 17.5292 | 20.3714 | 22.9057 | 24.5943 | 25.8203 | 26.7416 | 27.3145 | 27.7593 | 27.526 | 26.2931 | 24.1673 | 21.8305 | 21.2922 | 20.395 | 18.9098 | 16.8753 | 14.968 | 0 | 0 | 0 | 0 | 0 | 0 | 0 | 0 | 0 | 0 | 0 | 0 | 0 | 0 | 0.41639 | 0.41289 | 0.3944 | 0.36251 | 0 | 0 | 0 | 0 | 0 | 0 | 61.9198 | 61.4745 | 60.7177 | 59.662 | 58.8811 | 58.0853 | 57.611 | 57.8068 | 59.5163 | 62.7802 | 65.7903 | 68.9096 | 71.3139 | 73.0757 | 73.6983 | 73.7998 | 74.0394 | 73.1797 | 72.355 | 70.5089 | 67.1492 | 65.7386 | 64.1908 | 61.7674 | 0.31581 | 0.29653 | 0.26596 | 0.26099 | 0.28292 | 0.36298 | 0.48496 | 0.60513 | 0.68425 | 0.73284 | 0.74506 | 0.77815 | 0.82945 | 0.91461 | 0.97214 | 0.99755 | 0.9819 | 0.87878 | 0.72975 | 0.57045 | 0.50979 | 0.44969 | 0.35707 | 0.29268
Portfolio Adjusted1-in-2Size: 20 kW to 199.99 kWSouth of Lugo2017May Monthly Peak | Portfolio Adjusted | 1-in-2 | Size: 20 kW to 199.99 kW | South of Lugo | 2017 | May Monthly Peak | 5 | 13.5937 | 12.7891 | 12.3633 | 12.3916 | 12.6459 | 13.875 | 15.6338 | 18.1893 | 21.2567 | 23.9471 | 25.6415 | 26.7249 | 27.1629 | 27.565 | 27.9075 | 27.5353 | 26.384 | 24.1457 | 22.0264 | 20.9494 | 20.4691 | 18.9902 | 16.9876 | 15.0426 | 0 | 0 | 0 | 0 | 0 | 0 | 0 | 0 | 0 | 0 | 0 | 0 | 0 | 0 | 0.41861 | 0.41303 | 0.39576 | 0.36219 | 0 | 0 | 0 | 0 | 0 | 0 | 59.4031 | 59.4595 | 59.4666 | 58.9153 | 58.4177 | 58.4307 | 58.7065 | 59.2761 | 60.0045 | 61.6043 | 64.4027 | 67.2814 | 69.6079 | 70.3942 | 70.1906 | 71.1485 | 71.2333 | 70.1667 | 68.2359 | 65.6341 | 62.9646 | 60.8458 | 60.3478 | 60.0321 | 0.31736 | 0.29798 | 0.26726 | 0.26226 | 0.28431 | 0.36476 | 0.48734 | 0.60809 | 0.6876 | 0.73643 | 0.74871 | 0.78196 | 0.83351 | 0.91909 | 0.9769 | 1.0024 | 0.98671 | 0.88308 | 0.73332 | 0.57324 | 0.51229 | 0.45189 | 0.35882 | 0.29412
Portfolio Adjusted1-in-2Size: 20 kW to 199.99 kWSouth of Lugo2017June Monthly Peak | Portfolio Adjusted | 1-in-2 | Size: 20 kW to 199.99 kW | South of Lugo | 2017 | June Monthly Peak | 6 | 13.8763 | 13.1033 | 12.7031 | 12.7564 | 13.0778 | 14.2595 | 16.0939 | 19.0514 | 22.3016 | 25.4688 | 27.5003 | 28.9766 | 29.8243 | 30.4472 | 30.7769 | 30.5426 | 29.2151 | 26.629 | 23.7533 | 21.9891 | 21.4056 | 19.8302 | 17.6102 | 15.4916 | 0 | 0 | 0 | 0 | 0 | 0 | 0 | 0 | 0 | 0 | 0 | 0 | 0 | 0 | 0.46165 | 0.45814 | 0.43823 | 0.39943 | 0 | 0 | 0 | 0 | 0 | 0 | 62.988 | 62.8795 | 62.3948 | 61.8318 | 61.6515 | 61.2116 | 60.8091 | 61.3211 | 63.2505 | 67.4026 | 71.7012 | 75.2359 | 75.4781 | 75.3056 | 76.6186 | 76.9932 | 78.3603 | 78.6744 | 78.6796 | 74.9517 | 70.7543 | 67.2064 | 65.7545 | 64.5716 | 0.31575 | 0.29647 | 0.26591 | 0.26093 | 0.28286 | 0.36291 | 0.48487 | 0.60501 | 0.68411 | 0.73269 | 0.74491 | 0.77799 | 0.82928 | 0.91443 | 0.97195 | 0.99735 | 0.98171 | 0.87861 | 0.7296 | 0.57033 | 0.50969 | 0.4496 | 0.357 | 0.29263
Portfolio Adjusted1-in-2Size: 20 kW to 199.99 kWSouth of Lugo2017July Monthly Peak | Portfolio Adjusted | 1-in-2 | Size: 20 kW to 199.99 kW | South of Lugo | 2017 | July Monthly Peak | 7 | 14.7148 | 13.9979 | 13.5829 | 13.5493 | 13.805 | 15.2689 | 17.5675 | 21.0116 | 24.7681 | 28.4388 | 30.9353 | 32.5502 | 33.2638 | 33.8318 | 33.9598 | 33.7333 | 32.236 | 29.327 | 25.9747 | 23.9526 | 23.112 | 21.3455 | 18.7542 | 16.4783 | 0 | 0 | 0 | 0 | 0 | 0 | 0 | 0 | 0 | 0 | 0 | 0 | 0 | 0 | 0.5094 | 0.506 | 0.48354 | 0.4399 | 0 | 0 | 0 | 0 | 0 | 0 | 69.5177 | 68.8119 | 68.5113 | 68.3774 | 67.9711 | 67.1764 | 67.1033 | 68.0035 | 70.6077 | 73.2351 | 75.692 | 79.0363 | 80.4565 | 80.7383 | 81.5927 | 81.9524 | 82.545 | 82.8938 | 83.4975 | 81.8169 | 78.5498 | 74.3529 | 72.1671 | 71.329 | 0.3155 | 0.29624 | 0.2657 | 0.26073 | 0.28264 | 0.36263 | 0.48449 | 0.60453 | 0.68358 | 0.73212 | 0.74433 | 0.77739 | 0.82864 | 0.91372 | 0.97119 | 0.99657 | 0.98094 | 0.87792 | 0.72903 | 0.56989 | 0.50929 | 0.44925 | 0.35673 | 0.2924
Portfolio Adjusted1-in-2Size: 20 kW to 199.99 kWSouth of Lugo2017August Monthly Peak | Portfolio Adjusted | 1-in-2 | Size: 20 kW to 199.99 kW | South of Lugo | 2017 | August Monthly Peak | 8 | 14.9603 | 14.2394 | 13.7638 | 13.6898 | 14.0123 | 15.7183 | 17.9739 | 21.1838 | 25.081 | 28.8482 | 31.6309 | 33.408 | 34.2195 | 34.7573 | 34.9374 | 34.5474 | 32.7961 | 29.913 | 26.3361 | 24.8361 | 23.5586 | 21.525 | 18.8586 | 16.6108 | 0 | 0 | 0 | 0 | 0 | 0 | 0 | 0 | 0 | 0 | 0 | 0 | 0 | 0 | 0.52406 | 0.51821 | 0.49194 | 0.44869 | 0 | 0 | 0 | 0 | 0 | 0 | 69.8561 | 68.5721 | 68.0939 | 68.4278 | 68.3576 | 67.5716 | 67.2917 | 67.3092 | 69.2144 | 73.3818 | 77.8803 | 82.3004 | 84.2845 | 84.6488 | 84.9659 | 85.073 | 86.5252 | 87.8472 | 87.1043 | 81.8502 | 76.4138 | 73.7958 | 72.4757 | 71.2626 | 0.31609 | 0.29679 | 0.26619 | 0.26121 | 0.28316 | 0.36329 | 0.48538 | 0.60565 | 0.68484 | 0.73347 | 0.7457 | 0.77882 | 0.83016 | 0.9154 | 0.97298 | 0.99841 | 0.98275 | 0.87954 | 0.73038 | 0.57094 | 0.51023 | 0.45008 | 0.35738 | 0.29294
Portfolio Adjusted1-in-2Size: 20 kW to 199.99 kWSouth of Lugo2017September Monthly Peak | Portfolio Adjusted | 1-in-2 | Size: 20 kW to 199.99 kW | South of Lugo | 2017 | September Monthly Peak | 9 | 15.0165 | 14.3053 | 13.8227 | 13.8169 | 14.1666 | 15.856 | 18.3355 | 21.3581 | 25.4963 | 29.2201 | 31.9397 | 33.6272 | 34.4792 | 35.0239 | 35.2526 | 34.7073 | 32.9596 | 29.9323 | 26.4789 | 25.5206 | 23.5079 | 21.5267 | 18.8967 | 16.6929 | 0 | 0 | 0 | 0 | 0 | 0 | 0 | 0 | 0 | 0 | 0 | 0 | 0 | 0 | 0.52879 | 0.52061 | 0.49439 | 0.44898 | 0 | 0 | 0 | 0 | 0 | 0 | 69.9075 | 69.2431 | 68.7277 | 68.3597 | 67.8111 | 67.4775 | 67.2213 | 67.1217 | 68.9988 | 73.0284 | 77.1224 | 81.8612 | 85.2424 | 86.7544 | 87.6331 | 88.3539 | 88.655 | 87.458 | 86.8043 | 84.7146 | 80.8893 | 77.6212 | 75.7779 | 74.8326 | 0.31577 | 0.29649 | 0.26592 | 0.26095 | 0.28288 | 0.36293 | 0.4849 | 0.60504 | 0.68415 | 0.73274 | 0.74495 | 0.77804 | 0.82933 | 0.91449 | 0.972 | 0.99741 | 0.98176 | 0.87866 | 0.72964 | 0.57037 | 0.50972 | 0.44962 | 0.35703 | 0.29264
Portfolio Adjusted1-in-2Size: 20 kW to 199.99 kWSouth of Lugo2017October Monthly Peak | Portfolio Adjusted | 1-in-2 | Size: 20 kW to 199.99 kW | South of Lugo | 2017 | October Monthly Peak | 10 | 13.8679 | 13.2704 | 12.8751 | 12.8418 | 13.0391 | 14.4083 | 16.953 | 18.9354 | 21.9262 | 25.0896 | 27.3623 | 29.0114 | 30.158 | 30.9414 | 31.3101 | 30.8171 | 29.1203 | 26.2178 | 24.403 | 23.1648 | 21.4822 | 19.7508 | 17.3312 | 15.368 | 0 | 0 | 0 | 0 | 0 | 0 | 0 | 0 | 0 | 0 | 0 | 0 | 0 | 0 | 0.46965 | 0.46226 | 0.4368 | 0.39327 | 0 | 0 | 0 | 0 | 0 | 0 | 64.1703 | 63.7717 | 63.4996 | 62.4514 | 61.8959 | 61.2536 | 60.7267 | 60.6781 | 61.5153 | 64.6118 | 68.6673 | 74.2238 | 80.3075 | 83.1378 | 81.9184 | 81.5027 | 81.8486 | 80.6782 | 77.9119 | 74.0206 | 71.8095 | 70.2223 | 68.5204 | 66.8622 | 0.31518 | 0.29594 | 0.26543 | 0.26046 | 0.28235 | 0.36226 | 0.484 | 0.60392 | 0.68288 | 0.73137 | 0.74357 | 0.77659 | 0.82779 | 0.91279 | 0.9702 | 0.99556 | 0.97994 | 0.87703 | 0.72829 | 0.56931 | 0.50877 | 0.44879 | 0.35636 | 0.2921
Portfolio Adjusted1-in-2Size: 20 kW to 199.99 kWSouth of Lugo2017November Monthly Peak | Portfolio Adjusted | 1-in-2 | Size: 20 kW to 199.99 kW | South of Lugo | 2017 | November Monthly Peak | 11 | 12.9865 | 12.5348 | 12.2072 | 12.2485 | 12.571 | 13.9991 | 15.6463 | 17.4527 | 20.1423 | 22.7466 | 24.4245 | 25.5424 | 26.1832 | 26.5806 | 26.6244 | 25.6416 | 24.3957 | 23.8149 | 22.0548 | 20.7073 | 19.4725 | 17.9214 | 16.0112 | 14.4122 | 0 | 0 | 0 | 0 | 0 | 0 | 0 | 0 | 0 | 0 | 0 | 0 | 0 | 0 | 0.39937 | 0.38462 | 0.36594 | 0.35722 | 0 | 0 | 0 | 0 | 0 | 0 | 59.2721 | 58.2788 | 57.4929 | 56.6813 | 55.4999 | 54.6205 | 54.202 | 54.6081 | 56.8245 | 59.917 | 64.5281 | 68.7554 | 71.8671 | 73.6546 | 74.9242 | 74.3319 | 72.1687 | 69.4367 | 67.0323 | 65.9947 | 64.8564 | 64.6808 | 64.1065 | 64.7551 | 0.31764 | 0.29824 | 0.26749 | 0.26249 | 0.28455 | 0.36508 | 0.48777 | 0.60862 | 0.6882 | 0.73707 | 0.74936 | 0.78264 | 0.83424 | 0.9199 | 0.97775 | 1.0033 | 0.98757 | 0.88386 | 0.73396 | 0.57374 | 0.51274 | 0.45228 | 0.35914 | 0.29437
Portfolio Adjusted1-in-2Size: 20 kW to 199.99 kWSouth of Lugo2017December Monthly Peak | Portfolio Adjusted | 1-in-2 | Size: 20 kW to 199.99 kW | South of Lugo | 2017 | December Monthly Peak | 12 | 13.4055 | 12.9179 | 12.4866 | 12.5076 | 12.8952 | 14.372 | 16.7871 | 18.496 | 20.8012 | 22.4784 | 23.379 | 23.5529 | 23.4918 | 23.4183 | 23.3149 | 22.6861 | 22.451 | 22.5994 | 21.2379 | 20.2632 | 19.2647 | 18.0037 | 16.2643 | 14.7575 | 0 | 0 | 0 | 0 | 0 | 0 | 0 | 0 | 0 | 0 | 0 | 0 | 0 | 0 | 0.34972 | 0.34029 | 0.33677 | 0.33899 | 0 | 0 | 0 | 0 | 0 | 0 | 52.4471 | 51.1729 | 50.2053 | 49.437 | 48.9577 | 47.9263 | 48.1722 | 48.3413 | 48.856 | 52.4894 | 57.0131 | 59.9988 | 61.718 | 62.8635 | 63.2856 | 63.666 | 62.8404 | 60.7036 | 58.6322 | 57.0405 | 55.2496 | 53.2179 | 51.3329 | 49.9224 | 0.31778 | 0.29837 | 0.26761 | 0.26261 | 0.28468 | 0.36524 | 0.48798 | 0.60889 | 0.6885 | 0.73739 | 0.74969 | 0.78298 | 0.8346 | 0.9203 | 0.97818 | 1.0037 | 0.988 | 0.88424 | 0.73428 | 0.57399 | 0.51296 | 0.45248 | 0.35929 | 0.2945
Portfolio Adjusted1-in-2Size: 20 kW to 199.99 kWSouth of Lugo2017Typical Event Day | Portfolio Adjusted | 1-in-2 | Size: 20 kW to 199.99 kW | South of Lugo | 2017 | Typical Event Day | 8 | 14.8104 | 14.1019 | 13.6434 | 13.5728 | 13.8885 | 15.5763 | 17.7923 | 20.8707 | 24.5679 | 28.1776 | 30.8241 | 32.5384 | 33.3205 | 33.8553 | 34.0479 | 33.6711 | 31.9794 | 29.1811 | 25.747 | 24.3325 | 23.1497 | 21.2028 | 18.6087 | 16.4125 | 0 | 0 | 0 | 0 | 0 | 0 | 0 | 0 | 0 | 0 | 0 | 0 | 0 | 0 | 0.51072 | 0.50507 | 0.47969 | 0.43772 | 0 | 0 | 0 | 0 | 0 | 0 | 68.0673 | 67.3766 | 66.9319 | 66.7492 | 66.4478 | 65.8593 | 65.6063 | 65.9389 | 68.0178 | 71.762 | 75.599 | 79.6085 | 81.3654 | 81.8618 | 82.7026 | 83.0931 | 84.0214 | 84.2184 | 84.0214 | 80.8334 | 76.6518 | 73.2441 | 71.5438 | 70.4989 | 0.31576 | 0.29648 | 0.26591 | 0.26094 | 0.28287 | 0.36292 | 0.48488 | 0.60502 | 0.68413 | 0.73271 | 0.74493 | 0.77802 | 0.82931 | 0.91446 | 0.97198 | 0.99738 | 0.98173 | 0.87863 | 0.72962 | 0.57035 | 0.50971 | 0.44961 | 0.35701 | 0.29263
Portfolio Adjusted1-in-2Size: 20 kW to 199.99 kWSouth of Lugo2018January Monthly Peak | Portfolio Adjusted | 1-in-2 | Size: 20 kW to 199.99 kW | South of Lugo | 2018 | January Monthly Peak | 1 | 13.3852 | 12.8777 | 12.5585 | 12.5653 | 13.0248 | 14.5181 | 17.3469 | 19.3634 | 21.6825 | 23.0019 | 23.473 | 23.2877 | 23.1641 | 23.1721 | 23.051 | 22.2287 | 21.4472 | 21.9176 | 20.8457 | 19.9821 | 19.0391 | 17.9287 | 16.294 | 14.9047 | 0 | 0 | 0 | 0 | 0 | 0 | 0 | 0 | 0 | 0 | 0 | 0 | 0 | 0 | 0.34577 | 0.33343 | 0.32171 | 0.32876 | 0 | 0 | 0 | 0 | 0 | 0 | 48.3153 | 47.2983 | 46.1928 | 45.8148 | 45.7222 | 46.0191 | 45.6652 | 45.6996 | 46.5616 | 48.6996 | 52.4529 | 55.3484 | 56.9787 | 58.2618 | 58.6122 | 58.7209 | 58.6107 | 57.0114 | 55.5526 | 54.1215 | 53.2613 | 52.0404 | 51.025 | 49.6434 | 0.32564 | 0.30576 | 0.27424 | 0.26911 | 0.29173 | 0.37428 | 0.50006 | 0.62396 | 0.70555 | 0.75565 | 0.76825 | 0.80237 | 0.85527 | 0.94308 | 1.0024 | 1.0286 | 1.0125 | 0.90613 | 0.75246 | 0.5882 | 0.52566 | 0.46369 | 0.36819 | 0.30179
Portfolio Adjusted1-in-2Size: 20 kW to 199.99 kWSouth of Lugo2018February Monthly Peak | Portfolio Adjusted | 1-in-2 | Size: 20 kW to 199.99 kW | South of Lugo | 2018 | February Monthly Peak | 2 | 13.4301 | 12.8532 | 12.3923 | 12.4285 | 12.8342 | 14.3734 | 16.892 | 19.0352 | 21.5269 | 23.1353 | 23.8849 | 23.9565 | 23.9768 | 23.9541 | 23.9959 | 23.4328 | 22.7566 | 22.2491 | 21.4916 | 20.3627 | 19.3322 | 18.1489 | 16.416 | 14.982 | 0 | 0 | 0 | 0 | 0 | 0 | 0 | 0 | 0 | 0 | 0 | 0 | 0 | 0 | 0.35994 | 0.35149 | 0.34135 | 0.33374 | 0 | 0 | 0 | 0 | 0 | 0 | 51.6697 | 51.3562 | 51.0619 | 50.7735 | 50.4517 | 49.9971 | 49.7341 | 49.6526 | 50.3962 | 52.5831 | 54.3758 | 56.0541 | 56.6202 | 56.7071 | 56.6454 | 55.5943 | 55.5388 | 55.2573 | 53.8925 | 52.9179 | 52.1244 | 51.8718 | 50.5594 | 49.2082 | 0.32091 | 0.30132 | 0.27025 | 0.2652 | 0.28749 | 0.36884 | 0.49279 | 0.61489 | 0.69529 | 0.74466 | 0.75708 | 0.7907 | 0.84283 | 0.92937 | 0.98783 | 1.0136 | 0.99774 | 0.89296 | 0.74152 | 0.57965 | 0.51802 | 0.45694 | 0.36284 | 0.29741
Portfolio Adjusted1-in-2Size: 20 kW to 199.99 kWSouth of Lugo2018March Monthly Peak | Portfolio Adjusted | 1-in-2 | Size: 20 kW to 199.99 kW | South of Lugo | 2018 | March Monthly Peak | 3 | 13.6631 | 12.8748 | 12.4861 | 12.4279 | 12.8404 | 14.2869 | 16.7951 | 18.8615 | 21.2652 | 22.9169 | 23.6866 | 23.7631 | 23.8428 | 23.8452 | 23.9769 | 23.564 | 22.7387 | 21.8355 | 20.6868 | 20.8175 | 19.7523 | 18.5364 | 16.8671 | 15.233 | 0 | 0 | 0 | 0 | 0 | 0 | 0 | 0 | 0 | 0 | 0 | 0 | 0 | 0 | 0.35965 | 0.35346 | 0.34108 | 0.32753 | 0 | 0 | 0 | 0 | 0 | 0 | 51.8035 | 50.6255 | 49.3671 | 48.8089 | 48.5354 | 48.0487 | 47.8898 | 48.2761 | 50.6825 | 52.8998 | 55.1315 | 57.1141 | 58.0777 | 59.0618 | 59.0968 | 59.6065 | 59.2352 | 58.0788 | 56.4973 | 54.8746 | 54.2136 | 53.3172 | 52.3323 | 51.2548 | 0.32336 | 0.30362 | 0.27232 | 0.26722 | 0.28968 | 0.37166 | 0.49656 | 0.61959 | 0.7006 | 0.75036 | 0.76287 | 0.79675 | 0.84927 | 0.93648 | 0.99538 | 1.0214 | 1.0054 | 0.89979 | 0.74719 | 0.58408 | 0.52198 | 0.46044 | 0.36561 | 0.29968
Portfolio Adjusted1-in-2Size: 20 kW to 199.99 kWSouth of Lugo2018April Monthly Peak | Portfolio Adjusted | 1-in-2 | Size: 20 kW to 199.99 kW | South of Lugo | 2018 | April Monthly Peak | 4 | 13.3622 | 12.558 | 12.1748 | 12.1647 | 12.3934 | 13.6743 | 15.527 | 17.5292 | 20.3714 | 22.9057 | 24.5943 | 25.8203 | 26.7416 | 27.3145 | 27.7593 | 27.526 | 26.2931 | 24.1673 | 21.8305 | 21.2922 | 20.395 | 18.9098 | 16.8753 | 14.968 | 0 | 0 | 0 | 0 | 0 | 0 | 0 | 0 | 0 | 0 | 0 | 0 | 0 | 0 | 0.41639 | 0.41289 | 0.3944 | 0.36251 | 0 | 0 | 0 | 0 | 0 | 0 | 61.9198 | 61.4745 | 60.7177 | 59.662 | 58.8811 | 58.0853 | 57.611 | 57.8068 | 59.5163 | 62.7802 | 65.7903 | 68.9096 | 71.3139 | 73.0757 | 73.6984 | 73.7998 | 74.0395 | 73.1797 | 72.355 | 70.5089 | 67.1492 | 65.7386 | 64.1908 | 61.7674 | 0.31581 | 0.29653 | 0.26596 | 0.26099 | 0.28292 | 0.36298 | 0.48496 | 0.60513 | 0.68425 | 0.73284 | 0.74506 | 0.77815 | 0.82945 | 0.91461 | 0.97214 | 0.99755 | 0.9819 | 0.87878 | 0.72975 | 0.57045 | 0.50979 | 0.44969 | 0.35707 | 0.29268
Portfolio Adjusted1-in-2Size: 20 kW to 199.99 kWSouth of Lugo2018May Monthly Peak | Portfolio Adjusted | 1-in-2 | Size: 20 kW to 199.99 kW | South of Lugo | 2018 | May Monthly Peak | 5 | 13.5937 | 12.7891 | 12.3633 | 12.3916 | 12.6459 | 13.875 | 15.6338 | 18.1893 | 21.2567 | 23.9471 | 25.6415 | 26.7249 | 27.1629 | 27.565 | 27.9075 | 27.5353 | 26.384 | 24.1457 | 22.0264 | 20.9494 | 20.4691 | 18.9902 | 16.9876 | 15.0426 | 0 | 0 | 0 | 0 | 0 | 0 | 0 | 0 | 0 | 0 | 0 | 0 | 0 | 0 | 0.41861 | 0.41303 | 0.39576 | 0.36219 | 0 | 0 | 0 | 0 | 0 | 0 | 59.4031 | 59.4595 | 59.4666 | 58.9153 | 58.4177 | 58.4307 | 58.7065 | 59.2761 | 60.0045 | 61.6043 | 64.4027 | 67.2814 | 69.6079 | 70.3942 | 70.1906 | 71.1485 | 71.2333 | 70.1667 | 68.2359 | 65.6341 | 62.9646 | 60.8458 | 60.3478 | 60.0321 | 0.31736 | 0.29798 | 0.26726 | 0.26226 | 0.28431 | 0.36476 | 0.48734 | 0.60809 | 0.6876 | 0.73643 | 0.74871 | 0.78196 | 0.83351 | 0.91909 | 0.9769 | 1.0024 | 0.98671 | 0.88308 | 0.73332 | 0.57324 | 0.51229 | 0.45189 | 0.35882 | 0.29412
Portfolio Adjusted1-in-2Size: 20 kW to 199.99 kWSouth of Lugo2018June Monthly Peak | Portfolio Adjusted | 1-in-2 | Size: 20 kW to 199.99 kW | South of Lugo | 2018 | June Monthly Peak | 6 | 13.8763 | 13.1033 | 12.7031 | 12.7564 | 13.0778 | 14.2595 | 16.0939 | 19.0514 | 22.3016 | 25.4688 | 27.5003 | 28.9766 | 29.8243 | 30.4472 | 30.7769 | 30.5426 | 29.2151 | 26.629 | 23.7533 | 21.9891 | 21.4056 | 19.8302 | 17.6102 | 15.4916 | 0 | 0 | 0 | 0 | 0 | 0 | 0 | 0 | 0 | 0 | 0 | 0 | 0 | 0 | 0.46165 | 0.45814 | 0.43823 | 0.39943 | 0 | 0 | 0 | 0 | 0 | 0 | 62.988 | 62.8795 | 62.3948 | 61.8317 | 61.6515 | 61.2116 | 60.8091 | 61.3211 | 63.2505 | 67.4026 | 71.7012 | 75.2359 | 75.4781 | 75.3056 | 76.6186 | 76.9932 | 78.3603 | 78.6744 | 78.6796 | 74.9517 | 70.7543 | 67.2064 | 65.7545 | 64.5716 | 0.31575 | 0.29647 | 0.26591 | 0.26093 | 0.28286 | 0.36291 | 0.48487 | 0.60501 | 0.68411 | 0.73269 | 0.74491 | 0.77799 | 0.82928 | 0.91443 | 0.97195 | 0.99735 | 0.98171 | 0.87861 | 0.7296 | 0.57033 | 0.50969 | 0.4496 | 0.357 | 0.29263
Portfolio Adjusted1-in-2Size: 20 kW to 199.99 kWSouth of Lugo2018July Monthly Peak | Portfolio Adjusted | 1-in-2 | Size: 20 kW to 199.99 kW | South of Lugo | 2018 | July Monthly Peak | 7 | 14.7148 | 13.9979 | 13.5829 | 13.5493 | 13.805 | 15.2689 | 17.5675 | 21.0116 | 24.7681 | 28.4388 | 30.9353 | 32.5502 | 33.2638 | 33.8318 | 33.9598 | 33.7333 | 32.236 | 29.327 | 25.9747 | 23.9526 | 23.112 | 21.3455 | 18.7542 | 16.4783 | 0 | 0 | 0 | 0 | 0 | 0 | 0 | 0 | 0 | 0 | 0 | 0 | 0 | 0 | 0.5094 | 0.506 | 0.48354 | 0.4399 | 0 | 0 | 0 | 0 | 0 | 0 | 69.5177 | 68.8119 | 68.5113 | 68.3774 | 67.9711 | 67.1764 | 67.1033 | 68.0035 | 70.6077 | 73.2351 | 75.692 | 79.0363 | 80.4565 | 80.7383 | 81.5927 | 81.9524 | 82.545 | 82.8938 | 83.4975 | 81.8169 | 78.5498 | 74.3529 | 72.1671 | 71.329 | 0.3155 | 0.29624 | 0.2657 | 0.26073 | 0.28264 | 0.36263 | 0.48449 | 0.60453 | 0.68358 | 0.73212 | 0.74433 | 0.77739 | 0.82864 | 0.91372 | 0.97119 | 0.99657 | 0.98094 | 0.87792 | 0.72903 | 0.56989 | 0.50929 | 0.44925 | 0.35673 | 0.2924
Portfolio Adjusted1-in-2Size: 20 kW to 199.99 kWSouth of Lugo2018August Monthly Peak | Portfolio Adjusted | 1-in-2 | Size: 20 kW to 199.99 kW | South of Lugo | 2018 | August Monthly Peak | 8 | 14.9603 | 14.2394 | 13.7638 | 13.6898 | 14.0123 | 15.7183 | 17.9739 | 21.1838 | 25.081 | 28.8482 | 31.6309 | 33.408 | 34.2195 | 34.7573 | 34.9374 | 34.5474 | 32.7961 | 29.913 | 26.3361 | 24.8361 | 23.5586 | 21.525 | 18.8586 | 16.6108 | 0 | 0 | 0 | 0 | 0 | 0 | 0 | 0 | 0 | 0 | 0 | 0 | 0 | 0 | 0.52406 | 0.51821 | 0.49194 | 0.44869 | 0 | 0 | 0 | 0 | 0 | 0 | 69.8561 | 68.5721 | 68.0939 | 68.4278 | 68.3576 | 67.5716 | 67.2917 | 67.3092 | 69.2144 | 73.3818 | 77.8803 | 82.3004 | 84.2845 | 84.6488 | 84.9659 | 85.073 | 86.5252 | 87.8472 | 87.1043 | 81.8502 | 76.4138 | 73.7958 | 72.4757 | 71.2626 | 0.31609 | 0.29679 | 0.26619 | 0.26121 | 0.28316 | 0.36329 | 0.48538 | 0.60565 | 0.68484 | 0.73347 | 0.7457 | 0.77882 | 0.83016 | 0.9154 | 0.97298 | 0.99841 | 0.98275 | 0.87954 | 0.73038 | 0.57094 | 0.51023 | 0.45008 | 0.35738 | 0.29294
Portfolio Adjusted1-in-2Size: 20 kW to 199.99 kWSouth of Lugo2018September Monthly Peak | Portfolio Adjusted | 1-in-2 | Size: 20 kW to 199.99 kW | South of Lugo | 2018 | September Monthly Peak | 9 | 15.0165 | 14.3053 | 13.8227 | 13.8169 | 14.1666 | 15.856 | 18.3355 | 21.3581 | 25.4963 | 29.2201 | 31.9397 | 33.6272 | 34.4792 | 35.0239 | 35.2526 | 34.7073 | 32.9596 | 29.9323 | 26.4789 | 25.5206 | 23.5079 | 21.5267 | 18.8967 | 16.6929 | 0 | 0 | 0 | 0 | 0 | 0 | 0 | 0 | 0 | 0 | 0 | 0 | 0 | 0 | 0.52879 | 0.52061 | 0.49439 | 0.44898 | 0 | 0 | 0 | 0 | 0 | 0 | 69.9075 | 69.2431 | 68.7277 | 68.3597 | 67.8111 | 67.4775 | 67.2213 | 67.1217 | 68.9988 | 73.0284 | 77.1224 | 81.8612 | 85.2424 | 86.7544 | 87.6331 | 88.3539 | 88.655 | 87.458 | 86.8043 | 84.7146 | 80.8893 | 77.6212 | 75.7779 | 74.8326 | 0.31577 | 0.29649 | 0.26592 | 0.26095 | 0.28288 | 0.36293 | 0.4849 | 0.60504 | 0.68415 | 0.73274 | 0.74495 | 0.77804 | 0.82933 | 0.91449 | 0.972 | 0.99741 | 0.98176 | 0.87866 | 0.72964 | 0.57037 | 0.50972 | 0.44962 | 0.35703 | 0.29264
Portfolio Adjusted1-in-2Size: 20 kW to 199.99 kWSouth of Lugo2018October Monthly Peak | Portfolio Adjusted | 1-in-2 | Size: 20 kW to 199.99 kW | South of Lugo | 2018 | October Monthly Peak | 10 | 13.8679 | 13.2704 | 12.8751 | 12.8418 | 13.0391 | 14.4083 | 16.953 | 18.9354 | 21.9262 | 25.0896 | 27.3623 | 29.0114 | 30.158 | 30.9414 | 31.3101 | 30.8172 | 29.1203 | 26.2178 | 24.403 | 23.1648 | 21.4822 | 19.7508 | 17.3312 | 15.368 | 0 | 0 | 0 | 0 | 0 | 0 | 0 | 0 | 0 | 0 | 0 | 0 | 0 | 0 | 0.46965 | 0.46226 | 0.4368 | 0.39327 | 0 | 0 | 0 | 0 | 0 | 0 | 64.1703 | 63.7717 | 63.4996 | 62.4514 | 61.8959 | 61.2536 | 60.7267 | 60.6781 | 61.5152 | 64.6118 | 68.6673 | 74.2238 | 80.3075 | 83.1378 | 81.9184 | 81.5027 | 81.8486 | 80.6782 | 77.9119 | 74.0206 | 71.8095 | 70.2223 | 68.5204 | 66.8622 | 0.31518 | 0.29594 | 0.26543 | 0.26046 | 0.28235 | 0.36226 | 0.484 | 0.60392 | 0.68288 | 0.73137 | 0.74357 | 0.77659 | 0.82779 | 0.91279 | 0.9702 | 0.99556 | 0.97994 | 0.87703 | 0.72829 | 0.56931 | 0.50877 | 0.44879 | 0.35636 | 0.2921
Portfolio Adjusted1-in-2Size: 20 kW to 199.99 kWSouth of Lugo2018November Monthly Peak | Portfolio Adjusted | 1-in-2 | Size: 20 kW to 199.99 kW | South of Lugo | 2018 | November Monthly Peak | 11 | 12.9865 | 12.5348 | 12.2072 | 12.2485 | 12.571 | 13.9991 | 15.6463 | 17.4527 | 20.1423 | 22.7466 | 24.4245 | 25.5424 | 26.1832 | 26.5806 | 26.6244 | 25.6416 | 24.3957 | 23.8149 | 22.0548 | 20.7073 | 19.4725 | 17.9214 | 16.0112 | 14.4122 | 0 | 0 | 0 | 0 | 0 | 0 | 0 | 0 | 0 | 0 | 0 | 0 | 0 | 0 | 0.39937 | 0.38462 | 0.36594 | 0.35722 | 0 | 0 | 0 | 0 | 0 | 0 | 59.2721 | 58.2788 | 57.4929 | 56.6813 | 55.4999 | 54.6205 | 54.202 | 54.6081 | 56.8245 | 59.917 | 64.5281 | 68.7554 | 71.8671 | 73.6546 | 74.9242 | 74.3319 | 72.1687 | 69.4367 | 67.0323 | 65.9947 | 64.8564 | 64.6808 | 64.1065 | 64.7551 | 0.31764 | 0.29824 | 0.26749 | 0.26249 | 0.28455 | 0.36508 | 0.48777 | 0.60862 | 0.6882 | 0.73707 | 0.74936 | 0.78264 | 0.83424 | 0.91989 | 0.97775 | 1.0033 | 0.98757 | 0.88386 | 0.73396 | 0.57374 | 0.51274 | 0.45228 | 0.35914 | 0.29437
Portfolio Adjusted1-in-2Size: 20 kW to 199.99 kWSouth of Lugo2018December Monthly Peak | Portfolio Adjusted | 1-in-2 | Size: 20 kW to 199.99 kW | South of Lugo | 2018 | December Monthly Peak | 12 | 13.4055 | 12.9179 | 12.4866 | 12.5076 | 12.8952 | 14.372 | 16.7871 | 18.496 | 20.8012 | 22.4784 | 23.379 | 23.5529 | 23.4918 | 23.4183 | 23.3149 | 22.6861 | 22.451 | 22.5994 | 21.2379 | 20.2632 | 19.2647 | 18.0037 | 16.2643 | 14.7575 | 0 | 0 | 0 | 0 | 0 | 0 | 0 | 0 | 0 | 0 | 0 | 0 | 0 | 0 | 0.34972 | 0.34029 | 0.33677 | 0.33899 | 0 | 0 | 0 | 0 | 0 | 0 | 52.4471 | 51.1729 | 50.2053 | 49.437 | 48.9577 | 47.9263 | 48.1722 | 48.3413 | 48.856 | 52.4894 | 57.0131 | 59.9988 | 61.718 | 62.8635 | 63.2856 | 63.666 | 62.8404 | 60.7036 | 58.6322 | 57.0405 | 55.2496 | 53.2179 | 51.3329 | 49.9224 | 0.31778 | 0.29837 | 0.26761 | 0.26261 | 0.28468 | 0.36524 | 0.48798 | 0.60889 | 0.6885 | 0.73739 | 0.74969 | 0.78298 | 0.8346 | 0.9203 | 0.97818 | 1.0037 | 0.988 | 0.88424 | 0.73428 | 0.57399 | 0.51296 | 0.45248 | 0.35929 | 0.2945
Portfolio Adjusted1-in-2Size: 20 kW to 199.99 kWSouth of Lugo2018Typical Event Day | Portfolio Adjusted | 1-in-2 | Size: 20 kW to 199.99 kW | South of Lugo | 2018 | Typical Event Day | 8 | 14.8104 | 14.1019 | 13.6434 | 13.5728 | 13.8885 | 15.5763 | 17.7923 | 20.8707 | 24.5679 | 28.1776 | 30.8241 | 32.5384 | 33.3205 | 33.8553 | 34.0479 | 33.6711 | 31.9794 | 29.1811 | 25.747 | 24.3325 | 23.1497 | 21.2028 | 18.6087 | 16.4125 | 0 | 0 | 0 | 0 | 0 | 0 | 0 | 0 | 0 | 0 | 0 | 0 | 0 | 0 | 0.51072 | 0.50507 | 0.47969 | 0.43772 | 0 | 0 | 0 | 0 | 0 | 0 | 68.0673 | 67.3767 | 66.9319 | 66.7492 | 66.4478 | 65.8593 | 65.6063 | 65.9389 | 68.0178 | 71.762 | 75.599 | 79.6085 | 81.3654 | 81.8618 | 82.7026 | 83.0931 | 84.0214 | 84.2184 | 84.0214 | 80.8334 | 76.6518 | 73.2441 | 71.5438 | 70.4989 | 0.31576 | 0.29648 | 0.26591 | 0.26094 | 0.28287 | 0.36292 | 0.48488 | 0.60502 | 0.68413 | 0.73271 | 0.74493 | 0.77802 | 0.82931 | 0.91446 | 0.97198 | 0.99738 | 0.98173 | 0.87863 | 0.72962 | 0.57035 | 0.50971 | 0.44961 | 0.35701 | 0.29263
Portfolio Adjusted1-in-2Size: 20 kW to 199.99 kWSouth of Lugo2019January Monthly Peak | Portfolio Adjusted | 1-in-2 | Size: 20 kW to 199.99 kW | South of Lugo | 2019 | January Monthly Peak | 1 | 13.3852 | 12.8777 | 12.5585 | 12.5653 | 13.0248 | 14.5181 | 17.3469 | 19.3634 | 21.6825 | 23.0019 | 23.473 | 23.2877 | 23.1641 | 23.1721 | 23.051 | 22.2287 | 21.4472 | 21.9176 | 20.8457 | 19.9821 | 19.0391 | 17.9287 | 16.294 | 14.9047 | 0 | 0 | 0 | 0 | 0 | 0 | 0 | 0 | 0 | 0 | 0 | 0 | 0 | 0 | 0.34577 | 0.33343 | 0.32171 | 0.32876 | 0 | 0 | 0 | 0 | 0 | 0 | 48.3153 | 47.2983 | 46.1928 | 45.8148 | 45.7222 | 46.0191 | 45.6652 | 45.6996 | 46.5616 | 48.6996 | 52.4529 | 55.3484 | 56.9787 | 58.2618 | 58.6122 | 58.7209 | 58.6107 | 57.0114 | 55.5526 | 54.1215 | 53.2613 | 52.0404 | 51.025 | 49.6434 | 0.32564 | 0.30576 | 0.27424 | 0.26911 | 0.29173 | 0.37428 | 0.50006 | 0.62396 | 0.70555 | 0.75565 | 0.76825 | 0.80237 | 0.85527 | 0.94308 | 1.0024 | 1.0286 | 1.0125 | 0.90613 | 0.75246 | 0.5882 | 0.52566 | 0.46369 | 0.36819 | 0.30179
Portfolio Adjusted1-in-2Size: 20 kW to 199.99 kWSouth of Lugo2019February Monthly Peak | Portfolio Adjusted | 1-in-2 | Size: 20 kW to 199.99 kW | South of Lugo | 2019 | February Monthly Peak | 2 | 13.4301 | 12.8532 | 12.3923 | 12.4285 | 12.8342 | 14.3734 | 16.892 | 19.0352 | 21.5269 | 23.1353 | 23.8849 | 23.9565 | 23.9768 | 23.9541 | 23.9959 | 23.4328 | 22.7566 | 22.2491 | 21.4916 | 20.3627 | 19.3322 | 18.1489 | 16.416 | 14.982 | 0 | 0 | 0 | 0 | 0 | 0 | 0 | 0 | 0 | 0 | 0 | 0 | 0 | 0 | 0.35994 | 0.35149 | 0.34135 | 0.33374 | 0 | 0 | 0 | 0 | 0 | 0 | 51.6697 | 51.3562 | 51.0619 | 50.7735 | 50.4517 | 49.9971 | 49.7341 | 49.6526 | 50.3962 | 52.5831 | 54.3758 | 56.0541 | 56.6202 | 56.7071 | 56.6454 | 55.5943 | 55.5388 | 55.2573 | 53.8925 | 52.9179 | 52.1244 | 51.8718 | 50.5594 | 49.2082 | 0.32091 | 0.30132 | 0.27025 | 0.2652 | 0.28749 | 0.36884 | 0.49279 | 0.61489 | 0.69529 | 0.74466 | 0.75708 | 0.7907 | 0.84283 | 0.92937 | 0.98783 | 1.0136 | 0.99774 | 0.89296 | 0.74152 | 0.57965 | 0.51802 | 0.45694 | 0.36284 | 0.29741
Portfolio Adjusted1-in-2Size: 20 kW to 199.99 kWSouth of Lugo2019March Monthly Peak | Portfolio Adjusted | 1-in-2 | Size: 20 kW to 199.99 kW | South of Lugo | 2019 | March Monthly Peak | 3 | 13.6631 | 12.8748 | 12.4861 | 12.4279 | 12.8404 | 14.2869 | 16.7951 | 18.8615 | 21.2652 | 22.9169 | 23.6866 | 23.7631 | 23.8428 | 23.8452 | 23.9769 | 23.564 | 22.7387 | 21.8355 | 20.6868 | 20.8175 | 19.7523 | 18.5364 | 16.8671 | 15.233 | 0 | 0 | 0 | 0 | 0 | 0 | 0 | 0 | 0 | 0 | 0 | 0 | 0 | 0 | 0.35965 | 0.35346 | 0.34108 | 0.32753 | 0 | 0 | 0 | 0 | 0 | 0 | 51.8035 | 50.6255 | 49.3671 | 48.8089 | 48.5354 | 48.0487 | 47.8898 | 48.2761 | 50.6825 | 52.8998 | 55.1315 | 57.1141 | 58.0777 | 59.0618 | 59.0968 | 59.6065 | 59.2352 | 58.0788 | 56.4973 | 54.8746 | 54.2136 | 53.3172 | 52.3323 | 51.2548 | 0.32336 | 0.30362 | 0.27232 | 0.26722 | 0.28968 | 0.37166 | 0.49656 | 0.61959 | 0.7006 | 0.75036 | 0.76287 | 0.79675 | 0.84927 | 0.93648 | 0.99538 | 1.0214 | 1.0054 | 0.89979 | 0.74719 | 0.58408 | 0.52198 | 0.46044 | 0.36561 | 0.29968
Portfolio Adjusted1-in-2Size: 20 kW to 199.99 kWSouth of Lugo2019April Monthly Peak | Portfolio Adjusted | 1-in-2 | Size: 20 kW to 199.99 kW | South of Lugo | 2019 | April Monthly Peak | 4 | 13.3622 | 12.558 | 12.1748 | 12.1647 | 12.3934 | 13.6743 | 15.527 | 17.5292 | 20.3714 | 22.9057 | 24.5943 | 25.8203 | 26.7416 | 27.3145 | 27.7593 | 27.526 | 26.2931 | 24.1673 | 21.8305 | 21.2922 | 20.395 | 18.9098 | 16.8753 | 14.968 | 0 | 0 | 0 | 0 | 0 | 0 | 0 | 0 | 0 | 0 | 0 | 0 | 0 | 0 | 0.41639 | 0.41289 | 0.3944 | 0.36251 | 0 | 0 | 0 | 0 | 0 | 0 | 61.9198 | 61.4745 | 60.7177 | 59.662 | 58.8811 | 58.0853 | 57.611 | 57.8068 | 59.5163 | 62.7802 | 65.7903 | 68.9096 | 71.3139 | 73.0757 | 73.6984 | 73.7998 | 74.0395 | 73.1797 | 72.355 | 70.5089 | 67.1492 | 65.7386 | 64.1908 | 61.7674 | 0.31581 | 0.29653 | 0.26596 | 0.26099 | 0.28292 | 0.36298 | 0.48496 | 0.60513 | 0.68425 | 0.73284 | 0.74506 | 0.77815 | 0.82945 | 0.91461 | 0.97214 | 0.99755 | 0.9819 | 0.87878 | 0.72975 | 0.57045 | 0.50979 | 0.44969 | 0.35707 | 0.29268
Portfolio Adjusted1-in-2Size: 20 kW to 199.99 kWSouth of Lugo2019May Monthly Peak | Portfolio Adjusted | 1-in-2 | Size: 20 kW to 199.99 kW | South of Lugo | 2019 | May Monthly Peak | 5 | 13.5937 | 12.7891 | 12.3633 | 12.3916 | 12.6459 | 13.875 | 15.6338 | 18.1893 | 21.2567 | 23.9471 | 25.6415 | 26.7249 | 27.1629 | 27.565 | 27.9075 | 27.5353 | 26.384 | 24.1457 | 22.0264 | 20.9494 | 20.4691 | 18.9902 | 16.9876 | 15.0426 | 0 | 0 | 0 | 0 | 0 | 0 | 0 | 0 | 0 | 0 | 0 | 0 | 0 | 0 | 0.41861 | 0.41303 | 0.39576 | 0.36219 | 0 | 0 | 0 | 0 | 0 | 0 | 59.4031 | 59.4595 | 59.4666 | 58.9153 | 58.4177 | 58.4307 | 58.7065 | 59.2761 | 60.0045 | 61.6043 | 64.4027 | 67.2814 | 69.6079 | 70.3942 | 70.1906 | 71.1485 | 71.2333 | 70.1667 | 68.2359 | 65.6341 | 62.9646 | 60.8458 | 60.3478 | 60.0321 | 0.31736 | 0.29798 | 0.26726 | 0.26226 | 0.28431 | 0.36476 | 0.48734 | 0.60809 | 0.6876 | 0.73643 | 0.74871 | 0.78196 | 0.83351 | 0.91909 | 0.9769 | 1.0024 | 0.98671 | 0.88308 | 0.73332 | 0.57324 | 0.51229 | 0.45189 | 0.35882 | 0.29412
Portfolio Adjusted1-in-2Size: 20 kW to 199.99 kWSouth of Lugo2019June Monthly Peak | Portfolio Adjusted | 1-in-2 | Size: 20 kW to 199.99 kW | South of Lugo | 2019 | June Monthly Peak | 6 | 13.8763 | 13.1033 | 12.7031 | 12.7564 | 13.0778 | 14.2595 | 16.0939 | 19.0514 | 22.3016 | 25.4688 | 27.5003 | 28.9766 | 29.8243 | 30.4472 | 30.7769 | 30.5426 | 29.2151 | 26.629 | 23.7533 | 21.9891 | 21.4056 | 19.8302 | 17.6102 | 15.4916 | 0 | 0 | 0 | 0 | 0 | 0 | 0 | 0 | 0 | 0 | 0 | 0 | 0 | 0 | 0.46165 | 0.45814 | 0.43823 | 0.39943 | 0 | 0 | 0 | 0 | 0 | 0 | 62.988 | 62.8795 | 62.3948 | 61.8317 | 61.6515 | 61.2116 | 60.8091 | 61.3211 | 63.2505 | 67.4026 | 71.7012 | 75.2359 | 75.4781 | 75.3056 | 76.6185 | 76.9932 | 78.3603 | 78.6744 | 78.6796 | 74.9517 | 70.7543 | 67.2064 | 65.7545 | 64.5716 | 0.31575 | 0.29647 | 0.26591 | 0.26093 | 0.28286 | 0.36291 | 0.48487 | 0.60501 | 0.68411 | 0.73269 | 0.74491 | 0.77799 | 0.82928 | 0.91443 | 0.97195 | 0.99735 | 0.98171 | 0.87861 | 0.7296 | 0.57033 | 0.50969 | 0.4496 | 0.357 | 0.29263
Portfolio Adjusted1-in-2Size: 20 kW to 199.99 kWSouth of Lugo2019July Monthly Peak | Portfolio Adjusted | 1-in-2 | Size: 20 kW to 199.99 kW | South of Lugo | 2019 | July Monthly Peak | 7 | 14.7148 | 13.9979 | 13.5829 | 13.5493 | 13.805 | 15.2689 | 17.5675 | 21.0116 | 24.7681 | 28.4388 | 30.9353 | 32.5502 | 33.2638 | 33.8318 | 33.9598 | 33.7333 | 32.236 | 29.327 | 25.9747 | 23.9526 | 23.112 | 21.3455 | 18.7542 | 16.4783 | 0 | 0 | 0 | 0 | 0 | 0 | 0 | 0 | 0 | 0 | 0 | 0 | 0 | 0 | 0.5094 | 0.506 | 0.48354 | 0.4399 | 0 | 0 | 0 | 0 | 0 | 0 | 69.5177 | 68.8119 | 68.5113 | 68.3774 | 67.9711 | 67.1764 | 67.1033 | 68.0035 | 70.6077 | 73.2351 | 75.692 | 79.0363 | 80.4565 | 80.7383 | 81.5927 | 81.9524 | 82.545 | 82.8938 | 83.4975 | 81.8169 | 78.5498 | 74.3529 | 72.1671 | 71.329 | 0.3155 | 0.29624 | 0.2657 | 0.26073 | 0.28264 | 0.36263 | 0.48449 | 0.60453 | 0.68358 | 0.73212 | 0.74433 | 0.77739 | 0.82864 | 0.91372 | 0.97119 | 0.99657 | 0.98094 | 0.87792 | 0.72903 | 0.56989 | 0.50929 | 0.44925 | 0.35673 | 0.2924
Portfolio Adjusted1-in-2Size: 20 kW to 199.99 kWSouth of Lugo2019August Monthly Peak | Portfolio Adjusted | 1-in-2 | Size: 20 kW to 199.99 kW | South of Lugo | 2019 | August Monthly Peak | 8 | 14.9603 | 14.2394 | 13.7638 | 13.6898 | 14.0123 | 15.7183 | 17.9739 | 21.1838 | 25.081 | 28.8482 | 31.6309 | 33.408 | 34.2195 | 34.7573 | 34.9374 | 34.5474 | 32.7961 | 29.913 | 26.3361 | 24.8361 | 23.5586 | 21.525 | 18.8586 | 16.6108 | 0 | 0 | 0 | 0 | 0 | 0 | 0 | 0 | 0 | 0 | 0 | 0 | 0 | 0 | 0.52406 | 0.51821 | 0.49194 | 0.44869 | 0 | 0 | 0 | 0 | 0 | 0 | 69.8561 | 68.5721 | 68.0939 | 68.4278 | 68.3576 | 67.5716 | 67.2917 | 67.3092 | 69.2144 | 73.3818 | 77.8803 | 82.3004 | 84.2845 | 84.6488 | 84.9659 | 85.073 | 86.5252 | 87.8472 | 87.1042 | 81.8502 | 76.4138 | 73.7958 | 72.4757 | 71.2626 | 0.31609 | 0.29679 | 0.26619 | 0.26121 | 0.28316 | 0.36329 | 0.48538 | 0.60565 | 0.68484 | 0.73347 | 0.7457 | 0.77882 | 0.83016 | 0.9154 | 0.97298 | 0.99841 | 0.98275 | 0.87954 | 0.73038 | 0.57094 | 0.51023 | 0.45008 | 0.35738 | 0.29294
Portfolio Adjusted1-in-2Size: 20 kW to 199.99 kWSouth of Lugo2019September Monthly Peak | Portfolio Adjusted | 1-in-2 | Size: 20 kW to 199.99 kW | South of Lugo | 2019 | September Monthly Peak | 9 | 15.0165 | 14.3053 | 13.8227 | 13.8169 | 14.1666 | 15.856 | 18.3355 | 21.3581 | 25.4963 | 29.2201 | 31.9397 | 33.6272 | 34.4792 | 35.0239 | 35.2526 | 34.7073 | 32.9596 | 29.9323 | 26.4789 | 25.5206 | 23.5079 | 21.5267 | 18.8967 | 16.6929 | 0 | 0 | 0 | 0 | 0 | 0 | 0 | 0 | 0 | 0 | 0 | 0 | 0 | 0 | 0.52879 | 0.52061 | 0.49439 | 0.44898 | 0 | 0 | 0 | 0 | 0 | 0 | 69.9075 | 69.2431 | 68.7277 | 68.3597 | 67.8111 | 67.4775 | 67.2213 | 67.1217 | 68.9988 | 73.0284 | 77.1224 | 81.8612 | 85.2424 | 86.7544 | 87.6331 | 88.3539 | 88.655 | 87.458 | 86.8043 | 84.7146 | 80.8893 | 77.6212 | 75.7779 | 74.8326 | 0.31577 | 0.29649 | 0.26592 | 0.26095 | 0.28288 | 0.36293 | 0.4849 | 0.60504 | 0.68415 | 0.73274 | 0.74495 | 0.77804 | 0.82933 | 0.91449 | 0.972 | 0.99741 | 0.98176 | 0.87866 | 0.72964 | 0.57037 | 0.50972 | 0.44962 | 0.35703 | 0.29264
Portfolio Adjusted1-in-2Size: 20 kW to 199.99 kWSouth of Lugo2019October Monthly Peak | Portfolio Adjusted | 1-in-2 | Size: 20 kW to 199.99 kW | South of Lugo | 2019 | October Monthly Peak | 10 | 13.8679 | 13.2704 | 12.8751 | 12.8418 | 13.0391 | 14.4083 | 16.953 | 18.9354 | 21.9262 | 25.0896 | 27.3623 | 29.0114 | 30.158 | 30.9415 | 31.3101 | 30.8172 | 29.1203 | 26.2178 | 24.403 | 23.1648 | 21.4822 | 19.7508 | 17.3312 | 15.368 | 0 | 0 | 0 | 0 | 0 | 0 | 0 | 0 | 0 | 0 | 0 | 0 | 0 | 0 | 0.46965 | 0.46226 | 0.4368 | 0.39327 | 0 | 0 | 0 | 0 | 0 | 0 | 64.1703 | 63.7717 | 63.4996 | 62.4514 | 61.8959 | 61.2536 | 60.7267 | 60.6781 | 61.5152 | 64.6118 | 68.6673 | 74.2238 | 80.3075 | 83.1378 | 81.9184 | 81.5027 | 81.8486 | 80.6782 | 77.9119 | 74.0206 | 71.8095 | 70.2223 | 68.5204 | 66.8622 | 0.31518 | 0.29594 | 0.26543 | 0.26046 | 0.28235 | 0.36226 | 0.484 | 0.60392 | 0.68288 | 0.73137 | 0.74357 | 0.77659 | 0.82779 | 0.91279 | 0.9702 | 0.99556 | 0.97994 | 0.87703 | 0.72829 | 0.56931 | 0.50877 | 0.44879 | 0.35636 | 0.2921
Portfolio Adjusted1-in-2Size: 20 kW to 199.99 kWSouth of Lugo2019November Monthly Peak | Portfolio Adjusted | 1-in-2 | Size: 20 kW to 199.99 kW | South of Lugo | 2019 | November Monthly Peak | 11 | 12.9865 | 12.5348 | 12.2072 | 12.2485 | 12.571 | 13.9991 | 15.6463 | 17.4527 | 20.1423 | 22.7466 | 24.4245 | 25.5424 | 26.1832 | 26.5806 | 26.6244 | 25.6416 | 24.3957 | 23.8149 | 22.0548 | 20.7073 | 19.4725 | 17.9214 | 16.0112 | 14.4122 | 0 | 0 | 0 | 0 | 0 | 0 | 0 | 0 | 0 | 0 | 0 | 0 | 0 | 0 | 0.39937 | 0.38462 | 0.36594 | 0.35722 | 0 | 0 | 0 | 0 | 0 | 0 | 59.2721 | 58.2788 | 57.4929 | 56.6813 | 55.4999 | 54.6205 | 54.202 | 54.6081 | 56.8245 | 59.917 | 64.5281 | 68.7554 | 71.8671 | 73.6546 | 74.9242 | 74.3319 | 72.1687 | 69.4367 | 67.0323 | 65.9947 | 64.8564 | 64.6808 | 64.1065 | 64.7551 | 0.31764 | 0.29824 | 0.26749 | 0.26249 | 0.28455 | 0.36508 | 0.48777 | 0.60862 | 0.6882 | 0.73707 | 0.74936 | 0.78264 | 0.83424 | 0.91989 | 0.97775 | 1.0033 | 0.98757 | 0.88386 | 0.73396 | 0.57374 | 0.51274 | 0.45228 | 0.35914 | 0.29437
Portfolio Adjusted1-in-2Size: 20 kW to 199.99 kWSouth of Lugo2019December Monthly Peak | Portfolio Adjusted | 1-in-2 | Size: 20 kW to 199.99 kW | South of Lugo | 2019 | December Monthly Peak | 12 | 13.4055 | 12.9179 | 12.4866 | 12.5076 | 12.8952 | 14.372 | 16.7871 | 18.496 | 20.8012 | 22.4784 | 23.379 | 23.5529 | 23.4918 | 23.4183 | 23.3149 | 22.6861 | 22.451 | 22.5994 | 21.2379 | 20.2632 | 19.2647 | 18.0037 | 16.2643 | 14.7575 | 0 | 0 | 0 | 0 | 0 | 0 | 0 | 0 | 0 | 0 | 0 | 0 | 0 | 0 | 0.34972 | 0.34029 | 0.33677 | 0.33899 | 0 | 0 | 0 | 0 | 0 | 0 | 52.4471 | 51.1729 | 50.2053 | 49.437 | 48.9577 | 47.9263 | 48.1722 | 48.3413 | 48.856 | 52.4894 | 57.0131 | 59.9988 | 61.718 | 62.8635 | 63.2856 | 63.666 | 62.8404 | 60.7036 | 58.6322 | 57.0405 | 55.2496 | 53.2179 | 51.3329 | 49.9224 | 0.31778 | 0.29837 | 0.26761 | 0.26261 | 0.28468 | 0.36524 | 0.48798 | 0.60889 | 0.6885 | 0.73739 | 0.74969 | 0.78298 | 0.8346 | 0.9203 | 0.97818 | 1.0037 | 0.988 | 0.88424 | 0.73428 | 0.57399 | 0.51296 | 0.45248 | 0.35929 | 0.2945
Portfolio Adjusted1-in-2Size: 20 kW to 199.99 kWSouth of Lugo2019Typical Event Day | Portfolio Adjusted | 1-in-2 | Size: 20 kW to 199.99 kW | South of Lugo | 2019 | Typical Event Day | 8 | 14.8104 | 14.1019 | 13.6434 | 13.5728 | 13.8885 | 15.5763 | 17.7923 | 20.8707 | 24.5679 | 28.1776 | 30.8241 | 32.5384 | 33.3205 | 33.8553 | 34.0479 | 33.6711 | 31.9794 | 29.1811 | 25.747 | 24.3325 | 23.1497 | 21.2028 | 18.6087 | 16.4125 | 0 | 0 | 0 | 0 | 0 | 0 | 0 | 0 | 0 | 0 | 0 | 0 | 0 | 0 | 0.51072 | 0.50507 | 0.47969 | 0.43772 | 0 | 0 | 0 | 0 | 0 | 0 | 68.0673 | 67.3767 | 66.9319 | 66.7492 | 66.4478 | 65.8593 | 65.6063 | 65.9389 | 68.0178 | 71.762 | 75.599 | 79.6085 | 81.3654 | 81.8618 | 82.7026 | 83.0931 | 84.0214 | 84.2184 | 84.0214 | 80.8334 | 76.6518 | 73.2441 | 71.5438 | 70.4989 | 0.31576 | 0.29648 | 0.26591 | 0.26094 | 0.28287 | 0.36292 | 0.48488 | 0.60502 | 0.68413 | 0.73271 | 0.74493 | 0.77802 | 0.82931 | 0.91446 | 0.97198 | 0.99738 | 0.98173 | 0.87863 | 0.72962 | 0.57035 | 0.50971 | 0.44961 | 0.35701 | 0.29263
Portfolio Adjusted1-in-2Size: 20 kW to 199.99 kWSouth of Lugo2020January Monthly Peak | Portfolio Adjusted | 1-in-2 | Size: 20 kW to 199.99 kW | South of Lugo | 2020 | January Monthly Peak | 1 | 13.3852 | 12.8777 | 12.5585 | 12.5653 | 13.0248 | 14.5181 | 17.3469 | 19.3634 | 21.6825 | 23.0019 | 23.473 | 23.2877 | 23.1641 | 23.1721 | 23.051 | 22.2287 | 21.4472 | 21.9176 | 20.8457 | 19.9821 | 19.0391 | 17.9287 | 16.294 | 14.9047 | 0 | 0 | 0 | 0 | 0 | 0 | 0 | 0 | 0 | 0 | 0 | 0 | 0 | 0 | 0.34577 | 0.33343 | 0.32171 | 0.32876 | 0 | 0 | 0 | 0 | 0 | 0 | 48.3153 | 47.2983 | 46.1928 | 45.8148 | 45.7222 | 46.0191 | 45.6652 | 45.6996 | 46.5616 | 48.6996 | 52.4529 | 55.3484 | 56.9787 | 58.2618 | 58.6122 | 58.7209 | 58.6107 | 57.0114 | 55.5526 | 54.1215 | 53.2613 | 52.0404 | 51.025 | 49.6434 | 0.32564 | 0.30576 | 0.27424 | 0.26911 | 0.29173 | 0.37428 | 0.50006 | 0.62396 | 0.70555 | 0.75565 | 0.76825 | 0.80237 | 0.85527 | 0.94308 | 1.0024 | 1.0286 | 1.0125 | 0.90613 | 0.75246 | 0.5882 | 0.52566 | 0.46369 | 0.36819 | 0.30179
Portfolio Adjusted1-in-2Size: 20 kW to 199.99 kWSouth of Lugo2020February Monthly Peak | Portfolio Adjusted | 1-in-2 | Size: 20 kW to 199.99 kW | South of Lugo | 2020 | February Monthly Peak | 2 | 13.4301 | 12.8532 | 12.3923 | 12.4285 | 12.8342 | 14.3734 | 16.892 | 19.0352 | 21.5269 | 23.1353 | 23.8849 | 23.9565 | 23.9768 | 23.9541 | 23.9959 | 23.4328 | 22.7566 | 22.2491 | 21.4916 | 20.3627 | 19.3322 | 18.1489 | 16.416 | 14.982 | 0 | 0 | 0 | 0 | 0 | 0 | 0 | 0 | 0 | 0 | 0 | 0 | 0 | 0 | 0.35994 | 0.35149 | 0.34135 | 0.33374 | 0 | 0 | 0 | 0 | 0 | 0 | 51.6697 | 51.3562 | 51.0619 | 50.7735 | 50.4517 | 49.9971 | 49.7341 | 49.6526 | 50.3962 | 52.5831 | 54.3758 | 56.0541 | 56.6202 | 56.7071 | 56.6454 | 55.5943 | 55.5388 | 55.2573 | 53.8925 | 52.9179 | 52.1244 | 51.8718 | 50.5594 | 49.2082 | 0.32091 | 0.30132 | 0.27025 | 0.2652 | 0.28749 | 0.36884 | 0.49279 | 0.61489 | 0.69529 | 0.74466 | 0.75708 | 0.7907 | 0.84283 | 0.92937 | 0.98783 | 1.0136 | 0.99774 | 0.89296 | 0.74152 | 0.57965 | 0.51802 | 0.45694 | 0.36284 | 0.29741
Portfolio Adjusted1-in-2Size: 20 kW to 199.99 kWSouth of Lugo2020March Monthly Peak | Portfolio Adjusted | 1-in-2 | Size: 20 kW to 199.99 kW | South of Lugo | 2020 | March Monthly Peak | 3 | 13.6631 | 12.8748 | 12.4861 | 12.4279 | 12.8404 | 14.2869 | 16.7951 | 18.8615 | 21.2652 | 22.9169 | 23.6866 | 23.7631 | 23.8428 | 23.8452 | 23.9769 | 23.564 | 22.7387 | 21.8355 | 20.6868 | 20.8175 | 19.7523 | 18.5364 | 16.8671 | 15.233 | 0 | 0 | 0 | 0 | 0 | 0 | 0 | 0 | 0 | 0 | 0 | 0 | 0 | 0 | 0.35965 | 0.35346 | 0.34108 | 0.32753 | 0 | 0 | 0 | 0 | 0 | 0 | 51.8035 | 50.6255 | 49.3671 | 48.8089 | 48.5354 | 48.0487 | 47.8898 | 48.2761 | 50.6825 | 52.8998 | 55.1315 | 57.1141 | 58.0777 | 59.0618 | 59.0968 | 59.6065 | 59.2352 | 58.0788 | 56.4973 | 54.8746 | 54.2136 | 53.3172 | 52.3323 | 51.2548 | 0.32336 | 0.30362 | 0.27232 | 0.26722 | 0.28968 | 0.37166 | 0.49656 | 0.61959 | 0.7006 | 0.75036 | 0.76287 | 0.79675 | 0.84927 | 0.93648 | 0.99538 | 1.0214 | 1.0054 | 0.89979 | 0.74719 | 0.58408 | 0.52198 | 0.46044 | 0.36561 | 0.29968
Portfolio Adjusted1-in-2Size: 20 kW to 199.99 kWSouth of Lugo2020April Monthly Peak | Portfolio Adjusted | 1-in-2 | Size: 20 kW to 199.99 kW | South of Lugo | 2020 | April Monthly Peak | 4 | 13.3622 | 12.558 | 12.1748 | 12.1647 | 12.3934 | 13.6743 | 15.527 | 17.5292 | 20.3714 | 22.9057 | 24.5943 | 25.8203 | 26.7416 | 27.3145 | 27.7593 | 27.526 | 26.2931 | 24.1673 | 21.8305 | 21.2922 | 20.395 | 18.9098 | 16.8753 | 14.968 | 0 | 0 | 0 | 0 | 0 | 0 | 0 | 0 | 0 | 0 | 0 | 0 | 0 | 0 | 0.41639 | 0.41289 | 0.3944 | 0.36251 | 0 | 0 | 0 | 0 | 0 | 0 | 61.9198 | 61.4745 | 60.7177 | 59.662 | 58.8811 | 58.0853 | 57.611 | 57.8068 | 59.5163 | 62.7802 | 65.7903 | 68.9096 | 71.3139 | 73.0757 | 73.6984 | 73.7998 | 74.0395 | 73.1797 | 72.355 | 70.5089 | 67.1492 | 65.7386 | 64.1908 | 61.7674 | 0.31581 | 0.29653 | 0.26596 | 0.26099 | 0.28292 | 0.36298 | 0.48496 | 0.60513 | 0.68425 | 0.73284 | 0.74506 | 0.77815 | 0.82945 | 0.91461 | 0.97214 | 0.99755 | 0.9819 | 0.87878 | 0.72975 | 0.57045 | 0.50979 | 0.44969 | 0.35707 | 0.29268
Portfolio Adjusted1-in-2Size: 20 kW to 199.99 kWSouth of Lugo2020May Monthly Peak | Portfolio Adjusted | 1-in-2 | Size: 20 kW to 199.99 kW | South of Lugo | 2020 | May Monthly Peak | 5 | 13.5937 | 12.7891 | 12.3633 | 12.3916 | 12.6459 | 13.875 | 15.6338 | 18.1893 | 21.2567 | 23.9471 | 25.6415 | 26.7249 | 27.1629 | 27.565 | 27.9075 | 27.5353 | 26.384 | 24.1457 | 22.0264 | 20.9494 | 20.4691 | 18.9902 | 16.9876 | 15.0426 | 0 | 0 | 0 | 0 | 0 | 0 | 0 | 0 | 0 | 0 | 0 | 0 | 0 | 0 | 0.41861 | 0.41303 | 0.39576 | 0.36219 | 0 | 0 | 0 | 0 | 0 | 0 | 59.4031 | 59.4595 | 59.4666 | 58.9153 | 58.4177 | 58.4307 | 58.7065 | 59.2761 | 60.0045 | 61.6043 | 64.4027 | 67.2814 | 69.6079 | 70.3942 | 70.1906 | 71.1485 | 71.2333 | 70.1667 | 68.2359 | 65.6341 | 62.9646 | 60.8458 | 60.3478 | 60.0321 | 0.31736 | 0.29798 | 0.26726 | 0.26226 | 0.28431 | 0.36476 | 0.48734 | 0.60809 | 0.6876 | 0.73643 | 0.74871 | 0.78196 | 0.83351 | 0.91909 | 0.9769 | 1.0024 | 0.98671 | 0.88308 | 0.73332 | 0.57324 | 0.51229 | 0.45189 | 0.35882 | 0.29412
Portfolio Adjusted1-in-2Size: 20 kW to 199.99 kWSouth of Lugo2020June Monthly Peak | Portfolio Adjusted | 1-in-2 | Size: 20 kW to 199.99 kW | South of Lugo | 2020 | June Monthly Peak | 6 | 13.8763 | 13.1033 | 12.7031 | 12.7564 | 13.0778 | 14.2595 | 16.0939 | 19.0514 | 22.3016 | 25.4688 | 27.5003 | 28.9766 | 29.8243 | 30.4472 | 30.7769 | 30.5426 | 29.2151 | 26.629 | 23.7533 | 21.9891 | 21.4056 | 19.8302 | 17.6102 | 15.4916 | 0 | 0 | 0 | 0 | 0 | 0 | 0 | 0 | 0 | 0 | 0 | 0 | 0 | 0 | 0.46165 | 0.45814 | 0.43823 | 0.39943 | 0 | 0 | 0 | 0 | 0 | 0 | 62.988 | 62.8795 | 62.3948 | 61.8317 | 61.6515 | 61.2116 | 60.8091 | 61.3211 | 63.2505 | 67.4026 | 71.7012 | 75.2359 | 75.4781 | 75.3056 | 76.6186 | 76.9932 | 78.3603 | 78.6744 | 78.6796 | 74.9517 | 70.7543 | 67.2064 | 65.7545 | 64.5716 | 0.31575 | 0.29647 | 0.26591 | 0.26093 | 0.28286 | 0.36291 | 0.48487 | 0.60501 | 0.68411 | 0.73269 | 0.74491 | 0.77799 | 0.82928 | 0.91443 | 0.97195 | 0.99735 | 0.98171 | 0.87861 | 0.7296 | 0.57033 | 0.50969 | 0.4496 | 0.357 | 0.29263
Portfolio Adjusted1-in-2Size: 20 kW to 199.99 kWSouth of Lugo2020July Monthly Peak | Portfolio Adjusted | 1-in-2 | Size: 20 kW to 199.99 kW | South of Lugo | 2020 | July Monthly Peak | 7 | 14.7148 | 13.9979 | 13.5829 | 13.5493 | 13.805 | 15.2689 | 17.5675 | 21.0116 | 24.7681 | 28.4388 | 30.9353 | 32.5502 | 33.2638 | 33.8318 | 33.9598 | 33.7333 | 32.236 | 29.327 | 25.9747 | 23.9526 | 23.112 | 21.3455 | 18.7542 | 16.4783 | 0 | 0 | 0 | 0 | 0 | 0 | 0 | 0 | 0 | 0 | 0 | 0 | 0 | 0 | 0.5094 | 0.506 | 0.48354 | 0.4399 | 0 | 0 | 0 | 0 | 0 | 0 | 69.5177 | 68.8119 | 68.5113 | 68.3774 | 67.9711 | 67.1764 | 67.1033 | 68.0035 | 70.6077 | 73.2351 | 75.692 | 79.0363 | 80.4565 | 80.7383 | 81.5927 | 81.9524 | 82.545 | 82.8938 | 83.4975 | 81.8169 | 78.5498 | 74.3529 | 72.1671 | 71.329 | 0.3155 | 0.29624 | 0.2657 | 0.26073 | 0.28264 | 0.36263 | 0.48449 | 0.60453 | 0.68358 | 0.73212 | 0.74433 | 0.77739 | 0.82864 | 0.91372 | 0.97119 | 0.99657 | 0.98094 | 0.87792 | 0.72903 | 0.56989 | 0.50929 | 0.44925 | 0.35673 | 0.2924
Portfolio Adjusted1-in-2Size: 20 kW to 199.99 kWSouth of Lugo2020August Monthly Peak | Portfolio Adjusted | 1-in-2 | Size: 20 kW to 199.99 kW | South of Lugo | 2020 | August Monthly Peak | 8 | 14.9603 | 14.2394 | 13.7638 | 13.6899 | 14.0123 | 15.7183 | 17.9739 | 21.1838 | 25.081 | 28.8482 | 31.6309 | 33.408 | 34.2195 | 34.7573 | 34.9374 | 34.5474 | 32.7961 | 29.913 | 26.3361 | 24.8361 | 23.5586 | 21.525 | 18.8586 | 16.6108 | 0 | 0 | 0 | 0 | 0 | 0 | 0 | 0 | 0 | 0 | 0 | 0 | 0 | 0 | 0.52406 | 0.51821 | 0.49194 | 0.44869 | 0 | 0 | 0 | 0 | 0 | 0 | 69.8561 | 68.5721 | 68.0939 | 68.4278 | 68.3576 | 67.5716 | 67.2917 | 67.3092 | 69.2144 | 73.3818 | 77.8803 | 82.3004 | 84.2845 | 84.6488 | 84.9659 | 85.073 | 86.5252 | 87.8472 | 87.1042 | 81.8502 | 76.4138 | 73.7958 | 72.4757 | 71.2626 | 0.31609 | 0.29679 | 0.26619 | 0.26121 | 0.28316 | 0.36329 | 0.48538 | 0.60565 | 0.68484 | 0.73347 | 0.7457 | 0.77882 | 0.83016 | 0.9154 | 0.97298 | 0.99841 | 0.98275 | 0.87954 | 0.73038 | 0.57094 | 0.51023 | 0.45008 | 0.35738 | 0.29294
Portfolio Adjusted1-in-2Size: 20 kW to 199.99 kWSouth of Lugo2020September Monthly Peak | Portfolio Adjusted | 1-in-2 | Size: 20 kW to 199.99 kW | South of Lugo | 2020 | September Monthly Peak | 9 | 15.0165 | 14.3053 | 13.8227 | 13.8169 | 14.1666 | 15.856 | 18.3355 | 21.3581 | 25.4963 | 29.2201 | 31.9397 | 33.6272 | 34.4792 | 35.0239 | 35.2526 | 34.7073 | 32.9596 | 29.9323 | 26.4789 | 25.5206 | 23.5079 | 21.5267 | 18.8967 | 16.6929 | 0 | 0 | 0 | 0 | 0 | 0 | 0 | 0 | 0 | 0 | 0 | 0 | 0 | 0 | 0.52879 | 0.52061 | 0.49439 | 0.44898 | 0 | 0 | 0 | 0 | 0 | 0 | 69.9075 | 69.2431 | 68.7277 | 68.3597 | 67.8111 | 67.4775 | 67.2213 | 67.1217 | 68.9988 | 73.0284 | 77.1224 | 81.8612 | 85.2424 | 86.7544 | 87.6331 | 88.3539 | 88.655 | 87.458 | 86.8042 | 84.7146 | 80.8893 | 77.6212 | 75.7779 | 74.8326 | 0.31577 | 0.29649 | 0.26592 | 0.26095 | 0.28288 | 0.36293 | 0.4849 | 0.60504 | 0.68415 | 0.73274 | 0.74495 | 0.77804 | 0.82933 | 0.91449 | 0.972 | 0.99741 | 0.98176 | 0.87866 | 0.72964 | 0.57037 | 0.50972 | 0.44962 | 0.35703 | 0.29264
Portfolio Adjusted1-in-2Size: 20 kW to 199.99 kWSouth of Lugo2020October Monthly Peak | Portfolio Adjusted | 1-in-2 | Size: 20 kW to 199.99 kW | South of Lugo | 2020 | October Monthly Peak | 10 | 13.8679 | 13.2704 | 12.8751 | 12.8418 | 13.0391 | 14.4083 | 16.953 | 18.9354 | 21.9262 | 25.0896 | 27.3623 | 29.0114 | 30.158 | 30.9415 | 31.3101 | 30.8172 | 29.1203 | 26.2178 | 24.403 | 23.1648 | 21.4822 | 19.7508 | 17.3312 | 15.368 | 0 | 0 | 0 | 0 | 0 | 0 | 0 | 0 | 0 | 0 | 0 | 0 | 0 | 0 | 0.46965 | 0.46226 | 0.4368 | 0.39327 | 0 | 0 | 0 | 0 | 0 | 0 | 64.1703 | 63.7717 | 63.4996 | 62.4514 | 61.8959 | 61.2536 | 60.7267 | 60.6781 | 61.5152 | 64.6118 | 68.6673 | 74.2238 | 80.3075 | 83.1378 | 81.9184 | 81.5027 | 81.8486 | 80.6782 | 77.9119 | 74.0206 | 71.8095 | 70.2223 | 68.5204 | 66.8622 | 0.31518 | 0.29594 | 0.26543 | 0.26046 | 0.28235 | 0.36226 | 0.484 | 0.60392 | 0.68288 | 0.73137 | 0.74357 | 0.77659 | 0.82779 | 0.91279 | 0.9702 | 0.99556 | 0.97994 | 0.87703 | 0.72829 | 0.56931 | 0.50877 | 0.44879 | 0.35636 | 0.2921
Portfolio Adjusted1-in-2Size: 20 kW to 199.99 kWSouth of Lugo2020November Monthly Peak | Portfolio Adjusted | 1-in-2 | Size: 20 kW to 199.99 kW | South of Lugo | 2020 | November Monthly Peak | 11 | 12.9865 | 12.5348 | 12.2072 | 12.2485 | 12.571 | 13.9991 | 15.6463 | 17.4527 | 20.1423 | 22.7466 | 24.4245 | 25.5424 | 26.1832 | 26.5806 | 26.6244 | 25.6416 | 24.3957 | 23.8149 | 22.0548 | 20.7073 | 19.4725 | 17.9214 | 16.0112 | 14.4122 | 0 | 0 | 0 | 0 | 0 | 0 | 0 | 0 | 0 | 0 | 0 | 0 | 0 | 0 | 0.39937 | 0.38462 | 0.36594 | 0.35722 | 0 | 0 | 0 | 0 | 0 | 0 | 59.2721 | 58.2788 | 57.4929 | 56.6813 | 55.4999 | 54.6205 | 54.202 | 54.6081 | 56.8245 | 59.917 | 64.5281 | 68.7554 | 71.8671 | 73.6546 | 74.9242 | 74.3319 | 72.1687 | 69.4367 | 67.0323 | 65.9947 | 64.8564 | 64.6808 | 64.1065 | 64.7551 | 0.31764 | 0.29824 | 0.26749 | 0.26249 | 0.28455 | 0.36508 | 0.48777 | 0.60862 | 0.6882 | 0.73707 | 0.74936 | 0.78264 | 0.83424 | 0.91989 | 0.97775 | 1.0033 | 0.98757 | 0.88386 | 0.73396 | 0.57374 | 0.51274 | 0.45228 | 0.35914 | 0.29437
Portfolio Adjusted1-in-2Size: 20 kW to 199.99 kWSouth of Lugo2020December Monthly Peak | Portfolio Adjusted | 1-in-2 | Size: 20 kW to 199.99 kW | South of Lugo | 2020 | December Monthly Peak | 12 | 13.4055 | 12.9179 | 12.4866 | 12.5076 | 12.8952 | 14.372 | 16.7871 | 18.496 | 20.8012 | 22.4784 | 23.379 | 23.5529 | 23.4918 | 23.4183 | 23.3149 | 22.6861 | 22.451 | 22.5994 | 21.2379 | 20.2632 | 19.2647 | 18.0037 | 16.2643 | 14.7575 | 0 | 0 | 0 | 0 | 0 | 0 | 0 | 0 | 0 | 0 | 0 | 0 | 0 | 0 | 0.34972 | 0.34029 | 0.33677 | 0.33899 | 0 | 0 | 0 | 0 | 0 | 0 | 52.4471 | 51.1729 | 50.2053 | 49.437 | 48.9577 | 47.9263 | 48.1722 | 48.3413 | 48.856 | 52.4894 | 57.0131 | 59.9988 | 61.718 | 62.8635 | 63.2856 | 63.666 | 62.8404 | 60.7036 | 58.6322 | 57.0405 | 55.2496 | 53.2179 | 51.3329 | 49.9224 | 0.31778 | 0.29837 | 0.26761 | 0.26261 | 0.28468 | 0.36524 | 0.48798 | 0.60889 | 0.6885 | 0.73739 | 0.74969 | 0.78298 | 0.8346 | 0.9203 | 0.97818 | 1.0037 | 0.988 | 0.88424 | 0.73428 | 0.57399 | 0.51296 | 0.45248 | 0.35929 | 0.2945
Portfolio Adjusted1-in-2Size: 20 kW to 199.99 kWSouth of Lugo2020Typical Event Day | Portfolio Adjusted | 1-in-2 | Size: 20 kW to 199.99 kW | South of Lugo | 2020 | Typical Event Day | 8 | 14.8104 | 14.1019 | 13.6434 | 13.5728 | 13.8885 | 15.5763 | 17.7923 | 20.8707 | 24.5679 | 28.1776 | 30.8241 | 32.5384 | 33.3205 | 33.8553 | 34.0479 | 33.6711 | 31.9794 | 29.1811 | 25.747 | 24.3325 | 23.1497 | 21.2028 | 18.6087 | 16.4125 | 0 | 0 | 0 | 0 | 0 | 0 | 0 | 0 | 0 | 0 | 0 | 0 | 0 | 0 | 0.51072 | 0.50507 | 0.47969 | 0.43772 | 0 | 0 | 0 | 0 | 0 | 0 | 68.0673 | 67.3767 | 66.9319 | 66.7492 | 66.4478 | 65.8593 | 65.6063 | 65.9389 | 68.0178 | 71.762 | 75.599 | 79.6085 | 81.3654 | 81.8618 | 82.7026 | 83.0931 | 84.0214 | 84.2184 | 84.0214 | 80.8334 | 76.6518 | 73.2441 | 71.5438 | 70.499 | 0.31576 | 0.29648 | 0.26591 | 0.26094 | 0.28287 | 0.36292 | 0.48488 | 0.60502 | 0.68413 | 0.73271 | 0.74493 | 0.77802 | 0.82931 | 0.91446 | 0.97198 | 0.99738 | 0.98173 | 0.87863 | 0.72962 | 0.57035 | 0.50971 | 0.44961 | 0.35701 | 0.29263
Portfolio Adjusted1-in-2Size: 20 kW to 199.99 kWSouth of Lugo2021January Monthly Peak | Portfolio Adjusted | 1-in-2 | Size: 20 kW to 199.99 kW | South of Lugo | 2021 | January Monthly Peak | 1 | 13.3852 | 12.8777 | 12.5585 | 12.5653 | 13.0248 | 14.5181 | 17.3469 | 19.3634 | 21.6825 | 23.0019 | 23.473 | 23.2877 | 23.1641 | 23.1721 | 23.051 | 22.2287 | 21.4472 | 21.9176 | 20.8457 | 19.9821 | 19.0391 | 17.9287 | 16.294 | 14.9047 | 0 | 0 | 0 | 0 | 0 | 0 | 0 | 0 | 0 | 0 | 0 | 0 | 0 | 0 | 0.34577 | 0.33343 | 0.32171 | 0.32876 | 0 | 0 | 0 | 0 | 0 | 0 | 48.3153 | 47.2983 | 46.1928 | 45.8148 | 45.7222 | 46.0191 | 45.6652 | 45.6996 | 46.5616 | 48.6996 | 52.4529 | 55.3484 | 56.9787 | 58.2618 | 58.6122 | 58.7209 | 58.6107 | 57.0114 | 55.5526 | 54.1215 | 53.2613 | 52.0404 | 51.025 | 49.6434 | 0.32564 | 0.30576 | 0.27424 | 0.26911 | 0.29173 | 0.37428 | 0.50006 | 0.62396 | 0.70555 | 0.75565 | 0.76825 | 0.80237 | 0.85527 | 0.94308 | 1.0024 | 1.0286 | 1.0125 | 0.90613 | 0.75246 | 0.5882 | 0.52566 | 0.46369 | 0.36819 | 0.30179
Portfolio Adjusted1-in-2Size: 20 kW to 199.99 kWSouth of Lugo2021February Monthly Peak | Portfolio Adjusted | 1-in-2 | Size: 20 kW to 199.99 kW | South of Lugo | 2021 | February Monthly Peak | 2 | 13.4301 | 12.8532 | 12.3923 | 12.4285 | 12.8342 | 14.3734 | 16.892 | 19.0352 | 21.5269 | 23.1353 | 23.8849 | 23.9565 | 23.9768 | 23.9541 | 23.9959 | 23.4328 | 22.7566 | 22.2491 | 21.4916 | 20.3627 | 19.3322 | 18.1489 | 16.416 | 14.982 | 0 | 0 | 0 | 0 | 0 | 0 | 0 | 0 | 0 | 0 | 0 | 0 | 0 | 0 | 0.35994 | 0.35149 | 0.34135 | 0.33374 | 0 | 0 | 0 | 0 | 0 | 0 | 51.6697 | 51.3562 | 51.0619 | 50.7735 | 50.4517 | 49.9971 | 49.7341 | 49.6526 | 50.3962 | 52.5831 | 54.3758 | 56.0541 | 56.6202 | 56.7071 | 56.6454 | 55.5943 | 55.5388 | 55.2573 | 53.8925 | 52.9179 | 52.1244 | 51.8718 | 50.5594 | 49.2082 | 0.32091 | 0.30132 | 0.27025 | 0.2652 | 0.28749 | 0.36884 | 0.49279 | 0.61489 | 0.69529 | 0.74466 | 0.75708 | 0.7907 | 0.84283 | 0.92937 | 0.98783 | 1.0136 | 0.99774 | 0.89296 | 0.74152 | 0.57965 | 0.51802 | 0.45694 | 0.36284 | 0.29741
Portfolio Adjusted1-in-2Size: 20 kW to 199.99 kWSouth of Lugo2021March Monthly Peak | Portfolio Adjusted | 1-in-2 | Size: 20 kW to 199.99 kW | South of Lugo | 2021 | March Monthly Peak | 3 | 13.6631 | 12.8748 | 12.4861 | 12.4279 | 12.8404 | 14.2869 | 16.7951 | 18.8615 | 21.2652 | 22.9169 | 23.6866 | 23.7631 | 23.8428 | 23.8452 | 23.9769 | 23.564 | 22.7387 | 21.8355 | 20.6868 | 20.8175 | 19.7523 | 18.5364 | 16.8671 | 15.233 | 0 | 0 | 0 | 0 | 0 | 0 | 0 | 0 | 0 | 0 | 0 | 0 | 0 | 0 | 0.35965 | 0.35346 | 0.34108 | 0.32753 | 0 | 0 | 0 | 0 | 0 | 0 | 51.8035 | 50.6255 | 49.3671 | 48.8089 | 48.5354 | 48.0487 | 47.8898 | 48.2761 | 50.6825 | 52.8998 | 55.1315 | 57.1141 | 58.0777 | 59.0618 | 59.0968 | 59.6065 | 59.2352 | 58.0788 | 56.4973 | 54.8746 | 54.2136 | 53.3172 | 52.3323 | 51.2548 | 0.32336 | 0.30362 | 0.27232 | 0.26722 | 0.28968 | 0.37166 | 0.49656 | 0.61959 | 0.7006 | 0.75036 | 0.76287 | 0.79675 | 0.84927 | 0.93648 | 0.99538 | 1.0214 | 1.0054 | 0.89979 | 0.74719 | 0.58408 | 0.52198 | 0.46044 | 0.36561 | 0.29968
Portfolio Adjusted1-in-2Size: 20 kW to 199.99 kWSouth of Lugo2021April Monthly Peak | Portfolio Adjusted | 1-in-2 | Size: 20 kW to 199.99 kW | South of Lugo | 2021 | April Monthly Peak | 4 | 13.3622 | 12.558 | 12.1748 | 12.1647 | 12.3934 | 13.6743 | 15.527 | 17.5292 | 20.3714 | 22.9057 | 24.5943 | 25.8203 | 26.7416 | 27.3145 | 27.7593 | 27.526 | 26.2931 | 24.1673 | 21.8305 | 21.2922 | 20.395 | 18.9098 | 16.8753 | 14.968 | 0 | 0 | 0 | 0 | 0 | 0 | 0 | 0 | 0 | 0 | 0 | 0 | 0 | 0 | 0.41639 | 0.41289 | 0.3944 | 0.36251 | 0 | 0 | 0 | 0 | 0 | 0 | 61.9198 | 61.4745 | 60.7177 | 59.662 | 58.8811 | 58.0853 | 57.611 | 57.8068 | 59.5163 | 62.7802 | 65.7903 | 68.9096 | 71.3139 | 73.0757 | 73.6983 | 73.7998 | 74.0395 | 73.1797 | 72.355 | 70.5089 | 67.1492 | 65.7386 | 64.1908 | 61.7674 | 0.31581 | 0.29653 | 0.26596 | 0.26099 | 0.28292 | 0.36298 | 0.48496 | 0.60513 | 0.68425 | 0.73284 | 0.74506 | 0.77815 | 0.82945 | 0.91461 | 0.97214 | 0.99755 | 0.9819 | 0.87878 | 0.72975 | 0.57045 | 0.50979 | 0.44969 | 0.35707 | 0.29268
Portfolio Adjusted1-in-2Size: 20 kW to 199.99 kWSouth of Lugo2021May Monthly Peak | Portfolio Adjusted | 1-in-2 | Size: 20 kW to 199.99 kW | South of Lugo | 2021 | May Monthly Peak | 5 | 13.5937 | 12.7891 | 12.3633 | 12.3916 | 12.6459 | 13.875 | 15.6338 | 18.1893 | 21.2567 | 23.9471 | 25.6415 | 26.7249 | 27.1629 | 27.565 | 27.9075 | 27.5352 | 26.384 | 24.1457 | 22.0264 | 20.9494 | 20.4691 | 18.9902 | 16.9876 | 15.0426 | 0 | 0 | 0 | 0 | 0 | 0 | 0 | 0 | 0 | 0 | 0 | 0 | 0 | 0 | 0.41861 | 0.41303 | 0.39576 | 0.36219 | 0 | 0 | 0 | 0 | 0 | 0 | 59.4031 | 59.4595 | 59.4666 | 58.9153 | 58.4177 | 58.4307 | 58.7065 | 59.2761 | 60.0045 | 61.6043 | 64.4027 | 67.2814 | 69.6079 | 70.3942 | 70.1906 | 71.1485 | 71.2333 | 70.1667 | 68.2359 | 65.6341 | 62.9646 | 60.8458 | 60.3478 | 60.0321 | 0.31736 | 0.29798 | 0.26726 | 0.26226 | 0.28431 | 0.36476 | 0.48734 | 0.60809 | 0.6876 | 0.73643 | 0.74871 | 0.78196 | 0.83351 | 0.91909 | 0.9769 | 1.0024 | 0.98671 | 0.88308 | 0.73332 | 0.57324 | 0.51229 | 0.45189 | 0.35882 | 0.29412
Portfolio Adjusted1-in-2Size: 20 kW to 199.99 kWSouth of Lugo2021June Monthly Peak | Portfolio Adjusted | 1-in-2 | Size: 20 kW to 199.99 kW | South of Lugo | 2021 | June Monthly Peak | 6 | 13.8763 | 13.1033 | 12.7031 | 12.7564 | 13.0778 | 14.2595 | 16.0939 | 19.0514 | 22.3016 | 25.4688 | 27.5003 | 28.9766 | 29.8243 | 30.4472 | 30.7769 | 30.5426 | 29.2151 | 26.629 | 23.7533 | 21.9891 | 21.4056 | 19.8302 | 17.6102 | 15.4916 | 0 | 0 | 0 | 0 | 0 | 0 | 0 | 0 | 0 | 0 | 0 | 0 | 0 | 0 | 0.46165 | 0.45814 | 0.43823 | 0.39943 | 0 | 0 | 0 | 0 | 0 | 0 | 62.988 | 62.8795 | 62.3948 | 61.8318 | 61.6515 | 61.2116 | 60.8091 | 61.3211 | 63.2505 | 67.4026 | 71.7012 | 75.2359 | 75.4781 | 75.3056 | 76.6186 | 76.9932 | 78.3603 | 78.6744 | 78.6796 | 74.9517 | 70.7543 | 67.2064 | 65.7545 | 64.5716 | 0.31575 | 0.29647 | 0.26591 | 0.26093 | 0.28286 | 0.36291 | 0.48487 | 0.60501 | 0.68411 | 0.73269 | 0.74491 | 0.77799 | 0.82928 | 0.91443 | 0.97195 | 0.99735 | 0.98171 | 0.87861 | 0.7296 | 0.57033 | 0.50969 | 0.4496 | 0.357 | 0.29263
Portfolio Adjusted1-in-2Size: 20 kW to 199.99 kWSouth of Lugo2021July Monthly Peak | Portfolio Adjusted | 1-in-2 | Size: 20 kW to 199.99 kW | South of Lugo | 2021 | July Monthly Peak | 7 | 14.7148 | 13.9979 | 13.5829 | 13.5493 | 13.805 | 15.2689 | 17.5675 | 21.0116 | 24.7681 | 28.4388 | 30.9353 | 32.5502 | 33.2638 | 33.8318 | 33.9598 | 33.7333 | 32.236 | 29.327 | 25.9747 | 23.9526 | 23.112 | 21.3455 | 18.7542 | 16.4783 | 0 | 0 | 0 | 0 | 0 | 0 | 0 | 0 | 0 | 0 | 0 | 0 | 0 | 0 | 0.5094 | 0.506 | 0.48354 | 0.4399 | 0 | 0 | 0 | 0 | 0 | 0 | 69.5177 | 68.8119 | 68.5113 | 68.3774 | 67.9711 | 67.1764 | 67.1033 | 68.0035 | 70.6077 | 73.2351 | 75.692 | 79.0363 | 80.4565 | 80.7383 | 81.5927 | 81.9524 | 82.545 | 82.8938 | 83.4975 | 81.8169 | 78.5498 | 74.3529 | 72.1671 | 71.329 | 0.3155 | 0.29624 | 0.2657 | 0.26073 | 0.28264 | 0.36263 | 0.48449 | 0.60453 | 0.68358 | 0.73212 | 0.74433 | 0.77739 | 0.82864 | 0.91372 | 0.97119 | 0.99657 | 0.98094 | 0.87792 | 0.72903 | 0.56989 | 0.50929 | 0.44925 | 0.35673 | 0.2924
Portfolio Adjusted1-in-2Size: 20 kW to 199.99 kWSouth of Lugo2021August Monthly Peak | Portfolio Adjusted | 1-in-2 | Size: 20 kW to 199.99 kW | South of Lugo | 2021 | August Monthly Peak | 8 | 14.9603 | 14.2394 | 13.7638 | 13.6898 | 14.0123 | 15.7183 | 17.9739 | 21.1838 | 25.081 | 28.8482 | 31.6309 | 33.408 | 34.2195 | 34.7573 | 34.9374 | 34.5474 | 32.7961 | 29.913 | 26.3361 | 24.8361 | 23.5586 | 21.525 | 18.8586 | 16.6108 | 0 | 0 | 0 | 0 | 0 | 0 | 0 | 0 | 0 | 0 | 0 | 0 | 0 | 0 | 0.52406 | 0.51821 | 0.49194 | 0.44869 | 0 | 0 | 0 | 0 | 0 | 0 | 69.8561 | 68.5721 | 68.0939 | 68.4278 | 68.3576 | 67.5716 | 67.2917 | 67.3092 | 69.2144 | 73.3818 | 77.8803 | 82.3004 | 84.2845 | 84.6488 | 84.9659 | 85.073 | 86.5252 | 87.8472 | 87.1042 | 81.8502 | 76.4138 | 73.7958 | 72.4757 | 71.2626 | 0.31609 | 0.29679 | 0.26619 | 0.26121 | 0.28316 | 0.36329 | 0.48538 | 0.60565 | 0.68484 | 0.73347 | 0.7457 | 0.77882 | 0.83016 | 0.9154 | 0.97298 | 0.99841 | 0.98275 | 0.87954 | 0.73038 | 0.57094 | 0.51023 | 0.45008 | 0.35738 | 0.29294
Portfolio Adjusted1-in-2Size: 20 kW to 199.99 kWSouth of Lugo2021September Monthly Peak | Portfolio Adjusted | 1-in-2 | Size: 20 kW to 199.99 kW | South of Lugo | 2021 | September Monthly Peak | 9 | 15.0165 | 14.3053 | 13.8227 | 13.8169 | 14.1666 | 15.856 | 18.3355 | 21.3581 | 25.4963 | 29.2201 | 31.9397 | 33.6272 | 34.4792 | 35.0239 | 35.2526 | 34.7073 | 32.9596 | 29.9323 | 26.4789 | 25.5206 | 23.5079 | 21.5267 | 18.8967 | 16.6929 | 0 | 0 | 0 | 0 | 0 | 0 | 0 | 0 | 0 | 0 | 0 | 0 | 0 | 0 | 0.52879 | 0.52061 | 0.49439 | 0.44898 | 0 | 0 | 0 | 0 | 0 | 0 | 69.9075 | 69.2431 | 68.7277 | 68.3597 | 67.8111 | 67.4775 | 67.2213 | 67.1217 | 68.9988 | 73.0284 | 77.1224 | 81.8612 | 85.2424 | 86.7544 | 87.6331 | 88.3539 | 88.655 | 87.458 | 86.8043 | 84.7146 | 80.8893 | 77.6212 | 75.7779 | 74.8326 | 0.31577 | 0.29649 | 0.26592 | 0.26095 | 0.28288 | 0.36293 | 0.4849 | 0.60504 | 0.68415 | 0.73274 | 0.74495 | 0.77804 | 0.82933 | 0.91449 | 0.972 | 0.99741 | 0.98176 | 0.87866 | 0.72964 | 0.57037 | 0.50972 | 0.44962 | 0.35703 | 0.29264
Portfolio Adjusted1-in-2Size: 20 kW to 199.99 kWSouth of Lugo2021October Monthly Peak | Portfolio Adjusted | 1-in-2 | Size: 20 kW to 199.99 kW | South of Lugo | 2021 | October Monthly Peak | 10 | 13.8679 | 13.2704 | 12.8751 | 12.8418 | 13.0391 | 14.4083 | 16.953 | 18.9354 | 21.9262 | 25.0896 | 27.3623 | 29.0114 | 30.158 | 30.9415 | 31.3101 | 30.8172 | 29.1203 | 26.2178 | 24.403 | 23.1648 | 21.4822 | 19.7508 | 17.3312 | 15.368 | 0 | 0 | 0 | 0 | 0 | 0 | 0 | 0 | 0 | 0 | 0 | 0 | 0 | 0 | 0.46965 | 0.46226 | 0.4368 | 0.39327 | 0 | 0 | 0 | 0 | 0 | 0 | 64.1703 | 63.7717 | 63.4996 | 62.4514 | 61.8959 | 61.2536 | 60.7267 | 60.6781 | 61.5153 | 64.6118 | 68.6673 | 74.2238 | 80.3075 | 83.1378 | 81.9184 | 81.5027 | 81.8486 | 80.6782 | 77.9119 | 74.0206 | 71.8095 | 70.2223 | 68.5204 | 66.8622 | 0.31518 | 0.29594 | 0.26543 | 0.26046 | 0.28235 | 0.36226 | 0.484 | 0.60392 | 0.68288 | 0.73137 | 0.74357 | 0.77659 | 0.82779 | 0.91279 | 0.9702 | 0.99556 | 0.97994 | 0.87703 | 0.72829 | 0.56931 | 0.50877 | 0.44879 | 0.35636 | 0.2921
Portfolio Adjusted1-in-2Size: 20 kW to 199.99 kWSouth of Lugo2021November Monthly Peak | Portfolio Adjusted | 1-in-2 | Size: 20 kW to 199.99 kW | South of Lugo | 2021 | November Monthly Peak | 11 | 12.9865 | 12.5348 | 12.2072 | 12.2485 | 12.571 | 13.9991 | 15.6463 | 17.4527 | 20.1423 | 22.7466 | 24.4245 | 25.5424 | 26.1832 | 26.5806 | 26.6244 | 25.6416 | 24.3957 | 23.8149 | 22.0548 | 20.7073 | 19.4725 | 17.9214 | 16.0112 | 14.4122 | 0 | 0 | 0 | 0 | 0 | 0 | 0 | 0 | 0 | 0 | 0 | 0 | 0 | 0 | 0.39937 | 0.38462 | 0.36594 | 0.35722 | 0 | 0 | 0 | 0 | 0 | 0 | 59.2721 | 58.2788 | 57.4929 | 56.6813 | 55.4999 | 54.6205 | 54.202 | 54.6081 | 56.8245 | 59.917 | 64.5281 | 68.7554 | 71.8671 | 73.6546 | 74.9242 | 74.3319 | 72.1687 | 69.4367 | 67.0323 | 65.9947 | 64.8564 | 64.6808 | 64.1065 | 64.7551 | 0.31764 | 0.29824 | 0.26749 | 0.26249 | 0.28455 | 0.36508 | 0.48777 | 0.60862 | 0.6882 | 0.73707 | 0.74936 | 0.78264 | 0.83424 | 0.91989 | 0.97775 | 1.0033 | 0.98757 | 0.88386 | 0.73396 | 0.57374 | 0.51274 | 0.45228 | 0.35914 | 0.29437
Portfolio Adjusted1-in-2Size: 20 kW to 199.99 kWSouth of Lugo2021December Monthly Peak | Portfolio Adjusted | 1-in-2 | Size: 20 kW to 199.99 kW | South of Lugo | 2021 | December Monthly Peak | 12 | 13.4055 | 12.9179 | 12.4866 | 12.5076 | 12.8952 | 14.372 | 16.7871 | 18.496 | 20.8012 | 22.4784 | 23.379 | 23.5529 | 23.4918 | 23.4183 | 23.3149 | 22.6861 | 22.451 | 22.5994 | 21.2379 | 20.2632 | 19.2647 | 18.0037 | 16.2643 | 14.7575 | 0 | 0 | 0 | 0 | 0 | 0 | 0 | 0 | 0 | 0 | 0 | 0 | 0 | 0 | 0.34972 | 0.34029 | 0.33677 | 0.33899 | 0 | 0 | 0 | 0 | 0 | 0 | 52.4471 | 51.1729 | 50.2053 | 49.437 | 48.9577 | 47.9263 | 48.1722 | 48.3413 | 48.856 | 52.4894 | 57.0131 | 59.9988 | 61.718 | 62.8635 | 63.2856 | 63.666 | 62.8404 | 60.7036 | 58.6322 | 57.0405 | 55.2496 | 53.2179 | 51.3329 | 49.9224 | 0.31778 | 0.29837 | 0.26761 | 0.26261 | 0.28468 | 0.36524 | 0.48798 | 0.60889 | 0.6885 | 0.73739 | 0.74969 | 0.78298 | 0.8346 | 0.9203 | 0.97818 | 1.0037 | 0.988 | 0.88424 | 0.73428 | 0.57399 | 0.51296 | 0.45248 | 0.35929 | 0.2945
Portfolio Adjusted1-in-2Size: 20 kW to 199.99 kWSouth of Lugo2021Typical Event Day | Portfolio Adjusted | 1-in-2 | Size: 20 kW to 199.99 kW | South of Lugo | 2021 | Typical Event Day | 8 | 14.8104 | 14.1019 | 13.6434 | 13.5728 | 13.8885 | 15.5763 | 17.7923 | 20.8707 | 24.5679 | 28.1776 | 30.8241 | 32.5384 | 33.3205 | 33.8553 | 34.0479 | 33.6711 | 31.9794 | 29.1811 | 25.747 | 24.3325 | 23.1497 | 21.2028 | 18.6087 | 16.4125 | 0 | 0 | 0 | 0 | 0 | 0 | 0 | 0 | 0 | 0 | 0 | 0 | 0 | 0 | 0.51072 | 0.50507 | 0.47969 | 0.43772 | 0 | 0 | 0 | 0 | 0 | 0 | 68.0673 | 67.3767 | 66.9319 | 66.7492 | 66.4478 | 65.8593 | 65.6063 | 65.9389 | 68.0178 | 71.762 | 75.599 | 79.6085 | 81.3654 | 81.8618 | 82.7026 | 83.0931 | 84.0214 | 84.2184 | 84.0214 | 80.8334 | 76.6518 | 73.2441 | 71.5438 | 70.4989 | 0.31576 | 0.29648 | 0.26591 | 0.26094 | 0.28287 | 0.36292 | 0.48488 | 0.60502 | 0.68413 | 0.73271 | 0.74493 | 0.77802 | 0.82931 | 0.91446 | 0.97198 | 0.99738 | 0.98173 | 0.87863 | 0.72962 | 0.57035 | 0.50971 | 0.44961 | 0.35701 | 0.29263
Portfolio Adjusted1-in-2Size: 20 kW to 199.99 kWSouth of Lugo2022January Monthly Peak | Portfolio Adjusted | 1-in-2 | Size: 20 kW to 199.99 kW | South of Lugo | 2022 | January Monthly Peak | 1 | 13.3852 | 12.8777 | 12.5585 | 12.5653 | 13.0248 | 14.5181 | 17.3469 | 19.3634 | 21.6825 | 23.0019 | 23.473 | 23.2877 | 23.1641 | 23.1721 | 23.051 | 22.2287 | 21.4472 | 21.9176 | 20.8457 | 19.9821 | 19.0391 | 17.9287 | 16.294 | 14.9047 | 0 | 0 | 0 | 0 | 0 | 0 | 0 | 0 | 0 | 0 | 0 | 0 | 0 | 0 | 0.34577 | 0.33343 | 0.32171 | 0.32876 | 0 | 0 | 0 | 0 | 0 | 0 | 48.3153 | 47.2983 | 46.1928 | 45.8148 | 45.7222 | 46.0191 | 45.6652 | 45.6996 | 46.5616 | 48.6996 | 52.4529 | 55.3484 | 56.9787 | 58.2618 | 58.6122 | 58.7209 | 58.6107 | 57.0114 | 55.5526 | 54.1215 | 53.2613 | 52.0404 | 51.025 | 49.6434 | 0.32564 | 0.30576 | 0.27424 | 0.26911 | 0.29173 | 0.37428 | 0.50006 | 0.62396 | 0.70555 | 0.75565 | 0.76825 | 0.80237 | 0.85527 | 0.94308 | 1.0024 | 1.0286 | 1.0125 | 0.90613 | 0.75246 | 0.5882 | 0.52566 | 0.46369 | 0.36819 | 0.30179
Portfolio Adjusted1-in-2Size: 20 kW to 199.99 kWSouth of Lugo2022February Monthly Peak | Portfolio Adjusted | 1-in-2 | Size: 20 kW to 199.99 kW | South of Lugo | 2022 | February Monthly Peak | 2 | 13.4301 | 12.8532 | 12.3923 | 12.4285 | 12.8342 | 14.3734 | 16.892 | 19.0352 | 21.5269 | 23.1353 | 23.8849 | 23.9565 | 23.9768 | 23.9541 | 23.9959 | 23.4328 | 22.7566 | 22.2491 | 21.4916 | 20.3627 | 19.3322 | 18.1489 | 16.416 | 14.982 | 0 | 0 | 0 | 0 | 0 | 0 | 0 | 0 | 0 | 0 | 0 | 0 | 0 | 0 | 0.35994 | 0.35149 | 0.34135 | 0.33374 | 0 | 0 | 0 | 0 | 0 | 0 | 51.6697 | 51.3562 | 51.0619 | 50.7735 | 50.4517 | 49.9971 | 49.7341 | 49.6526 | 50.3962 | 52.5831 | 54.3758 | 56.0541 | 56.6202 | 56.7071 | 56.6454 | 55.5943 | 55.5388 | 55.2573 | 53.8925 | 52.9179 | 52.1244 | 51.8718 | 50.5594 | 49.2082 | 0.32091 | 0.30132 | 0.27025 | 0.2652 | 0.28749 | 0.36884 | 0.49279 | 0.61489 | 0.69529 | 0.74466 | 0.75708 | 0.7907 | 0.84283 | 0.92937 | 0.98783 | 1.0136 | 0.99774 | 0.89296 | 0.74152 | 0.57965 | 0.51802 | 0.45694 | 0.36284 | 0.29741
Portfolio Adjusted1-in-2Size: 20 kW to 199.99 kWSouth of Lugo2022March Monthly Peak | Portfolio Adjusted | 1-in-2 | Size: 20 kW to 199.99 kW | South of Lugo | 2022 | March Monthly Peak | 3 | 13.6631 | 12.8748 | 12.4861 | 12.4279 | 12.8404 | 14.2869 | 16.7951 | 18.8615 | 21.2652 | 22.9169 | 23.6866 | 23.7631 | 23.8428 | 23.8452 | 23.9769 | 23.564 | 22.7387 | 21.8355 | 20.6868 | 20.8175 | 19.7523 | 18.5364 | 16.8671 | 15.233 | 0 | 0 | 0 | 0 | 0 | 0 | 0 | 0 | 0 | 0 | 0 | 0 | 0 | 0 | 0.35965 | 0.35346 | 0.34108 | 0.32753 | 0 | 0 | 0 | 0 | 0 | 0 | 51.8035 | 50.6255 | 49.3671 | 48.8089 | 48.5354 | 48.0487 | 47.8898 | 48.2761 | 50.6825 | 52.8998 | 55.1315 | 57.1141 | 58.0777 | 59.0618 | 59.0968 | 59.6065 | 59.2352 | 58.0788 | 56.4973 | 54.8746 | 54.2136 | 53.3172 | 52.3323 | 51.2548 | 0.32336 | 0.30362 | 0.27232 | 0.26722 | 0.28968 | 0.37166 | 0.49656 | 0.61959 | 0.7006 | 0.75036 | 0.76287 | 0.79675 | 0.84927 | 0.93648 | 0.99538 | 1.0214 | 1.0054 | 0.89979 | 0.74719 | 0.58408 | 0.52198 | 0.46044 | 0.36561 | 0.29968
Portfolio Adjusted1-in-2Size: 20 kW to 199.99 kWSouth of Lugo2022April Monthly Peak | Portfolio Adjusted | 1-in-2 | Size: 20 kW to 199.99 kW | South of Lugo | 2022 | April Monthly Peak | 4 | 13.3622 | 12.558 | 12.1748 | 12.1647 | 12.3934 | 13.6743 | 15.527 | 17.5292 | 20.3714 | 22.9057 | 24.5943 | 25.8203 | 26.7416 | 27.3145 | 27.7593 | 27.526 | 26.2931 | 24.1673 | 21.8305 | 21.2922 | 20.395 | 18.9098 | 16.8753 | 14.968 | 0 | 0 | 0 | 0 | 0 | 0 | 0 | 0 | 0 | 0 | 0 | 0 | 0 | 0 | 0.41639 | 0.41289 | 0.3944 | 0.36251 | 0 | 0 | 0 | 0 | 0 | 0 | 61.9198 | 61.4745 | 60.7177 | 59.662 | 58.8811 | 58.0853 | 57.611 | 57.8068 | 59.5163 | 62.7802 | 65.7903 | 68.9096 | 71.3139 | 73.0757 | 73.6983 | 73.7998 | 74.0395 | 73.1797 | 72.355 | 70.5089 | 67.1492 | 65.7386 | 64.1908 | 61.7674 | 0.31581 | 0.29653 | 0.26596 | 0.26099 | 0.28292 | 0.36298 | 0.48496 | 0.60513 | 0.68425 | 0.73284 | 0.74506 | 0.77815 | 0.82945 | 0.91461 | 0.97214 | 0.99755 | 0.9819 | 0.87878 | 0.72975 | 0.57045 | 0.50979 | 0.44969 | 0.35707 | 0.29268
Portfolio Adjusted1-in-2Size: 20 kW to 199.99 kWSouth of Lugo2022May Monthly Peak | Portfolio Adjusted | 1-in-2 | Size: 20 kW to 199.99 kW | South of Lugo | 2022 | May Monthly Peak | 5 | 13.5937 | 12.7891 | 12.3633 | 12.3916 | 12.6459 | 13.875 | 15.6338 | 18.1893 | 21.2567 | 23.9471 | 25.6415 | 26.7249 | 27.1629 | 27.565 | 27.9075 | 27.5352 | 26.384 | 24.1457 | 22.0264 | 20.9494 | 20.4691 | 18.9902 | 16.9876 | 15.0426 | 0 | 0 | 0 | 0 | 0 | 0 | 0 | 0 | 0 | 0 | 0 | 0 | 0 | 0 | 0.41861 | 0.41303 | 0.39576 | 0.36219 | 0 | 0 | 0 | 0 | 0 | 0 | 59.4031 | 59.4595 | 59.4666 | 58.9153 | 58.4177 | 58.4307 | 58.7065 | 59.2761 | 60.0045 | 61.6043 | 64.4027 | 67.2814 | 69.6079 | 70.3942 | 70.1906 | 71.1485 | 71.2333 | 70.1667 | 68.2359 | 65.6341 | 62.9646 | 60.8458 | 60.3478 | 60.0321 | 0.31736 | 0.29798 | 0.26726 | 0.26226 | 0.28431 | 0.36476 | 0.48734 | 0.60809 | 0.6876 | 0.73643 | 0.74871 | 0.78196 | 0.83351 | 0.91909 | 0.9769 | 1.0024 | 0.98671 | 0.88308 | 0.73332 | 0.57324 | 0.51229 | 0.45189 | 0.35882 | 0.29412
Portfolio Adjusted1-in-2Size: 20 kW to 199.99 kWSouth of Lugo2022June Monthly Peak | Portfolio Adjusted | 1-in-2 | Size: 20 kW to 199.99 kW | South of Lugo | 2022 | June Monthly Peak | 6 | 13.8763 | 13.1033 | 12.7031 | 12.7564 | 13.0778 | 14.2595 | 16.0939 | 19.0514 | 22.3016 | 25.4688 | 27.5003 | 28.9766 | 29.8243 | 30.4472 | 30.7769 | 30.5426 | 29.2151 | 26.629 | 23.7533 | 21.9891 | 21.4056 | 19.8302 | 17.6102 | 15.4916 | 0 | 0 | 0 | 0 | 0 | 0 | 0 | 0 | 0 | 0 | 0 | 0 | 0 | 0 | 0.46165 | 0.45814 | 0.43823 | 0.39943 | 0 | 0 | 0 | 0 | 0 | 0 | 62.988 | 62.8795 | 62.3948 | 61.8318 | 61.6515 | 61.2116 | 60.8091 | 61.3211 | 63.2505 | 67.4026 | 71.7012 | 75.2359 | 75.4781 | 75.3056 | 76.6186 | 76.9932 | 78.3603 | 78.6744 | 78.6796 | 74.9517 | 70.7543 | 67.2064 | 65.7545 | 64.5716 | 0.31575 | 0.29647 | 0.26591 | 0.26093 | 0.28286 | 0.36291 | 0.48487 | 0.60501 | 0.68411 | 0.73269 | 0.74491 | 0.77799 | 0.82928 | 0.91443 | 0.97195 | 0.99735 | 0.98171 | 0.87861 | 0.7296 | 0.57033 | 0.50969 | 0.4496 | 0.357 | 0.29263
Portfolio Adjusted1-in-2Size: 20 kW to 199.99 kWSouth of Lugo2022July Monthly Peak | Portfolio Adjusted | 1-in-2 | Size: 20 kW to 199.99 kW | South of Lugo | 2022 | July Monthly Peak | 7 | 14.7148 | 13.9979 | 13.5829 | 13.5493 | 13.805 | 15.2689 | 17.5675 | 21.0116 | 24.7681 | 28.4388 | 30.9353 | 32.5502 | 33.2638 | 33.8318 | 33.9598 | 33.7333 | 32.236 | 29.327 | 25.9747 | 23.9526 | 23.112 | 21.3455 | 18.7542 | 16.4783 | 0 | 0 | 0 | 0 | 0 | 0 | 0 | 0 | 0 | 0 | 0 | 0 | 0 | 0 | 0.5094 | 0.506 | 0.48354 | 0.4399 | 0 | 0 | 0 | 0 | 0 | 0 | 69.5177 | 68.8119 | 68.5113 | 68.3774 | 67.9711 | 67.1764 | 67.1033 | 68.0035 | 70.6077 | 73.2351 | 75.692 | 79.0363 | 80.4565 | 80.7383 | 81.5927 | 81.9524 | 82.545 | 82.8938 | 83.4975 | 81.8169 | 78.5498 | 74.3529 | 72.1671 | 71.329 | 0.3155 | 0.29624 | 0.2657 | 0.26073 | 0.28264 | 0.36263 | 0.48449 | 0.60453 | 0.68358 | 0.73212 | 0.74433 | 0.77739 | 0.82864 | 0.91372 | 0.97119 | 0.99657 | 0.98094 | 0.87792 | 0.72903 | 0.56989 | 0.50929 | 0.44925 | 0.35673 | 0.2924
Portfolio Adjusted1-in-2Size: 20 kW to 199.99 kWSouth of Lugo2022August Monthly Peak | Portfolio Adjusted | 1-in-2 | Size: 20 kW to 199.99 kW | South of Lugo | 2022 | August Monthly Peak | 8 | 14.9603 | 14.2394 | 13.7638 | 13.6898 | 14.0123 | 15.7183 | 17.9739 | 21.1838 | 25.081 | 28.8482 | 31.6309 | 33.408 | 34.2195 | 34.7573 | 34.9374 | 34.5474 | 32.7961 | 29.913 | 26.3361 | 24.8361 | 23.5586 | 21.525 | 18.8586 | 16.6108 | 0 | 0 | 0 | 0 | 0 | 0 | 0 | 0 | 0 | 0 | 0 | 0 | 0 | 0 | 0.52406 | 0.51821 | 0.49194 | 0.44869 | 0 | 0 | 0 | 0 | 0 | 0 | 69.8561 | 68.5721 | 68.0939 | 68.4278 | 68.3576 | 67.5716 | 67.2917 | 67.3092 | 69.2144 | 73.3818 | 77.8803 | 82.3004 | 84.2845 | 84.6488 | 84.9659 | 85.073 | 86.5252 | 87.8472 | 87.1042 | 81.8502 | 76.4138 | 73.7958 | 72.4757 | 71.2626 | 0.31609 | 0.29679 | 0.26619 | 0.26121 | 0.28316 | 0.36329 | 0.48538 | 0.60565 | 0.68484 | 0.73347 | 0.7457 | 0.77882 | 0.83016 | 0.9154 | 0.97298 | 0.99841 | 0.98275 | 0.87954 | 0.73038 | 0.57094 | 0.51023 | 0.45008 | 0.35738 | 0.29294
Portfolio Adjusted1-in-2Size: 20 kW to 199.99 kWSouth of Lugo2022September Monthly Peak | Portfolio Adjusted | 1-in-2 | Size: 20 kW to 199.99 kW | South of Lugo | 2022 | September Monthly Peak | 9 | 15.0165 | 14.3053 | 13.8227 | 13.8169 | 14.1666 | 15.856 | 18.3355 | 21.3581 | 25.4963 | 29.2201 | 31.9397 | 33.6272 | 34.4792 | 35.0239 | 35.2526 | 34.7073 | 32.9596 | 29.9323 | 26.4789 | 25.5206 | 23.5079 | 21.5267 | 18.8967 | 16.6929 | 0 | 0 | 0 | 0 | 0 | 0 | 0 | 0 | 0 | 0 | 0 | 0 | 0 | 0 | 0.52879 | 0.52061 | 0.49439 | 0.44898 | 0 | 0 | 0 | 0 | 0 | 0 | 69.9075 | 69.2431 | 68.7277 | 68.3597 | 67.8111 | 67.4775 | 67.2213 | 67.1217 | 68.9988 | 73.0284 | 77.1224 | 81.8612 | 85.2424 | 86.7544 | 87.6331 | 88.3539 | 88.655 | 87.458 | 86.8043 | 84.7146 | 80.8893 | 77.6212 | 75.7779 | 74.8326 | 0.31577 | 0.29649 | 0.26592 | 0.26095 | 0.28288 | 0.36293 | 0.4849 | 0.60504 | 0.68415 | 0.73274 | 0.74495 | 0.77804 | 0.82933 | 0.91449 | 0.972 | 0.99741 | 0.98176 | 0.87866 | 0.72964 | 0.57037 | 0.50972 | 0.44962 | 0.35703 | 0.29264
Portfolio Adjusted1-in-2Size: 20 kW to 199.99 kWSouth of Lugo2022October Monthly Peak | Portfolio Adjusted | 1-in-2 | Size: 20 kW to 199.99 kW | South of Lugo | 2022 | October Monthly Peak | 10 | 13.8679 | 13.2704 | 12.8751 | 12.8418 | 13.0391 | 14.4083 | 16.953 | 18.9354 | 21.9262 | 25.0896 | 27.3623 | 29.0114 | 30.158 | 30.9414 | 31.3101 | 30.8171 | 29.1203 | 26.2178 | 24.403 | 23.1648 | 21.4822 | 19.7508 | 17.3312 | 15.368 | 0 | 0 | 0 | 0 | 0 | 0 | 0 | 0 | 0 | 0 | 0 | 0 | 0 | 0 | 0.46965 | 0.46226 | 0.4368 | 0.39327 | 0 | 0 | 0 | 0 | 0 | 0 | 64.1703 | 63.7717 | 63.4996 | 62.4514 | 61.8959 | 61.2536 | 60.7267 | 60.6781 | 61.5153 | 64.6118 | 68.6673 | 74.2238 | 80.3075 | 83.1378 | 81.9184 | 81.5027 | 81.8486 | 80.6782 | 77.9119 | 74.0206 | 71.8095 | 70.2223 | 68.5204 | 66.8622 | 0.31518 | 0.29594 | 0.26543 | 0.26046 | 0.28235 | 0.36226 | 0.484 | 0.60392 | 0.68288 | 0.73137 | 0.74357 | 0.77659 | 0.82779 | 0.91279 | 0.9702 | 0.99556 | 0.97994 | 0.87703 | 0.72829 | 0.56931 | 0.50877 | 0.44879 | 0.35636 | 0.2921
Portfolio Adjusted1-in-2Size: 20 kW to 199.99 kWSouth of Lugo2022November Monthly Peak | Portfolio Adjusted | 1-in-2 | Size: 20 kW to 199.99 kW | South of Lugo | 2022 | November Monthly Peak | 11 | 12.9865 | 12.5348 | 12.2072 | 12.2485 | 12.571 | 13.9991 | 15.6463 | 17.4527 | 20.1423 | 22.7466 | 24.4245 | 25.5424 | 26.1832 | 26.5806 | 26.6244 | 25.6416 | 24.3957 | 23.8149 | 22.0548 | 20.7073 | 19.4725 | 17.9214 | 16.0112 | 14.4122 | 0 | 0 | 0 | 0 | 0 | 0 | 0 | 0 | 0 | 0 | 0 | 0 | 0 | 0 | 0.39937 | 0.38462 | 0.36594 | 0.35722 | 0 | 0 | 0 | 0 | 0 | 0 | 59.2721 | 58.2788 | 57.4929 | 56.6813 | 55.4999 | 54.6205 | 54.202 | 54.6081 | 56.8245 | 59.917 | 64.5281 | 68.7554 | 71.8671 | 73.6546 | 74.9242 | 74.3319 | 72.1687 | 69.4367 | 67.0323 | 65.9947 | 64.8564 | 64.6808 | 64.1065 | 64.7551 | 0.31764 | 0.29824 | 0.26749 | 0.26249 | 0.28455 | 0.36508 | 0.48777 | 0.60862 | 0.6882 | 0.73707 | 0.74936 | 0.78264 | 0.83424 | 0.91989 | 0.97775 | 1.0033 | 0.98757 | 0.88386 | 0.73396 | 0.57374 | 0.51274 | 0.45228 | 0.35914 | 0.29437
Portfolio Adjusted1-in-2Size: 20 kW to 199.99 kWSouth of Lugo2022December Monthly Peak | Portfolio Adjusted | 1-in-2 | Size: 20 kW to 199.99 kW | South of Lugo | 2022 | December Monthly Peak | 12 | 13.4055 | 12.9179 | 12.4866 | 12.5076 | 12.8952 | 14.372 | 16.7871 | 18.496 | 20.8012 | 22.4784 | 23.379 | 23.5529 | 23.4918 | 23.4183 | 23.3149 | 22.6861 | 22.451 | 22.5994 | 21.2379 | 20.2632 | 19.2647 | 18.0037 | 16.2643 | 14.7575 | 0 | 0 | 0 | 0 | 0 | 0 | 0 | 0 | 0 | 0 | 0 | 0 | 0 | 0 | 0.34972 | 0.34029 | 0.33677 | 0.33899 | 0 | 0 | 0 | 0 | 0 | 0 | 52.4471 | 51.1729 | 50.2053 | 49.437 | 48.9577 | 47.9263 | 48.1722 | 48.3413 | 48.856 | 52.4894 | 57.0131 | 59.9988 | 61.718 | 62.8635 | 63.2856 | 63.666 | 62.8404 | 60.7036 | 58.6322 | 57.0405 | 55.2496 | 53.2179 | 51.3329 | 49.9224 | 0.31778 | 0.29837 | 0.26761 | 0.26261 | 0.28468 | 0.36524 | 0.48798 | 0.60889 | 0.6885 | 0.73739 | 0.74969 | 0.78298 | 0.8346 | 0.9203 | 0.97818 | 1.0037 | 0.988 | 0.88424 | 0.73428 | 0.57399 | 0.51296 | 0.45248 | 0.35929 | 0.2945
Portfolio Adjusted1-in-2Size: 20 kW to 199.99 kWSouth of Lugo2022Typical Event Day | Portfolio Adjusted | 1-in-2 | Size: 20 kW to 199.99 kW | South of Lugo | 2022 | Typical Event Day | 8 | 14.8104 | 14.1019 | 13.6434 | 13.5728 | 13.8885 | 15.5763 | 17.7923 | 20.8707 | 24.5679 | 28.1776 | 30.8241 | 32.5384 | 33.3206 | 33.8553 | 34.0479 | 33.6711 | 31.9794 | 29.1811 | 25.747 | 24.3325 | 23.1497 | 21.2028 | 18.6087 | 16.4125 | 0 | 0 | 0 | 0 | 0 | 0 | 0 | 0 | 0 | 0 | 0 | 0 | 0 | 0 | 0.51072 | 0.50507 | 0.47969 | 0.43772 | 0 | 0 | 0 | 0 | 0 | 0 | 68.0673 | 67.3767 | 66.9319 | 66.7492 | 66.4478 | 65.8593 | 65.6063 | 65.9389 | 68.0178 | 71.762 | 75.599 | 79.6085 | 81.3654 | 81.8618 | 82.7026 | 83.0931 | 84.0214 | 84.2184 | 84.0214 | 80.8334 | 76.6518 | 73.2441 | 71.5438 | 70.499 | 0.31576 | 0.29648 | 0.26591 | 0.26094 | 0.28287 | 0.36292 | 0.48488 | 0.60502 | 0.68413 | 0.73271 | 0.74493 | 0.77802 | 0.82931 | 0.91446 | 0.97198 | 0.99738 | 0.98173 | 0.87863 | 0.72962 | 0.57035 | 0.50971 | 0.44961 | 0.35701 | 0.29263
Portfolio Adjusted1-in-2Size: 20 kW to 199.99 kWSouth of Lugo2023January Monthly Peak | Portfolio Adjusted | 1-in-2 | Size: 20 kW to 199.99 kW | South of Lugo | 2023 | January Monthly Peak | 1 | 13.3852 | 12.8777 | 12.5585 | 12.5653 | 13.0248 | 14.5181 | 17.3469 | 19.3634 | 21.6825 | 23.0019 | 23.473 | 23.2877 | 23.1641 | 23.1721 | 23.051 | 22.2287 | 21.4472 | 21.9176 | 20.8457 | 19.9821 | 19.0391 | 17.9287 | 16.294 | 14.9047 | 0 | 0 | 0 | 0 | 0 | 0 | 0 | 0 | 0 | 0 | 0 | 0 | 0 | 0 | 0.34577 | 0.33343 | 0.32171 | 0.32876 | 0 | 0 | 0 | 0 | 0 | 0 | 48.3153 | 47.2983 | 46.1928 | 45.8148 | 45.7222 | 46.0191 | 45.6652 | 45.6996 | 46.5616 | 48.6996 | 52.4529 | 55.3484 | 56.9787 | 58.2617 | 58.6122 | 58.7209 | 58.6107 | 57.0114 | 55.5526 | 54.1215 | 53.2613 | 52.0404 | 51.025 | 49.6434 | 0.32564 | 0.30576 | 0.27424 | 0.26911 | 0.29173 | 0.37428 | 0.50006 | 0.62396 | 0.70555 | 0.75565 | 0.76825 | 0.80237 | 0.85527 | 0.94308 | 1.0024 | 1.0286 | 1.0125 | 0.90613 | 0.75246 | 0.5882 | 0.52566 | 0.46369 | 0.36819 | 0.30179
Portfolio Adjusted1-in-2Size: 20 kW to 199.99 kWSouth of Lugo2023February Monthly Peak | Portfolio Adjusted | 1-in-2 | Size: 20 kW to 199.99 kW | South of Lugo | 2023 | February Monthly Peak | 2 | 13.4301 | 12.8532 | 12.3923 | 12.4285 | 12.8342 | 14.3734 | 16.892 | 19.0352 | 21.5269 | 23.1353 | 23.8849 | 23.9565 | 23.9768 | 23.9541 | 23.9959 | 23.4328 | 22.7566 | 22.2491 | 21.4916 | 20.3627 | 19.3322 | 18.1489 | 16.416 | 14.982 | 0 | 0 | 0 | 0 | 0 | 0 | 0 | 0 | 0 | 0 | 0 | 0 | 0 | 0 | 0.35994 | 0.35149 | 0.34135 | 0.33374 | 0 | 0 | 0 | 0 | 0 | 0 | 51.6697 | 51.3562 | 51.0619 | 50.7735 | 50.4517 | 49.9971 | 49.7341 | 49.6526 | 50.3962 | 52.5831 | 54.3758 | 56.0541 | 56.6202 | 56.7071 | 56.6454 | 55.5943 | 55.5388 | 55.2573 | 53.8925 | 52.9179 | 52.1244 | 51.8718 | 50.5594 | 49.2082 | 0.32091 | 0.30132 | 0.27025 | 0.2652 | 0.28749 | 0.36884 | 0.49279 | 0.61489 | 0.69529 | 0.74466 | 0.75708 | 0.7907 | 0.84283 | 0.92937 | 0.98783 | 1.0136 | 0.99774 | 0.89296 | 0.74152 | 0.57965 | 0.51802 | 0.45694 | 0.36284 | 0.29741
Portfolio Adjusted1-in-2Size: 20 kW to 199.99 kWSouth of Lugo2023March Monthly Peak | Portfolio Adjusted | 1-in-2 | Size: 20 kW to 199.99 kW | South of Lugo | 2023 | March Monthly Peak | 3 | 13.6631 | 12.8748 | 12.4861 | 12.4279 | 12.8404 | 14.2869 | 16.7951 | 18.8615 | 21.2652 | 22.9169 | 23.6866 | 23.7631 | 23.8428 | 23.8452 | 23.9769 | 23.564 | 22.7387 | 21.8355 | 20.6868 | 20.8175 | 19.7523 | 18.5364 | 16.8671 | 15.233 | 0 | 0 | 0 | 0 | 0 | 0 | 0 | 0 | 0 | 0 | 0 | 0 | 0 | 0 | 0.35965 | 0.35346 | 0.34108 | 0.32753 | 0 | 0 | 0 | 0 | 0 | 0 | 51.8035 | 50.6255 | 49.3671 | 48.8089 | 48.5354 | 48.0487 | 47.8898 | 48.2761 | 50.6825 | 52.8998 | 55.1315 | 57.1141 | 58.0777 | 59.0618 | 59.0968 | 59.6065 | 59.2352 | 58.0788 | 56.4973 | 54.8746 | 54.2136 | 53.3172 | 52.3323 | 51.2548 | 0.32336 | 0.30362 | 0.27232 | 0.26722 | 0.28968 | 0.37166 | 0.49656 | 0.61959 | 0.7006 | 0.75036 | 0.76287 | 0.79675 | 0.84927 | 0.93648 | 0.99538 | 1.0214 | 1.0054 | 0.89979 | 0.74719 | 0.58408 | 0.52198 | 0.46044 | 0.36561 | 0.29968
Portfolio Adjusted1-in-2Size: 20 kW to 199.99 kWSouth of Lugo2023April Monthly Peak | Portfolio Adjusted | 1-in-2 | Size: 20 kW to 199.99 kW | South of Lugo | 2023 | April Monthly Peak | 4 | 13.3622 | 12.558 | 12.1748 | 12.1647 | 12.3934 | 13.6743 | 15.527 | 17.5292 | 20.3714 | 22.9057 | 24.5943 | 25.8203 | 26.7416 | 27.3145 | 27.7593 | 27.526 | 26.2931 | 24.1673 | 21.8305 | 21.2922 | 20.395 | 18.9098 | 16.8753 | 14.968 | 0 | 0 | 0 | 0 | 0 | 0 | 0 | 0 | 0 | 0 | 0 | 0 | 0 | 0 | 0.41639 | 0.41289 | 0.3944 | 0.36251 | 0 | 0 | 0 | 0 | 0 | 0 | 61.9198 | 61.4745 | 60.7177 | 59.662 | 58.8811 | 58.0853 | 57.611 | 57.8068 | 59.5163 | 62.7802 | 65.7903 | 68.9096 | 71.3139 | 73.0757 | 73.6983 | 73.7998 | 74.0395 | 73.1797 | 72.355 | 70.5089 | 67.1492 | 65.7385 | 64.1908 | 61.7674 | 0.31581 | 0.29653 | 0.26596 | 0.26099 | 0.28292 | 0.36298 | 0.48496 | 0.60513 | 0.68425 | 0.73284 | 0.74506 | 0.77815 | 0.82945 | 0.91461 | 0.97214 | 0.99755 | 0.9819 | 0.87878 | 0.72975 | 0.57045 | 0.50979 | 0.44969 | 0.35707 | 0.29268
Portfolio Adjusted1-in-2Size: 20 kW to 199.99 kWSouth of Lugo2023May Monthly Peak | Portfolio Adjusted | 1-in-2 | Size: 20 kW to 199.99 kW | South of Lugo | 2023 | May Monthly Peak | 5 | 13.5937 | 12.7891 | 12.3633 | 12.3916 | 12.6459 | 13.875 | 15.6338 | 18.1893 | 21.2567 | 23.9471 | 25.6415 | 26.7249 | 27.1629 | 27.565 | 27.9075 | 27.5353 | 26.384 | 24.1457 | 22.0264 | 20.9494 | 20.4691 | 18.9902 | 16.9876 | 15.0426 | 0 | 0 | 0 | 0 | 0 | 0 | 0 | 0 | 0 | 0 | 0 | 0 | 0 | 0 | 0.41861 | 0.41303 | 0.39576 | 0.36219 | 0 | 0 | 0 | 0 | 0 | 0 | 59.4031 | 59.4595 | 59.4666 | 58.9153 | 58.4177 | 58.4307 | 58.7065 | 59.2761 | 60.0045 | 61.6043 | 64.4027 | 67.2814 | 69.6079 | 70.3942 | 70.1906 | 71.1485 | 71.2333 | 70.1667 | 68.2359 | 65.6341 | 62.9646 | 60.8458 | 60.3478 | 60.0321 | 0.31736 | 0.29798 | 0.26726 | 0.26226 | 0.28431 | 0.36476 | 0.48734 | 0.60809 | 0.6876 | 0.73643 | 0.74871 | 0.78196 | 0.83351 | 0.91909 | 0.9769 | 1.0024 | 0.98671 | 0.88308 | 0.73332 | 0.57324 | 0.51229 | 0.45189 | 0.35882 | 0.29412
Portfolio Adjusted1-in-2Size: 20 kW to 199.99 kWSouth of Lugo2023June Monthly Peak | Portfolio Adjusted | 1-in-2 | Size: 20 kW to 199.99 kW | South of Lugo | 2023 | June Monthly Peak | 6 | 13.8763 | 13.1033 | 12.7031 | 12.7564 | 13.0778 | 14.2595 | 16.0939 | 19.0514 | 22.3016 | 25.4688 | 27.5003 | 28.9766 | 29.8243 | 30.4472 | 30.7769 | 30.5426 | 29.2151 | 26.629 | 23.7533 | 21.9891 | 21.4056 | 19.8302 | 17.6102 | 15.4916 | 0 | 0 | 0 | 0 | 0 | 0 | 0 | 0 | 0 | 0 | 0 | 0 | 0 | 0 | 0.46165 | 0.45814 | 0.43823 | 0.39943 | 0 | 0 | 0 | 0 | 0 | 0 | 62.988 | 62.8795 | 62.3948 | 61.8318 | 61.6515 | 61.2116 | 60.8091 | 61.3211 | 63.2505 | 67.4026 | 71.7012 | 75.2359 | 75.4781 | 75.3056 | 76.6186 | 76.9932 | 78.3603 | 78.6744 | 78.6796 | 74.9517 | 70.7543 | 67.2064 | 65.7545 | 64.5716 | 0.31575 | 0.29647 | 0.26591 | 0.26093 | 0.28286 | 0.36291 | 0.48487 | 0.60501 | 0.68411 | 0.73269 | 0.74491 | 0.77799 | 0.82928 | 0.91443 | 0.97195 | 0.99735 | 0.98171 | 0.87861 | 0.7296 | 0.57033 | 0.50969 | 0.4496 | 0.357 | 0.29263
Portfolio Adjusted1-in-2Size: 20 kW to 199.99 kWSouth of Lugo2023July Monthly Peak | Portfolio Adjusted | 1-in-2 | Size: 20 kW to 199.99 kW | South of Lugo | 2023 | July Monthly Peak | 7 | 14.7148 | 13.9979 | 13.5829 | 13.5493 | 13.805 | 15.2689 | 17.5675 | 21.0116 | 24.7681 | 28.4388 | 30.9353 | 32.5502 | 33.2638 | 33.8318 | 33.9598 | 33.7333 | 32.236 | 29.327 | 25.9747 | 23.9526 | 23.112 | 21.3455 | 18.7542 | 16.4783 | 0 | 0 | 0 | 0 | 0 | 0 | 0 | 0 | 0 | 0 | 0 | 0 | 0 | 0 | 0.5094 | 0.506 | 0.48354 | 0.4399 | 0 | 0 | 0 | 0 | 0 | 0 | 69.5177 | 68.8119 | 68.5113 | 68.3774 | 67.9711 | 67.1764 | 67.1033 | 68.0035 | 70.6077 | 73.2351 | 75.692 | 79.0363 | 80.4565 | 80.7383 | 81.5927 | 81.9524 | 82.545 | 82.8938 | 83.4975 | 81.8169 | 78.5498 | 74.3529 | 72.1671 | 71.329 | 0.3155 | 0.29624 | 0.2657 | 0.26073 | 0.28264 | 0.36263 | 0.48449 | 0.60453 | 0.68358 | 0.73212 | 0.74433 | 0.77739 | 0.82864 | 0.91372 | 0.97119 | 0.99657 | 0.98094 | 0.87792 | 0.72903 | 0.56989 | 0.50929 | 0.44925 | 0.35673 | 0.2924
Portfolio Adjusted1-in-2Size: 20 kW to 199.99 kWSouth of Lugo2023August Monthly Peak | Portfolio Adjusted | 1-in-2 | Size: 20 kW to 199.99 kW | South of Lugo | 2023 | August Monthly Peak | 8 | 14.9603 | 14.2394 | 13.7638 | 13.6898 | 14.0123 | 15.7183 | 17.9739 | 21.1838 | 25.081 | 28.8482 | 31.6309 | 33.408 | 34.2195 | 34.7573 | 34.9374 | 34.5474 | 32.7961 | 29.913 | 26.3361 | 24.8361 | 23.5586 | 21.525 | 18.8586 | 16.6108 | 0 | 0 | 0 | 0 | 0 | 0 | 0 | 0 | 0 | 0 | 0 | 0 | 0 | 0 | 0.52406 | 0.51821 | 0.49194 | 0.44869 | 0 | 0 | 0 | 0 | 0 | 0 | 69.8561 | 68.5721 | 68.0939 | 68.4278 | 68.3576 | 67.5716 | 67.2917 | 67.3092 | 69.2144 | 73.3818 | 77.8803 | 82.3004 | 84.2845 | 84.6488 | 84.9659 | 85.073 | 86.5252 | 87.8472 | 87.1043 | 81.8502 | 76.4138 | 73.7958 | 72.4757 | 71.2626 | 0.31609 | 0.29679 | 0.26619 | 0.26121 | 0.28316 | 0.36329 | 0.48538 | 0.60565 | 0.68484 | 0.73347 | 0.7457 | 0.77882 | 0.83016 | 0.9154 | 0.97298 | 0.99841 | 0.98275 | 0.87954 | 0.73038 | 0.57094 | 0.51023 | 0.45008 | 0.35738 | 0.29294
Portfolio Adjusted1-in-2Size: 20 kW to 199.99 kWSouth of Lugo2023September Monthly Peak | Portfolio Adjusted | 1-in-2 | Size: 20 kW to 199.99 kW | South of Lugo | 2023 | September Monthly Peak | 9 | 15.0165 | 14.3053 | 13.8227 | 13.8169 | 14.1666 | 15.856 | 18.3355 | 21.3581 | 25.4963 | 29.2201 | 31.9397 | 33.6272 | 34.4792 | 35.0239 | 35.2526 | 34.7073 | 32.9596 | 29.9323 | 26.4789 | 25.5206 | 23.5079 | 21.5267 | 18.8967 | 16.6929 | 0 | 0 | 0 | 0 | 0 | 0 | 0 | 0 | 0 | 0 | 0 | 0 | 0 | 0 | 0.52879 | 0.52061 | 0.49439 | 0.44898 | 0 | 0 | 0 | 0 | 0 | 0 | 69.9075 | 69.2431 | 68.7277 | 68.3597 | 67.8111 | 67.4775 | 67.2213 | 67.1217 | 68.9988 | 73.0284 | 77.1224 | 81.8612 | 85.2424 | 86.7544 | 87.6331 | 88.3539 | 88.655 | 87.458 | 86.8043 | 84.7146 | 80.8893 | 77.6212 | 75.7779 | 74.8326 | 0.31577 | 0.29649 | 0.26592 | 0.26095 | 0.28288 | 0.36293 | 0.4849 | 0.60504 | 0.68415 | 0.73274 | 0.74495 | 0.77804 | 0.82933 | 0.91449 | 0.972 | 0.99741 | 0.98176 | 0.87866 | 0.72964 | 0.57037 | 0.50972 | 0.44962 | 0.35703 | 0.29264
Portfolio Adjusted1-in-2Size: 20 kW to 199.99 kWSouth of Lugo2023October Monthly Peak | Portfolio Adjusted | 1-in-2 | Size: 20 kW to 199.99 kW | South of Lugo | 2023 | October Monthly Peak | 10 | 13.8679 | 13.2704 | 12.8751 | 12.8418 | 13.0391 | 14.4083 | 16.953 | 18.9354 | 21.9262 | 25.0896 | 27.3623 | 29.0114 | 30.158 | 30.9414 | 31.3101 | 30.8172 | 29.1203 | 26.2178 | 24.403 | 23.1648 | 21.4822 | 19.7508 | 17.3312 | 15.368 | 0 | 0 | 0 | 0 | 0 | 0 | 0 | 0 | 0 | 0 | 0 | 0 | 0 | 0 | 0.46965 | 0.46226 | 0.4368 | 0.39327 | 0 | 0 | 0 | 0 | 0 | 0 | 64.1703 | 63.7717 | 63.4996 | 62.4514 | 61.8959 | 61.2536 | 60.7267 | 60.6781 | 61.5153 | 64.6118 | 68.6673 | 74.2238 | 80.3075 | 83.1378 | 81.9184 | 81.5027 | 81.8486 | 80.6782 | 77.9119 | 74.0206 | 71.8095 | 70.2223 | 68.5204 | 66.8622 | 0.31518 | 0.29594 | 0.26543 | 0.26046 | 0.28235 | 0.36226 | 0.484 | 0.60392 | 0.68288 | 0.73137 | 0.74357 | 0.77659 | 0.82779 | 0.91279 | 0.9702 | 0.99556 | 0.97994 | 0.87703 | 0.72829 | 0.56931 | 0.50877 | 0.44879 | 0.35636 | 0.2921
Portfolio Adjusted1-in-2Size: 20 kW to 199.99 kWSouth of Lugo2023November Monthly Peak | Portfolio Adjusted | 1-in-2 | Size: 20 kW to 199.99 kW | South of Lugo | 2023 | November Monthly Peak | 11 | 12.9865 | 12.5348 | 12.2072 | 12.2485 | 12.571 | 13.9991 | 15.6463 | 17.4527 | 20.1423 | 22.7466 | 24.4245 | 25.5424 | 26.1832 | 26.5806 | 26.6244 | 25.6416 | 24.3957 | 23.8149 | 22.0548 | 20.7073 | 19.4725 | 17.9214 | 16.0112 | 14.4122 | 0 | 0 | 0 | 0 | 0 | 0 | 0 | 0 | 0 | 0 | 0 | 0 | 0 | 0 | 0.39937 | 0.38462 | 0.36594 | 0.35722 | 0 | 0 | 0 | 0 | 0 | 0 | 59.2721 | 58.2788 | 57.4929 | 56.6813 | 55.4999 | 54.6205 | 54.202 | 54.6081 | 56.8245 | 59.917 | 64.5281 | 68.7554 | 71.8671 | 73.6546 | 74.9242 | 74.3319 | 72.1687 | 69.4367 | 67.0323 | 65.9947 | 64.8564 | 64.6808 | 64.1065 | 64.7551 | 0.31764 | 0.29824 | 0.26749 | 0.26249 | 0.28455 | 0.36508 | 0.48777 | 0.60862 | 0.6882 | 0.73707 | 0.74936 | 0.78264 | 0.83424 | 0.91989 | 0.97775 | 1.0033 | 0.98757 | 0.88386 | 0.73396 | 0.57374 | 0.51274 | 0.45228 | 0.35914 | 0.29437
Portfolio Adjusted1-in-2Size: 20 kW to 199.99 kWSouth of Lugo2023December Monthly Peak | Portfolio Adjusted | 1-in-2 | Size: 20 kW to 199.99 kW | South of Lugo | 2023 | December Monthly Peak | 12 | 13.4055 | 12.9179 | 12.4866 | 12.5076 | 12.8952 | 14.372 | 16.7871 | 18.496 | 20.8012 | 22.4784 | 23.379 | 23.5529 | 23.4918 | 23.4183 | 23.3149 | 22.6861 | 22.451 | 22.5994 | 21.2379 | 20.2632 | 19.2647 | 18.0037 | 16.2643 | 14.7575 | 0 | 0 | 0 | 0 | 0 | 0 | 0 | 0 | 0 | 0 | 0 | 0 | 0 | 0 | 0.34972 | 0.34029 | 0.33677 | 0.33899 | 0 | 0 | 0 | 0 | 0 | 0 | 52.4471 | 51.1729 | 50.2053 | 49.437 | 48.9577 | 47.9263 | 48.1722 | 48.3413 | 48.856 | 52.4894 | 57.0131 | 59.9988 | 61.718 | 62.8635 | 63.2856 | 63.666 | 62.8404 | 60.7036 | 58.6322 | 57.0405 | 55.2496 | 53.2179 | 51.3329 | 49.9224 | 0.31778 | 0.29837 | 0.26761 | 0.26261 | 0.28468 | 0.36524 | 0.48798 | 0.60889 | 0.6885 | 0.73739 | 0.74969 | 0.78298 | 0.8346 | 0.9203 | 0.97818 | 1.0037 | 0.988 | 0.88424 | 0.73428 | 0.57399 | 0.51296 | 0.45248 | 0.35929 | 0.2945
Portfolio Adjusted1-in-2Size: 20 kW to 199.99 kWSouth of Lugo2023Typical Event Day | Portfolio Adjusted | 1-in-2 | Size: 20 kW to 199.99 kW | South of Lugo | 2023 | Typical Event Day | 8 | 14.8104 | 14.1019 | 13.6434 | 13.5728 | 13.8885 | 15.5763 | 17.7923 | 20.8707 | 24.5679 | 28.1776 | 30.8241 | 32.5384 | 33.3206 | 33.8553 | 34.0479 | 33.6711 | 31.9794 | 29.1811 | 25.747 | 24.3325 | 23.1497 | 21.2028 | 18.6087 | 16.4125 | 0 | 0 | 0 | 0 | 0 | 0 | 0 | 0 | 0 | 0 | 0 | 0 | 0 | 0 | 0.51072 | 0.50507 | 0.47969 | 0.43772 | 0 | 0 | 0 | 0 | 0 | 0 | 68.0673 | 67.3766 | 66.9319 | 66.7492 | 66.4478 | 65.8593 | 65.6063 | 65.9389 | 68.0178 | 71.762 | 75.599 | 79.6085 | 81.3654 | 81.8618 | 82.7026 | 83.0931 | 84.0214 | 84.2184 | 84.0214 | 80.8334 | 76.6518 | 73.2441 | 71.5438 | 70.499 | 0.31576 | 0.29648 | 0.26591 | 0.26094 | 0.28287 | 0.36292 | 0.48488 | 0.60502 | 0.68413 | 0.73271 | 0.74493 | 0.77802 | 0.82931 | 0.91446 | 0.97198 | 0.99738 | 0.98173 | 0.87863 | 0.72962 | 0.57035 | 0.50971 | 0.44961 | 0.35701 | 0.29263
Portfolio Adjusted1-in-2Size: 20 kW to 199.99 kWSouth of Lugo2024January Monthly Peak | Portfolio Adjusted | 1-in-2 | Size: 20 kW to 199.99 kW | South of Lugo | 2024 | January Monthly Peak | 1 | 13.3852 | 12.8777 | 12.5585 | 12.5653 | 13.0248 | 14.5181 | 17.3469 | 19.3634 | 21.6825 | 23.0019 | 23.473 | 23.2877 | 23.1641 | 23.1721 | 23.051 | 22.2287 | 21.4472 | 21.9176 | 20.8457 | 19.9821 | 19.0391 | 17.9287 | 16.294 | 14.9047 | 0 | 0 | 0 | 0 | 0 | 0 | 0 | 0 | 0 | 0 | 0 | 0 | 0 | 0 | 0.34577 | 0.33343 | 0.32171 | 0.32876 | 0 | 0 | 0 | 0 | 0 | 0 | 48.3153 | 47.2983 | 46.1928 | 45.8148 | 45.7222 | 46.0191 | 45.6652 | 45.6996 | 46.5616 | 48.6996 | 52.4529 | 55.3484 | 56.9787 | 58.2618 | 58.6122 | 58.7209 | 58.6107 | 57.0114 | 55.5526 | 54.1215 | 53.2613 | 52.0404 | 51.025 | 49.6434 | 0.32564 | 0.30576 | 0.27424 | 0.26911 | 0.29173 | 0.37428 | 0.50006 | 0.62396 | 0.70555 | 0.75565 | 0.76825 | 0.80237 | 0.85527 | 0.94308 | 1.0024 | 1.0286 | 1.0125 | 0.90613 | 0.75246 | 0.5882 | 0.52566 | 0.46369 | 0.36819 | 0.30179
Portfolio Adjusted1-in-2Size: 20 kW to 199.99 kWSouth of Lugo2024February Monthly Peak | Portfolio Adjusted | 1-in-2 | Size: 20 kW to 199.99 kW | South of Lugo | 2024 | February Monthly Peak | 2 | 13.4301 | 12.8532 | 12.3923 | 12.4285 | 12.8342 | 14.3734 | 16.892 | 19.0352 | 21.5269 | 23.1353 | 23.8849 | 23.9565 | 23.9768 | 23.9541 | 23.9959 | 23.4328 | 22.7566 | 22.2491 | 21.4916 | 20.3627 | 19.3322 | 18.1489 | 16.416 | 14.982 | 0 | 0 | 0 | 0 | 0 | 0 | 0 | 0 | 0 | 0 | 0 | 0 | 0 | 0 | 0.35994 | 0.35149 | 0.34135 | 0.33374 | 0 | 0 | 0 | 0 | 0 | 0 | 51.6697 | 51.3562 | 51.0618 | 50.7735 | 50.4517 | 49.9971 | 49.7341 | 49.6526 | 50.3962 | 52.5831 | 54.3758 | 56.0541 | 56.6202 | 56.7071 | 56.6454 | 55.5943 | 55.5388 | 55.2573 | 53.8925 | 52.9179 | 52.1244 | 51.8718 | 50.5594 | 49.2082 | 0.32091 | 0.30132 | 0.27025 | 0.2652 | 0.28749 | 0.36884 | 0.49279 | 0.61489 | 0.69529 | 0.74466 | 0.75708 | 0.7907 | 0.84283 | 0.92937 | 0.98783 | 1.0136 | 0.99774 | 0.89296 | 0.74152 | 0.57965 | 0.51802 | 0.45694 | 0.36284 | 0.29741
Portfolio Adjusted1-in-2Size: 20 kW to 199.99 kWSouth of Lugo2024March Monthly Peak | Portfolio Adjusted | 1-in-2 | Size: 20 kW to 199.99 kW | South of Lugo | 2024 | March Monthly Peak | 3 | 13.6631 | 12.8748 | 12.4861 | 12.4279 | 12.8404 | 14.2869 | 16.7951 | 18.8615 | 21.2652 | 22.9169 | 23.6866 | 23.7631 | 23.8428 | 23.8452 | 23.9769 | 23.564 | 22.7387 | 21.8355 | 20.6868 | 20.8175 | 19.7523 | 18.5364 | 16.8671 | 15.233 | 0 | 0 | 0 | 0 | 0 | 0 | 0 | 0 | 0 | 0 | 0 | 0 | 0 | 0 | 0.35965 | 0.35346 | 0.34108 | 0.32753 | 0 | 0 | 0 | 0 | 0 | 0 | 51.8035 | 50.6255 | 49.3671 | 48.8089 | 48.5354 | 48.0487 | 47.8898 | 48.2761 | 50.6825 | 52.8998 | 55.1315 | 57.1141 | 58.0777 | 59.0618 | 59.0968 | 59.6065 | 59.2352 | 58.0788 | 56.4973 | 54.8746 | 54.2136 | 53.3172 | 52.3323 | 51.2548 | 0.32336 | 0.30362 | 0.27232 | 0.26722 | 0.28968 | 0.37166 | 0.49656 | 0.61959 | 0.7006 | 0.75036 | 0.76287 | 0.79675 | 0.84927 | 0.93648 | 0.99538 | 1.0214 | 1.0054 | 0.89979 | 0.74719 | 0.58408 | 0.52198 | 0.46044 | 0.36561 | 0.29968
Portfolio Adjusted1-in-2Size: 20 kW to 199.99 kWSouth of Lugo2024April Monthly Peak | Portfolio Adjusted | 1-in-2 | Size: 20 kW to 199.99 kW | South of Lugo | 2024 | April Monthly Peak | 4 | 13.3622 | 12.558 | 12.1748 | 12.1647 | 12.3934 | 13.6743 | 15.527 | 17.5292 | 20.3714 | 22.9057 | 24.5943 | 25.8203 | 26.7416 | 27.3145 | 27.7593 | 27.526 | 26.2931 | 24.1673 | 21.8305 | 21.2922 | 20.395 | 18.9098 | 16.8753 | 14.968 | 0 | 0 | 0 | 0 | 0 | 0 | 0 | 0 | 0 | 0 | 0 | 0 | 0 | 0 | 0.41639 | 0.41289 | 0.3944 | 0.36251 | 0 | 0 | 0 | 0 | 0 | 0 | 61.9198 | 61.4745 | 60.7177 | 59.662 | 58.8811 | 58.0853 | 57.611 | 57.8068 | 59.5163 | 62.7802 | 65.7903 | 68.9096 | 71.3139 | 73.0757 | 73.6984 | 73.7998 | 74.0395 | 73.1797 | 72.355 | 70.5089 | 67.1492 | 65.7386 | 64.1908 | 61.7674 | 0.31581 | 0.29653 | 0.26596 | 0.26099 | 0.28292 | 0.36298 | 0.48496 | 0.60513 | 0.68425 | 0.73284 | 0.74506 | 0.77815 | 0.82945 | 0.91461 | 0.97214 | 0.99755 | 0.9819 | 0.87878 | 0.72975 | 0.57045 | 0.50979 | 0.44969 | 0.35707 | 0.29268
Portfolio Adjusted1-in-2Size: 20 kW to 199.99 kWSouth of Lugo2024May Monthly Peak | Portfolio Adjusted | 1-in-2 | Size: 20 kW to 199.99 kW | South of Lugo | 2024 | May Monthly Peak | 5 | 13.5937 | 12.7891 | 12.3633 | 12.3916 | 12.6459 | 13.875 | 15.6338 | 18.1893 | 21.2567 | 23.9471 | 25.6415 | 26.7249 | 27.1629 | 27.565 | 27.9075 | 27.5352 | 26.384 | 24.1457 | 22.0264 | 20.9494 | 20.4691 | 18.9902 | 16.9876 | 15.0426 | 0 | 0 | 0 | 0 | 0 | 0 | 0 | 0 | 0 | 0 | 0 | 0 | 0 | 0 | 0.41861 | 0.41303 | 0.39576 | 0.36219 | 0 | 0 | 0 | 0 | 0 | 0 | 59.4031 | 59.4595 | 59.4666 | 58.9153 | 58.4177 | 58.4307 | 58.7065 | 59.2761 | 60.0045 | 61.6043 | 64.4027 | 67.2814 | 69.6079 | 70.3942 | 70.1906 | 71.1485 | 71.2333 | 70.1667 | 68.2359 | 65.6341 | 62.9646 | 60.8458 | 60.3478 | 60.0321 | 0.31736 | 0.29798 | 0.26726 | 0.26226 | 0.28431 | 0.36476 | 0.48734 | 0.60809 | 0.6876 | 0.73643 | 0.74871 | 0.78196 | 0.83351 | 0.91909 | 0.9769 | 1.0024 | 0.98671 | 0.88308 | 0.73332 | 0.57324 | 0.51229 | 0.45189 | 0.35882 | 0.29412
Portfolio Adjusted1-in-2Size: 20 kW to 199.99 kWSouth of Lugo2024June Monthly Peak | Portfolio Adjusted | 1-in-2 | Size: 20 kW to 199.99 kW | South of Lugo | 2024 | June Monthly Peak | 6 | 13.8763 | 13.1033 | 12.7031 | 12.7564 | 13.0778 | 14.2595 | 16.0939 | 19.0514 | 22.3016 | 25.4688 | 27.5003 | 28.9766 | 29.8243 | 30.4472 | 30.7769 | 30.5426 | 29.2151 | 26.629 | 23.7533 | 21.9891 | 21.4056 | 19.8302 | 17.6102 | 15.4916 | 0 | 0 | 0 | 0 | 0 | 0 | 0 | 0 | 0 | 0 | 0 | 0 | 0 | 0 | 0.46165 | 0.45814 | 0.43823 | 0.39943 | 0 | 0 | 0 | 0 | 0 | 0 | 62.988 | 62.8795 | 62.3948 | 61.8318 | 61.6515 | 61.2116 | 60.8091 | 61.3211 | 63.2505 | 67.4026 | 71.7012 | 75.2359 | 75.4781 | 75.3056 | 76.6186 | 76.9932 | 78.3603 | 78.6744 | 78.6796 | 74.9517 | 70.7543 | 67.2064 | 65.7545 | 64.5716 | 0.31575 | 0.29647 | 0.26591 | 0.26093 | 0.28286 | 0.36291 | 0.48487 | 0.60501 | 0.68411 | 0.73269 | 0.74491 | 0.77799 | 0.82928 | 0.91443 | 0.97195 | 0.99735 | 0.98171 | 0.87861 | 0.7296 | 0.57033 | 0.50969 | 0.4496 | 0.357 | 0.29263
Portfolio Adjusted1-in-2Size: 20 kW to 199.99 kWSouth of Lugo2024July Monthly Peak | Portfolio Adjusted | 1-in-2 | Size: 20 kW to 199.99 kW | South of Lugo | 2024 | July Monthly Peak | 7 | 14.7148 | 13.9979 | 13.5829 | 13.5493 | 13.805 | 15.2689 | 17.5675 | 21.0116 | 24.7681 | 28.4388 | 30.9353 | 32.5502 | 33.2638 | 33.8318 | 33.9598 | 33.7333 | 32.236 | 29.327 | 25.9747 | 23.9526 | 23.112 | 21.3455 | 18.7542 | 16.4783 | 0 | 0 | 0 | 0 | 0 | 0 | 0 | 0 | 0 | 0 | 0 | 0 | 0 | 0 | 0.5094 | 0.506 | 0.48354 | 0.4399 | 0 | 0 | 0 | 0 | 0 | 0 | 69.5177 | 68.8119 | 68.5113 | 68.3774 | 67.9711 | 67.1764 | 67.1033 | 68.0035 | 70.6077 | 73.2351 | 75.692 | 79.0363 | 80.4565 | 80.7383 | 81.5927 | 81.9524 | 82.545 | 82.8938 | 83.4975 | 81.8169 | 78.5498 | 74.3529 | 72.1671 | 71.329 | 0.3155 | 0.29624 | 0.2657 | 0.26073 | 0.28264 | 0.36263 | 0.48449 | 0.60453 | 0.68358 | 0.73212 | 0.74433 | 0.77739 | 0.82864 | 0.91372 | 0.97119 | 0.99657 | 0.98094 | 0.87792 | 0.72903 | 0.56989 | 0.50929 | 0.44925 | 0.35673 | 0.2924
Portfolio Adjusted1-in-2Size: 20 kW to 199.99 kWSouth of Lugo2024August Monthly Peak | Portfolio Adjusted | 1-in-2 | Size: 20 kW to 199.99 kW | South of Lugo | 2024 | August Monthly Peak | 8 | 14.9603 | 14.2394 | 13.7638 | 13.6898 | 14.0123 | 15.7183 | 17.9739 | 21.1838 | 25.081 | 28.8482 | 31.6309 | 33.408 | 34.2195 | 34.7573 | 34.9374 | 34.5474 | 32.7961 | 29.913 | 26.3361 | 24.8361 | 23.5586 | 21.525 | 18.8586 | 16.6108 | 0 | 0 | 0 | 0 | 0 | 0 | 0 | 0 | 0 | 0 | 0 | 0 | 0 | 0 | 0.52406 | 0.51821 | 0.49194 | 0.44869 | 0 | 0 | 0 | 0 | 0 | 0 | 69.8561 | 68.5721 | 68.0939 | 68.4278 | 68.3576 | 67.5716 | 67.2917 | 67.3092 | 69.2144 | 73.3818 | 77.8803 | 82.3004 | 84.2845 | 84.6488 | 84.9659 | 85.073 | 86.5252 | 87.8472 | 87.1042 | 81.8502 | 76.4138 | 73.7958 | 72.4757 | 71.2626 | 0.31609 | 0.29679 | 0.26619 | 0.26121 | 0.28316 | 0.36329 | 0.48538 | 0.60565 | 0.68484 | 0.73347 | 0.7457 | 0.77882 | 0.83016 | 0.9154 | 0.97298 | 0.99841 | 0.98275 | 0.87954 | 0.73038 | 0.57094 | 0.51023 | 0.45008 | 0.35738 | 0.29294
Portfolio Adjusted1-in-2Size: 20 kW to 199.99 kWSouth of Lugo2024September Monthly Peak | Portfolio Adjusted | 1-in-2 | Size: 20 kW to 199.99 kW | South of Lugo | 2024 | September Monthly Peak | 9 | 15.0165 | 14.3053 | 13.8227 | 13.8169 | 14.1666 | 15.856 | 18.3355 | 21.3581 | 25.4963 | 29.2201 | 31.9397 | 33.6272 | 34.4792 | 35.0239 | 35.2526 | 34.7073 | 32.9596 | 29.9323 | 26.4789 | 25.5206 | 23.5079 | 21.5267 | 18.8967 | 16.6929 | 0 | 0 | 0 | 0 | 0 | 0 | 0 | 0 | 0 | 0 | 0 | 0 | 0 | 0 | 0.52879 | 0.52061 | 0.49439 | 0.44898 | 0 | 0 | 0 | 0 | 0 | 0 | 69.9075 | 69.2431 | 68.7277 | 68.3597 | 67.8111 | 67.4775 | 67.2213 | 67.1217 | 68.9988 | 73.0284 | 77.1224 | 81.8612 | 85.2424 | 86.7544 | 87.6331 | 88.3539 | 88.655 | 87.458 | 86.8043 | 84.7146 | 80.8893 | 77.6212 | 75.7779 | 74.8326 | 0.31577 | 0.29649 | 0.26592 | 0.26095 | 0.28288 | 0.36293 | 0.4849 | 0.60504 | 0.68415 | 0.73274 | 0.74495 | 0.77804 | 0.82933 | 0.91449 | 0.972 | 0.99741 | 0.98176 | 0.87866 | 0.72964 | 0.57037 | 0.50972 | 0.44962 | 0.35703 | 0.29264
Portfolio Adjusted1-in-2Size: 20 kW to 199.99 kWSouth of Lugo2024October Monthly Peak | Portfolio Adjusted | 1-in-2 | Size: 20 kW to 199.99 kW | South of Lugo | 2024 | October Monthly Peak | 10 | 13.8679 | 13.2704 | 12.8751 | 12.8418 | 13.0391 | 14.4083 | 16.953 | 18.9354 | 21.9262 | 25.0896 | 27.3623 | 29.0114 | 30.158 | 30.9414 | 31.3101 | 30.8171 | 29.1203 | 26.2178 | 24.403 | 23.1648 | 21.4822 | 19.7508 | 17.3312 | 15.368 | 0 | 0 | 0 | 0 | 0 | 0 | 0 | 0 | 0 | 0 | 0 | 0 | 0 | 0 | 0.46965 | 0.46226 | 0.4368 | 0.39327 | 0 | 0 | 0 | 0 | 0 | 0 | 64.1703 | 63.7717 | 63.4996 | 62.4514 | 61.8959 | 61.2536 | 60.7267 | 60.6781 | 61.5153 | 64.6118 | 68.6673 | 74.2238 | 80.3075 | 83.1378 | 81.9184 | 81.5027 | 81.8486 | 80.6782 | 77.9119 | 74.0206 | 71.8095 | 70.2223 | 68.5204 | 66.8622 | 0.31518 | 0.29594 | 0.26543 | 0.26046 | 0.28235 | 0.36226 | 0.484 | 0.60392 | 0.68288 | 0.73137 | 0.74357 | 0.77659 | 0.82779 | 0.91279 | 0.9702 | 0.99556 | 0.97994 | 0.87703 | 0.72829 | 0.56931 | 0.50877 | 0.44879 | 0.35636 | 0.2921
Portfolio Adjusted1-in-2Size: 20 kW to 199.99 kWSouth of Lugo2024November Monthly Peak | Portfolio Adjusted | 1-in-2 | Size: 20 kW to 199.99 kW | South of Lugo | 2024 | November Monthly Peak | 11 | 12.9865 | 12.5348 | 12.2072 | 12.2485 | 12.571 | 13.9991 | 15.6463 | 17.4527 | 20.1423 | 22.7466 | 24.4245 | 25.5424 | 26.1832 | 26.5806 | 26.6244 | 25.6416 | 24.3957 | 23.8149 | 22.0548 | 20.7073 | 19.4725 | 17.9214 | 16.0112 | 14.4122 | 0 | 0 | 0 | 0 | 0 | 0 | 0 | 0 | 0 | 0 | 0 | 0 | 0 | 0 | 0.39937 | 0.38462 | 0.36594 | 0.35722 | 0 | 0 | 0 | 0 | 0 | 0 | 59.2721 | 58.2788 | 57.4929 | 56.6813 | 55.4999 | 54.6205 | 54.202 | 54.6081 | 56.8245 | 59.917 | 64.5281 | 68.7554 | 71.8671 | 73.6546 | 74.9242 | 74.3319 | 72.1687 | 69.4367 | 67.0323 | 65.9947 | 64.8564 | 64.6808 | 64.1065 | 64.7551 | 0.31764 | 0.29824 | 0.26749 | 0.26249 | 0.28455 | 0.36508 | 0.48777 | 0.60862 | 0.6882 | 0.73707 | 0.74936 | 0.78264 | 0.83424 | 0.91989 | 0.97775 | 1.0033 | 0.98757 | 0.88386 | 0.73396 | 0.57374 | 0.51274 | 0.45228 | 0.35914 | 0.29437
Portfolio Adjusted1-in-2Size: 20 kW to 199.99 kWSouth of Lugo2024December Monthly Peak | Portfolio Adjusted | 1-in-2 | Size: 20 kW to 199.99 kW | South of Lugo | 2024 | December Monthly Peak | 12 | 13.4055 | 12.9179 | 12.4866 | 12.5076 | 12.8952 | 14.372 | 16.7871 | 18.496 | 20.8012 | 22.4784 | 23.379 | 23.5529 | 23.4918 | 23.4183 | 23.3149 | 22.6861 | 22.451 | 22.5994 | 21.2379 | 20.2632 | 19.2647 | 18.0037 | 16.2643 | 14.7575 | 0 | 0 | 0 | 0 | 0 | 0 | 0 | 0 | 0 | 0 | 0 | 0 | 0 | 0 | 0.34972 | 0.34029 | 0.33677 | 0.33899 | 0 | 0 | 0 | 0 | 0 | 0 | 52.4471 | 51.1729 | 50.2053 | 49.437 | 48.9577 | 47.9263 | 48.1722 | 48.3413 | 48.856 | 52.4894 | 57.0131 | 59.9988 | 61.718 | 62.8635 | 63.2856 | 63.666 | 62.8404 | 60.7036 | 58.6322 | 57.0405 | 55.2496 | 53.2179 | 51.3329 | 49.9224 | 0.31778 | 0.29837 | 0.26761 | 0.26261 | 0.28468 | 0.36524 | 0.48798 | 0.60889 | 0.6885 | 0.73739 | 0.74969 | 0.78298 | 0.8346 | 0.9203 | 0.97818 | 1.0037 | 0.988 | 0.88424 | 0.73428 | 0.57399 | 0.51296 | 0.45248 | 0.35929 | 0.2945
Portfolio Adjusted1-in-2Size: 20 kW to 199.99 kWSouth of Lugo2024Typical Event Day | Portfolio Adjusted | 1-in-2 | Size: 20 kW to 199.99 kW | South of Lugo | 2024 | Typical Event Day | 8 | 14.8104 | 14.1019 | 13.6434 | 13.5728 | 13.8885 | 15.5763 | 17.7923 | 20.8707 | 24.5679 | 28.1776 | 30.8241 | 32.5384 | 33.3205 | 33.8553 | 34.0479 | 33.6711 | 31.9794 | 29.1811 | 25.747 | 24.3325 | 23.1497 | 21.2028 | 18.6087 | 16.4125 | 0 | 0 | 0 | 0 | 0 | 0 | 0 | 0 | 0 | 0 | 0 | 0 | 0 | 0 | 0.51072 | 0.50507 | 0.47969 | 0.43772 | 0 | 0 | 0 | 0 | 0 | 0 | 68.0673 | 67.3767 | 66.9319 | 66.7492 | 66.4478 | 65.8593 | 65.6063 | 65.9389 | 68.0178 | 71.762 | 75.599 | 79.6085 | 81.3654 | 81.8618 | 82.7026 | 83.0931 | 84.0214 | 84.2184 | 84.0214 | 80.8334 | 76.6518 | 73.2441 | 71.5438 | 70.4989 | 0.31576 | 0.29648 | 0.26591 | 0.26094 | 0.28287 | 0.36292 | 0.48488 | 0.60502 | 0.68413 | 0.73271 | 0.74493 | 0.77802 | 0.82931 | 0.91446 | 0.97198 | 0.99738 | 0.98173 | 0.87863 | 0.72962 | 0.57035 | 0.50971 | 0.44961 | 0.35701 | 0.29263
Portfolio Adjusted1-in-2Size: 20 kW to 199.99 kWSouth of Lugo2025January Monthly Peak | Portfolio Adjusted | 1-in-2 | Size: 20 kW to 199.99 kW | South of Lugo | 2025 | January Monthly Peak | 1 | 13.3852 | 12.8777 | 12.5585 | 12.5653 | 13.0248 | 14.5181 | 17.3469 | 19.3634 | 21.6825 | 23.0019 | 23.473 | 23.2877 | 23.1641 | 23.1721 | 23.051 | 22.2287 | 21.4472 | 21.9176 | 20.8457 | 19.9821 | 19.0391 | 17.9287 | 16.294 | 14.9047 | 0 | 0 | 0 | 0 | 0 | 0 | 0 | 0 | 0 | 0 | 0 | 0 | 0 | 0 | 0.34577 | 0.33343 | 0.32171 | 0.32876 | 0 | 0 | 0 | 0 | 0 | 0 | 48.3153 | 47.2983 | 46.1928 | 45.8148 | 45.7222 | 46.0191 | 45.6652 | 45.6996 | 46.5616 | 48.6996 | 52.4529 | 55.3484 | 56.9787 | 58.2617 | 58.6122 | 58.7209 | 58.6107 | 57.0114 | 55.5526 | 54.1215 | 53.2613 | 52.0404 | 51.025 | 49.6434 | 0.32564 | 0.30576 | 0.27424 | 0.26911 | 0.29173 | 0.37428 | 0.50006 | 0.62396 | 0.70555 | 0.75565 | 0.76825 | 0.80237 | 0.85527 | 0.94308 | 1.0024 | 1.0286 | 1.0125 | 0.90613 | 0.75246 | 0.5882 | 0.52566 | 0.46369 | 0.36819 | 0.30179
Portfolio Adjusted1-in-2Size: 20 kW to 199.99 kWSouth of Lugo2025February Monthly Peak | Portfolio Adjusted | 1-in-2 | Size: 20 kW to 199.99 kW | South of Lugo | 2025 | February Monthly Peak | 2 | 13.4301 | 12.8532 | 12.3923 | 12.4285 | 12.8342 | 14.3734 | 16.8919 | 19.0352 | 21.5269 | 23.1353 | 23.8849 | 23.9565 | 23.9768 | 23.9541 | 23.9959 | 23.4328 | 22.7566 | 22.2491 | 21.4916 | 20.3627 | 19.3322 | 18.1489 | 16.416 | 14.982 | 0 | 0 | 0 | 0 | 0 | 0 | 0 | 0 | 0 | 0 | 0 | 0 | 0 | 0 | 0.35994 | 0.35149 | 0.34135 | 0.33374 | 0 | 0 | 0 | 0 | 0 | 0 | 51.6697 | 51.3562 | 51.0618 | 50.7735 | 50.4517 | 49.9971 | 49.7341 | 49.6526 | 50.3962 | 52.5831 | 54.3758 | 56.0541 | 56.6202 | 56.7071 | 56.6454 | 55.5943 | 55.5388 | 55.2573 | 53.8925 | 52.9179 | 52.1244 | 51.8718 | 50.5594 | 49.2082 | 0.32091 | 0.30132 | 0.27025 | 0.2652 | 0.28749 | 0.36884 | 0.49279 | 0.61489 | 0.69529 | 0.74466 | 0.75708 | 0.7907 | 0.84283 | 0.92937 | 0.98783 | 1.0136 | 0.99774 | 0.89296 | 0.74152 | 0.57965 | 0.51802 | 0.45694 | 0.36284 | 0.29741
Portfolio Adjusted1-in-2Size: 20 kW to 199.99 kWSouth of Lugo2025March Monthly Peak | Portfolio Adjusted | 1-in-2 | Size: 20 kW to 199.99 kW | South of Lugo | 2025 | March Monthly Peak | 3 | 13.6631 | 12.8748 | 12.4861 | 12.4279 | 12.8404 | 14.2869 | 16.7951 | 18.8615 | 21.2652 | 22.9169 | 23.6866 | 23.7631 | 23.8428 | 23.8452 | 23.9769 | 23.564 | 22.7387 | 21.8355 | 20.6868 | 20.8175 | 19.7523 | 18.5364 | 16.8671 | 15.233 | 0 | 0 | 0 | 0 | 0 | 0 | 0 | 0 | 0 | 0 | 0 | 0 | 0 | 0 | 0.35965 | 0.35346 | 0.34108 | 0.32753 | 0 | 0 | 0 | 0 | 0 | 0 | 51.8035 | 50.6255 | 49.3671 | 48.8089 | 48.5354 | 48.0487 | 47.8898 | 48.2761 | 50.6825 | 52.8998 | 55.1315 | 57.1141 | 58.0777 | 59.0618 | 59.0968 | 59.6065 | 59.2352 | 58.0788 | 56.4973 | 54.8746 | 54.2136 | 53.3172 | 52.3323 | 51.2548 | 0.32336 | 0.30362 | 0.27232 | 0.26722 | 0.28968 | 0.37166 | 0.49656 | 0.61959 | 0.7006 | 0.75036 | 0.76287 | 0.79675 | 0.84927 | 0.93648 | 0.99538 | 1.0214 | 1.0054 | 0.89979 | 0.74719 | 0.58408 | 0.52198 | 0.46044 | 0.36561 | 0.29968
Portfolio Adjusted1-in-2Size: 20 kW to 199.99 kWSouth of Lugo2025April Monthly Peak | Portfolio Adjusted | 1-in-2 | Size: 20 kW to 199.99 kW | South of Lugo | 2025 | April Monthly Peak | 4 | 13.3622 | 12.558 | 12.1748 | 12.1647 | 12.3934 | 13.6743 | 15.527 | 17.5292 | 20.3714 | 22.9057 | 24.5943 | 25.8203 | 26.7416 | 27.3145 | 27.7593 | 27.526 | 26.2931 | 24.1673 | 21.8305 | 21.2922 | 20.395 | 18.9098 | 16.8753 | 14.968 | 0 | 0 | 0 | 0 | 0 | 0 | 0 | 0 | 0 | 0 | 0 | 0 | 0 | 0 | 0.41639 | 0.41289 | 0.3944 | 0.36251 | 0 | 0 | 0 | 0 | 0 | 0 | 61.9198 | 61.4745 | 60.7177 | 59.662 | 58.8811 | 58.0853 | 57.611 | 57.8068 | 59.5163 | 62.7802 | 65.7903 | 68.9096 | 71.3139 | 73.0757 | 73.6984 | 73.7998 | 74.0395 | 73.1797 | 72.355 | 70.5089 | 67.1492 | 65.7385 | 64.1908 | 61.7674 | 0.31581 | 0.29653 | 0.26596 | 0.26099 | 0.28292 | 0.36298 | 0.48496 | 0.60513 | 0.68425 | 0.73284 | 0.74506 | 0.77815 | 0.82945 | 0.91461 | 0.97214 | 0.99755 | 0.9819 | 0.87878 | 0.72975 | 0.57045 | 0.50979 | 0.44969 | 0.35707 | 0.29268
Portfolio Adjusted1-in-2Size: 20 kW to 199.99 kWSouth of Lugo2025May Monthly Peak | Portfolio Adjusted | 1-in-2 | Size: 20 kW to 199.99 kW | South of Lugo | 2025 | May Monthly Peak | 5 | 13.5937 | 12.7891 | 12.3633 | 12.3916 | 12.6459 | 13.875 | 15.6338 | 18.1893 | 21.2567 | 23.9471 | 25.6415 | 26.7249 | 27.1629 | 27.565 | 27.9075 | 27.5352 | 26.384 | 24.1457 | 22.0264 | 20.9494 | 20.4691 | 18.9902 | 16.9876 | 15.0426 | 0 | 0 | 0 | 0 | 0 | 0 | 0 | 0 | 0 | 0 | 0 | 0 | 0 | 0 | 0.41861 | 0.41303 | 0.39576 | 0.36219 | 0 | 0 | 0 | 0 | 0 | 0 | 59.4031 | 59.4595 | 59.4666 | 58.9153 | 58.4177 | 58.4307 | 58.7065 | 59.2761 | 60.0045 | 61.6043 | 64.4027 | 67.2814 | 69.6079 | 70.3942 | 70.1906 | 71.1485 | 71.2333 | 70.1667 | 68.2359 | 65.6341 | 62.9646 | 60.8458 | 60.3478 | 60.0321 | 0.31736 | 0.29798 | 0.26726 | 0.26226 | 0.28431 | 0.36476 | 0.48734 | 0.60809 | 0.6876 | 0.73643 | 0.74871 | 0.78196 | 0.83351 | 0.91909 | 0.9769 | 1.0024 | 0.98671 | 0.88308 | 0.73332 | 0.57324 | 0.51229 | 0.45189 | 0.35882 | 0.29412
Portfolio Adjusted1-in-2Size: 20 kW to 199.99 kWSouth of Lugo2025June Monthly Peak | Portfolio Adjusted | 1-in-2 | Size: 20 kW to 199.99 kW | South of Lugo | 2025 | June Monthly Peak | 6 | 13.8763 | 13.1033 | 12.7031 | 12.7564 | 13.0778 | 14.2595 | 16.0939 | 19.0514 | 22.3016 | 25.4688 | 27.5003 | 28.9766 | 29.8243 | 30.4472 | 30.7769 | 30.5426 | 29.2151 | 26.629 | 23.7533 | 21.9891 | 21.4056 | 19.8302 | 17.6102 | 15.4916 | 0 | 0 | 0 | 0 | 0 | 0 | 0 | 0 | 0 | 0 | 0 | 0 | 0 | 0 | 0.46165 | 0.45814 | 0.43823 | 0.39943 | 0 | 0 | 0 | 0 | 0 | 0 | 62.988 | 62.8795 | 62.3948 | 61.8318 | 61.6515 | 61.2116 | 60.8091 | 61.3211 | 63.2505 | 67.4026 | 71.7012 | 75.2359 | 75.4781 | 75.3056 | 76.6186 | 76.9932 | 78.3603 | 78.6744 | 78.6796 | 74.9517 | 70.7543 | 67.2064 | 65.7545 | 64.5716 | 0.31575 | 0.29647 | 0.26591 | 0.26093 | 0.28286 | 0.36291 | 0.48487 | 0.60501 | 0.68411 | 0.73269 | 0.74491 | 0.77799 | 0.82928 | 0.91443 | 0.97195 | 0.99735 | 0.98171 | 0.87861 | 0.7296 | 0.57033 | 0.50969 | 0.4496 | 0.357 | 0.29263
Portfolio Adjusted1-in-2Size: 20 kW to 199.99 kWSouth of Lugo2025July Monthly Peak | Portfolio Adjusted | 1-in-2 | Size: 20 kW to 199.99 kW | South of Lugo | 2025 | July Monthly Peak | 7 | 14.7148 | 13.9979 | 13.5829 | 13.5493 | 13.805 | 15.2689 | 17.5675 | 21.0116 | 24.7681 | 28.4388 | 30.9353 | 32.5502 | 33.2638 | 33.8318 | 33.9598 | 33.7333 | 32.236 | 29.327 | 25.9747 | 23.9526 | 23.112 | 21.3455 | 18.7542 | 16.4783 | 0 | 0 | 0 | 0 | 0 | 0 | 0 | 0 | 0 | 0 | 0 | 0 | 0 | 0 | 0.5094 | 0.506 | 0.48354 | 0.4399 | 0 | 0 | 0 | 0 | 0 | 0 | 69.5177 | 68.8119 | 68.5113 | 68.3774 | 67.9711 | 67.1764 | 67.1033 | 68.0035 | 70.6077 | 73.2351 | 75.692 | 79.0363 | 80.4565 | 80.7383 | 81.5927 | 81.9524 | 82.545 | 82.8938 | 83.4975 | 81.8169 | 78.5498 | 74.3529 | 72.1671 | 71.329 | 0.3155 | 0.29624 | 0.2657 | 0.26073 | 0.28264 | 0.36263 | 0.48449 | 0.60453 | 0.68358 | 0.73212 | 0.74433 | 0.77739 | 0.82864 | 0.91372 | 0.97119 | 0.99657 | 0.98094 | 0.87792 | 0.72903 | 0.56989 | 0.50929 | 0.44925 | 0.35673 | 0.2924
Portfolio Adjusted1-in-2Size: 20 kW to 199.99 kWSouth of Lugo2025August Monthly Peak | Portfolio Adjusted | 1-in-2 | Size: 20 kW to 199.99 kW | South of Lugo | 2025 | August Monthly Peak | 8 | 14.9603 | 14.2394 | 13.7638 | 13.6899 | 14.0123 | 15.7183 | 17.9739 | 21.1838 | 25.081 | 28.8482 | 31.6309 | 33.408 | 34.2195 | 34.7573 | 34.9374 | 34.5474 | 32.7961 | 29.913 | 26.3361 | 24.8361 | 23.5586 | 21.525 | 18.8586 | 16.6108 | 0 | 0 | 0 | 0 | 0 | 0 | 0 | 0 | 0 | 0 | 0 | 0 | 0 | 0 | 0.52406 | 0.51821 | 0.49194 | 0.44869 | 0 | 0 | 0 | 0 | 0 | 0 | 69.8561 | 68.5721 | 68.0939 | 68.4278 | 68.3576 | 67.5716 | 67.2917 | 67.3092 | 69.2144 | 73.3818 | 77.8803 | 82.3004 | 84.2845 | 84.6488 | 84.9659 | 85.073 | 86.5252 | 87.8472 | 87.1042 | 81.8502 | 76.4138 | 73.7958 | 72.4757 | 71.2626 | 0.31609 | 0.29679 | 0.26619 | 0.26121 | 0.28316 | 0.36329 | 0.48538 | 0.60565 | 0.68484 | 0.73347 | 0.7457 | 0.77882 | 0.83016 | 0.9154 | 0.97298 | 0.99841 | 0.98275 | 0.87954 | 0.73038 | 0.57094 | 0.51023 | 0.45008 | 0.35738 | 0.29294
Portfolio Adjusted1-in-2Size: 20 kW to 199.99 kWSouth of Lugo2025September Monthly Peak | Portfolio Adjusted | 1-in-2 | Size: 20 kW to 199.99 kW | South of Lugo | 2025 | September Monthly Peak | 9 | 15.0165 | 14.3053 | 13.8227 | 13.8169 | 14.1666 | 15.856 | 18.3355 | 21.3581 | 25.4964 | 29.2201 | 31.9397 | 33.6272 | 34.4792 | 35.0239 | 35.2526 | 34.7073 | 32.9596 | 29.9323 | 26.4789 | 25.5206 | 23.5079 | 21.5267 | 18.8967 | 16.6929 | 0 | 0 | 0 | 0 | 0 | 0 | 0 | 0 | 0 | 0 | 0 | 0 | 0 | 0 | 0.52879 | 0.52061 | 0.49439 | 0.44898 | 0 | 0 | 0 | 0 | 0 | 0 | 69.9075 | 69.2431 | 68.7277 | 68.3597 | 67.8111 | 67.4775 | 67.2213 | 67.1217 | 68.9988 | 73.0284 | 77.1224 | 81.8612 | 85.2424 | 86.7544 | 87.6331 | 88.3539 | 88.655 | 87.458 | 86.8042 | 84.7146 | 80.8893 | 77.6212 | 75.7779 | 74.8326 | 0.31577 | 0.29649 | 0.26592 | 0.26095 | 0.28288 | 0.36293 | 0.4849 | 0.60504 | 0.68415 | 0.73274 | 0.74495 | 0.77804 | 0.82933 | 0.91449 | 0.972 | 0.99741 | 0.98176 | 0.87866 | 0.72964 | 0.57037 | 0.50972 | 0.44962 | 0.35703 | 0.29264
Portfolio Adjusted1-in-2Size: 20 kW to 199.99 kWSouth of Lugo2025October Monthly Peak | Portfolio Adjusted | 1-in-2 | Size: 20 kW to 199.99 kW | South of Lugo | 2025 | October Monthly Peak | 10 | 13.8679 | 13.2704 | 12.8751 | 12.8418 | 13.0391 | 14.4083 | 16.953 | 18.9354 | 21.9262 | 25.0896 | 27.3623 | 29.0114 | 30.158 | 30.9415 | 31.3101 | 30.8172 | 29.1203 | 26.2178 | 24.403 | 23.1648 | 21.4822 | 19.7508 | 17.3312 | 15.368 | 0 | 0 | 0 | 0 | 0 | 0 | 0 | 0 | 0 | 0 | 0 | 0 | 0 | 0 | 0.46965 | 0.46226 | 0.4368 | 0.39327 | 0 | 0 | 0 | 0 | 0 | 0 | 64.1703 | 63.7717 | 63.4996 | 62.4514 | 61.8959 | 61.2536 | 60.7267 | 60.6781 | 61.5153 | 64.6118 | 68.6673 | 74.2238 | 80.3075 | 83.1378 | 81.9184 | 81.5027 | 81.8486 | 80.6782 | 77.9119 | 74.0206 | 71.8095 | 70.2223 | 68.5204 | 66.8622 | 0.31518 | 0.29594 | 0.26543 | 0.26046 | 0.28235 | 0.36226 | 0.484 | 0.60392 | 0.68288 | 0.73137 | 0.74357 | 0.77659 | 0.82779 | 0.91279 | 0.9702 | 0.99556 | 0.97994 | 0.87703 | 0.72829 | 0.56931 | 0.50877 | 0.44879 | 0.35636 | 0.2921
Portfolio Adjusted1-in-2Size: 20 kW to 199.99 kWSouth of Lugo2025November Monthly Peak | Portfolio Adjusted | 1-in-2 | Size: 20 kW to 199.99 kW | South of Lugo | 2025 | November Monthly Peak | 11 | 12.9865 | 12.5348 | 12.2072 | 12.2485 | 12.571 | 13.9991 | 15.6463 | 17.4527 | 20.1423 | 22.7466 | 24.4245 | 25.5424 | 26.1832 | 26.5806 | 26.6244 | 25.6416 | 24.3957 | 23.8149 | 22.0548 | 20.7073 | 19.4725 | 17.9214 | 16.0112 | 14.4122 | 0 | 0 | 0 | 0 | 0 | 0 | 0 | 0 | 0 | 0 | 0 | 0 | 0 | 0 | 0.39937 | 0.38462 | 0.36594 | 0.35722 | 0 | 0 | 0 | 0 | 0 | 0 | 59.2721 | 58.2788 | 57.4929 | 56.6813 | 55.4999 | 54.6205 | 54.202 | 54.6081 | 56.8245 | 59.917 | 64.5281 | 68.7554 | 71.8671 | 73.6546 | 74.9242 | 74.3319 | 72.1687 | 69.4367 | 67.0323 | 65.9947 | 64.8564 | 64.6808 | 64.1065 | 64.7551 | 0.31764 | 0.29824 | 0.26749 | 0.26249 | 0.28455 | 0.36508 | 0.48777 | 0.60862 | 0.6882 | 0.73707 | 0.74936 | 0.78264 | 0.83424 | 0.91989 | 0.97775 | 1.0033 | 0.98757 | 0.88386 | 0.73396 | 0.57374 | 0.51274 | 0.45228 | 0.35914 | 0.29437
Portfolio Adjusted1-in-2Size: 20 kW to 199.99 kWSouth of Lugo2025December Monthly Peak | Portfolio Adjusted | 1-in-2 | Size: 20 kW to 199.99 kW | South of Lugo | 2025 | December Monthly Peak | 12 | 13.4055 | 12.9179 | 12.4866 | 12.5076 | 12.8952 | 14.372 | 16.7871 | 18.496 | 20.8012 | 22.4784 | 23.379 | 23.5529 | 23.4918 | 23.4183 | 23.3149 | 22.6861 | 22.451 | 22.5994 | 21.2379 | 20.2632 | 19.2647 | 18.0037 | 16.2643 | 14.7575 | 0 | 0 | 0 | 0 | 0 | 0 | 0 | 0 | 0 | 0 | 0 | 0 | 0 | 0 | 0.34972 | 0.34029 | 0.33677 | 0.33899 | 0 | 0 | 0 | 0 | 0 | 0 | 52.4471 | 51.1729 | 50.2053 | 49.437 | 48.9577 | 47.9263 | 48.1722 | 48.3413 | 48.856 | 52.4894 | 57.0131 | 59.9988 | 61.718 | 62.8635 | 63.2856 | 63.666 | 62.8404 | 60.7036 | 58.6322 | 57.0405 | 55.2496 | 53.2179 | 51.3329 | 49.9224 | 0.31778 | 0.29837 | 0.26761 | 0.26261 | 0.28468 | 0.36524 | 0.48798 | 0.60889 | 0.6885 | 0.73739 | 0.74969 | 0.78298 | 0.8346 | 0.9203 | 0.97818 | 1.0037 | 0.988 | 0.88424 | 0.73428 | 0.57399 | 0.51296 | 0.45248 | 0.35929 | 0.2945
Portfolio Adjusted1-in-2Size: 20 kW to 199.99 kWSouth of Lugo2025Typical Event Day | Portfolio Adjusted | 1-in-2 | Size: 20 kW to 199.99 kW | South of Lugo | 2025 | Typical Event Day | 8 | 14.8104 | 14.1019 | 13.6434 | 13.5728 | 13.8885 | 15.5763 | 17.7923 | 20.8707 | 24.5679 | 28.1776 | 30.8241 | 32.5384 | 33.3205 | 33.8553 | 34.0479 | 33.6711 | 31.9794 | 29.1811 | 25.747 | 24.3325 | 23.1497 | 21.2028 | 18.6087 | 16.4125 | 0 | 0 | 0 | 0 | 0 | 0 | 0 | 0 | 0 | 0 | 0 | 0 | 0 | 0 | 0.51072 | 0.50507 | 0.47969 | 0.43772 | 0 | 0 | 0 | 0 | 0 | 0 | 68.0673 | 67.3767 | 66.9319 | 66.7492 | 66.4478 | 65.8593 | 65.6063 | 65.9389 | 68.0178 | 71.762 | 75.599 | 79.6085 | 81.3654 | 81.8618 | 82.7026 | 83.0931 | 84.0214 | 84.2184 | 84.0214 | 80.8334 | 76.6518 | 73.2441 | 71.5438 | 70.4989 | 0.31576 | 0.29648 | 0.26591 | 0.26094 | 0.28287 | 0.36292 | 0.48488 | 0.60502 | 0.68413 | 0.73271 | 0.74493 | 0.77802 | 0.82931 | 0.91446 | 0.97198 | 0.99738 | 0.98173 | 0.87863 | 0.72962 | 0.57035 | 0.50971 | 0.44961 | 0.35701 | 0.29263
Portfolio Adjusted1-in-10Size: 20 kW to 199.99 kWOther2015January Monthly Peak | Portfolio Adjusted | 1-in-10 | Size: 20 kW to 199.99 kW | Other | 2015 | January Monthly Peak | 1
Portfolio Adjusted1-in-10Size: 20 kW to 199.99 kWOther2015February Monthly Peak | Portfolio Adjusted | 1-in-10 | Size: 20 kW to 199.99 kW | Other | 2015 | February Monthly Peak | 2
Portfolio Adjusted1-in-10Size: 20 kW to 199.99 kWOther2015March Monthly Peak | Portfolio Adjusted | 1-in-10 | Size: 20 kW to 199.99 kW | Other | 2015 | March Monthly Peak | 3
Portfolio Adjusted1-in-10Size: 20 kW to 199.99 kWOther2015April Monthly Peak | Portfolio Adjusted | 1-in-10 | Size: 20 kW to 199.99 kW | Other | 2015 | April Monthly Peak | 4
Portfolio Adjusted1-in-10Size: 20 kW to 199.99 kWOther2015May Monthly Peak | Portfolio Adjusted | 1-in-10 | Size: 20 kW to 199.99 kW | Other | 2015 | May Monthly Peak | 5
Portfolio Adjusted1-in-10Size: 20 kW to 199.99 kWOther2015June Monthly Peak | Portfolio Adjusted | 1-in-10 | Size: 20 kW to 199.99 kW | Other | 2015 | June Monthly Peak | 6
Portfolio Adjusted1-in-10Size: 20 kW to 199.99 kWOther2015July Monthly Peak | Portfolio Adjusted | 1-in-10 | Size: 20 kW to 199.99 kW | Other | 2015 | July Monthly Peak | 7
Portfolio Adjusted1-in-10Size: 20 kW to 199.99 kWOther2015August Monthly Peak | Portfolio Adjusted | 1-in-10 | Size: 20 kW to 199.99 kW | Other | 2015 | August Monthly Peak | 8
Portfolio Adjusted1-in-10Size: 20 kW to 199.99 kWOther2015September Monthly Peak | Portfolio Adjusted | 1-in-10 | Size: 20 kW to 199.99 kW | Other | 2015 | September Monthly Peak | 9
Portfolio Adjusted1-in-10Size: 20 kW to 199.99 kWOther2015October Monthly Peak | Portfolio Adjusted | 1-in-10 | Size: 20 kW to 199.99 kW | Other | 2015 | October Monthly Peak | 10
Portfolio Adjusted1-in-10Size: 20 kW to 199.99 kWOther2015November Monthly Peak | Portfolio Adjusted | 1-in-10 | Size: 20 kW to 199.99 kW | Other | 2015 | November Monthly Peak | 11
Portfolio Adjusted1-in-10Size: 20 kW to 199.99 kWOther2015December Monthly Peak | Portfolio Adjusted | 1-in-10 | Size: 20 kW to 199.99 kW | Other | 2015 | December Monthly Peak | 12
Portfolio Adjusted1-in-10Size: 20 kW to 199.99 kWOther2015Typical Event Day | Portfolio Adjusted | 1-in-10 | Size: 20 kW to 199.99 kW | Other | 2015 | Typical Event Day | 8
Portfolio Adjusted1-in-10Size: 20 kW to 199.99 kWOther2016January Monthly Peak | Portfolio Adjusted | 1-in-10 | Size: 20 kW to 199.99 kW | Other | 2016 | January Monthly Peak | 1
Portfolio Adjusted1-in-10Size: 20 kW to 199.99 kWOther2016February Monthly Peak | Portfolio Adjusted | 1-in-10 | Size: 20 kW to 199.99 kW | Other | 2016 | February Monthly Peak | 2
Portfolio Adjusted1-in-10Size: 20 kW to 199.99 kWOther2016March Monthly Peak | Portfolio Adjusted | 1-in-10 | Size: 20 kW to 199.99 kW | Other | 2016 | March Monthly Peak | 3
Portfolio Adjusted1-in-10Size: 20 kW to 199.99 kWOther2016April Monthly Peak | Portfolio Adjusted | 1-in-10 | Size: 20 kW to 199.99 kW | Other | 2016 | April Monthly Peak | 4
Portfolio Adjusted1-in-10Size: 20 kW to 199.99 kWOther2016May Monthly Peak | Portfolio Adjusted | 1-in-10 | Size: 20 kW to 199.99 kW | Other | 2016 | May Monthly Peak | 5
Portfolio Adjusted1-in-10Size: 20 kW to 199.99 kWOther2016June Monthly Peak | Portfolio Adjusted | 1-in-10 | Size: 20 kW to 199.99 kW | Other | 2016 | June Monthly Peak | 6
Portfolio Adjusted1-in-10Size: 20 kW to 199.99 kWOther2016July Monthly Peak | Portfolio Adjusted | 1-in-10 | Size: 20 kW to 199.99 kW | Other | 2016 | July Monthly Peak | 7
Portfolio Adjusted1-in-10Size: 20 kW to 199.99 kWOther2016August Monthly Peak | Portfolio Adjusted | 1-in-10 | Size: 20 kW to 199.99 kW | Other | 2016 | August Monthly Peak | 8
Portfolio Adjusted1-in-10Size: 20 kW to 199.99 kWOther2016September Monthly Peak | Portfolio Adjusted | 1-in-10 | Size: 20 kW to 199.99 kW | Other | 2016 | September Monthly Peak | 9
Portfolio Adjusted1-in-10Size: 20 kW to 199.99 kWOther2016October Monthly Peak | Portfolio Adjusted | 1-in-10 | Size: 20 kW to 199.99 kW | Other | 2016 | October Monthly Peak | 10
Portfolio Adjusted1-in-10Size: 20 kW to 199.99 kWOther2016November Monthly Peak | Portfolio Adjusted | 1-in-10 | Size: 20 kW to 199.99 kW | Other | 2016 | November Monthly Peak | 11
Portfolio Adjusted1-in-10Size: 20 kW to 199.99 kWOther2016December Monthly Peak | Portfolio Adjusted | 1-in-10 | Size: 20 kW to 199.99 kW | Other | 2016 | December Monthly Peak | 12
Portfolio Adjusted1-in-10Size: 20 kW to 199.99 kWOther2016Typical Event Day | Portfolio Adjusted | 1-in-10 | Size: 20 kW to 199.99 kW | Other | 2016 | Typical Event Day | 8
Portfolio Adjusted1-in-10Size: 20 kW to 199.99 kWOther2017January Monthly Peak | Portfolio Adjusted | 1-in-10 | Size: 20 kW to 199.99 kW | Other | 2017 | January Monthly Peak | 1
Portfolio Adjusted1-in-10Size: 20 kW to 199.99 kWOther2017February Monthly Peak | Portfolio Adjusted | 1-in-10 | Size: 20 kW to 199.99 kW | Other | 2017 | February Monthly Peak | 2
Portfolio Adjusted1-in-10Size: 20 kW to 199.99 kWOther2017March Monthly Peak | Portfolio Adjusted | 1-in-10 | Size: 20 kW to 199.99 kW | Other | 2017 | March Monthly Peak | 3
Portfolio Adjusted1-in-10Size: 20 kW to 199.99 kWOther2017April Monthly Peak | Portfolio Adjusted | 1-in-10 | Size: 20 kW to 199.99 kW | Other | 2017 | April Monthly Peak | 4 | 12.9037 | 12.2396 | 11.9124 | 11.8221 | 12.3291 | 13.5315 | 14.8009 | 16.6215 | 19.5025 | 21.7786 | 23.6167 | 24.9641 | 25.7954 | 26.5652 | 26.9032 | 26.6725 | 25.6895 | 23.8434 | 21.8944 | 21.5573 | 20.7613 | 18.7983 | 16.3443 | 14.4353 | 0 | 0 | 0 | 0 | 0 | 0 | 0 | 0 | 0 | 0 | 0 | 0 | 0 | 0 | 0.40355 | 0.40009 | 0.38534 | 0.35765 | 0 | 0 | 0 | 0 | 0 | 0 | 66.7851 | 65.3763 | 63.7453 | 62.5945 | 61.453 | 60.3626 | 59.765 | 59.731 | 63.2136 | 69.5571 | 75.8583 | 81.0916 | 84.1818 | 86.203 | 87.4206 | 88.0753 | 87.9031 | 87.2138 | 85.1508 | 82.036 | 77.91 | 74.1871 | 71.4379 | 69.8004 | 0.24566 | 0.2287 | 0.22475 | 0.22424 | 0.24265 | 0.28063 | 0.36824 | 0.397 | 0.40344 | 0.38792 | 0.38411 | 0.40979 | 0.47333 | 0.54919 | 0.60541 | 0.6371 | 0.65715 | 0.6135 | 0.54896 | 0.44002 | 0.40061 | 0.35131 | 0.28484 | 0.22716
Portfolio Adjusted1-in-10Size: 20 kW to 199.99 kWOther2017May Monthly Peak | Portfolio Adjusted | 1-in-10 | Size: 20 kW to 199.99 kW | Other | 2017 | May Monthly Peak | 5 | 13.4032 | 12.6787 | 12.2975 | 12.172 | 12.6688 | 13.7847 | 14.7987 | 17.4196 | 20.8972 | 23.6251 | 25.7807 | 27.2384 | 28.0425 | 28.7368 | 28.9766 | 28.6744 | 27.6477 | 25.7614 | 23.51 | 22.4014 | 21.9743 | 19.9 | 17.2308 | 15.1446 | 0 | 0 | 0 | 0 | 0 | 0 | 0 | 0 | 0 | 0 | 0 | 0 | 0 | 0 | 0.43465 | 0.43012 | 0.41472 | 0.38642 | 0 | 0 | 0 | 0 | 0 | 0 | 71.2793 | 69.6246 | 68.2914 | 66.9413 | 65.6296 | 64.6958 | 64.132 | 64.5422 | 67.9694 | 73.4852 | 79.3729 | 83.6009 | 87.0176 | 89.3026 | 90.7176 | 91.2917 | 90.9918 | 90.3022 | 88.5994 | 86.128 | 82.3112 | 78.2281 | 75.2632 | 72.483 | 0.24601 | 0.22903 | 0.22508 | 0.22457 | 0.243 | 0.28104 | 0.36877 | 0.39757 | 0.40402 | 0.38849 | 0.38467 | 0.41039 | 0.47402 | 0.54998 | 0.60629 | 0.63802 | 0.6581 | 0.61439 | 0.54976 | 0.44066 | 0.40119 | 0.35182 | 0.28525 | 0.22749
Portfolio Adjusted1-in-10Size: 20 kW to 199.99 kWOther2017June Monthly Peak | Portfolio Adjusted | 1-in-10 | Size: 20 kW to 199.99 kW | Other | 2017 | June Monthly Peak | 6 | 14.4167 | 13.5845 | 13.1485 | 12.9772 | 13.4861 | 14.4726 | 15.7275 | 18.7604 | 22.3544 | 25.3153 | 27.6685 | 29.2365 | 30.1158 | 30.8315 | 31.1111 | 30.8225 | 29.8726 | 27.952 | 25.5177 | 23.99 | 23.4197 | 21.411 | 18.5162 | 16.2816 | 0 | 0 | 0 | 0 | 0 | 0 | 0 | 0 | 0 | 0 | 0 | 0 | 0 | 0 | 0.46667 | 0.46234 | 0.44809 | 0.41928 | 0 | 0 | 0 | 0 | 0 | 0 | 73.899 | 72.3865 | 71.2786 | 69.9092 | 69.0774 | 67.5979 | 66.7486 | 67.5448 | 71.6756 | 77.1115 | 82.1686 | 85.7404 | 88.2444 | 90.0741 | 91.4055 | 92.1683 | 92.5542 | 92.0111 | 90.7338 | 88.6649 | 85.5359 | 81.7099 | 79.1291 | 77.2347 | 0.24806 | 0.23093 | 0.22694 | 0.22643 | 0.24502 | 0.28337 | 0.37184 | 0.40088 | 0.40738 | 0.39171 | 0.38786 | 0.41379 | 0.47795 | 0.55455 | 0.61132 | 0.64332 | 0.66357 | 0.61949 | 0.55433 | 0.44432 | 0.40452 | 0.35474 | 0.28762 | 0.22938
Portfolio Adjusted1-in-10Size: 20 kW to 199.99 kWOther2017July Monthly Peak | Portfolio Adjusted | 1-in-10 | Size: 20 kW to 199.99 kW | Other | 2017 | July Monthly Peak | 7 | 15.2252 | 14.3245 | 13.8468 | 13.6913 | 14.2448 | 15.5057 | 16.8419 | 19.9356 | 23.5982 | 26.5221 | 28.8326 | 30.3644 | 31.1723 | 31.7858 | 31.9836 | 31.6406 | 30.6737 | 28.7597 | 26.3365 | 24.8141 | 24.3024 | 22.2934 | 19.2972 | 16.9958 | 0 | 0 | 0 | 0 | 0 | 0 | 0 | 0 | 0 | 0 | 0 | 0 | 0 | 0 | 0.47975 | 0.47461 | 0.46011 | 0.43139 | 0 | 0 | 0 | 0 | 0 | 0 | 75.6776 | 74.5916 | 73.4717 | 72.4474 | 71.6171 | 70.7003 | 70.0309 | 70.316 | 73.635 | 78.6499 | 83.542 | 87.3781 | 90.0393 | 91.8219 | 92.6893 | 92.9321 | 92.7153 | 92.104 | 90.5993 | 88.3535 | 85.5527 | 82.4852 | 80.3198 | 78.842 | 0.24493 | 0.22802 | 0.22408 | 0.22358 | 0.24193 | 0.2798 | 0.36715 | 0.39582 | 0.40224 | 0.38678 | 0.38297 | 0.40858 | 0.47193 | 0.54756 | 0.60362 | 0.63522 | 0.65521 | 0.61169 | 0.54734 | 0.43872 | 0.39942 | 0.35027 | 0.28399 | 0.22649
Portfolio Adjusted1-in-10Size: 20 kW to 199.99 kWOther2017August Monthly Peak | Portfolio Adjusted | 1-in-10 | Size: 20 kW to 199.99 kW | Other | 2017 | August Monthly Peak | 8 | 14.9689 | 14.087 | 13.6237 | 13.4805 | 14.0216 | 15.4345 | 16.8717 | 19.594 | 23.4156 | 26.5815 | 29.1193 | 30.7847 | 31.6383 | 32.3012 | 32.4929 | 32.1012 | 31.0209 | 28.973 | 26.3377 | 25.0995 | 24.3865 | 22.0849 | 19.0846 | 16.7838 | 0 | 0 | 0 | 0 | 0 | 0 | 0 | 0 | 0 | 0 | 0 | 0 | 0 | 0 | 0.48739 | 0.48152 | 0.46531 | 0.4346 | 0 | 0 | 0 | 0 | 0 | 0 | 76.2684 | 75.1741 | 73.854 | 72.8522 | 71.9289 | 71.1846 | 70.5156 | 70.3613 | 73.0858 | 78.2297 | 82.8961 | 87.1285 | 90.3374 | 92.4637 | 93.7555 | 94.1379 | 93.6932 | 92.8091 | 91.5892 | 89.378 | 85.8264 | 82.9163 | 81.1153 | 79.2984 | 0.24821 | 0.23108 | 0.22709 | 0.22657 | 0.24518 | 0.28355 | 0.37207 | 0.40113 | 0.40763 | 0.39196 | 0.38811 | 0.41405 | 0.47825 | 0.5549 | 0.61171 | 0.64373 | 0.66399 | 0.61988 | 0.55468 | 0.4446 | 0.40477 | 0.35496 | 0.2878 | 0.22952
Portfolio Adjusted1-in-10Size: 20 kW to 199.99 kWOther2017September Monthly Peak | Portfolio Adjusted | 1-in-10 | Size: 20 kW to 199.99 kW | Other | 2017 | September Monthly Peak | 9 | 14.8676 | 14.0272 | 13.5679 | 13.4383 | 13.9876 | 15.3935 | 17.2709 | 19.5546 | 23.4378 | 26.6431 | 29.1938 | 30.8767 | 31.783 | 32.4874 | 32.699 | 32.273 | 31.0939 | 28.8941 | 26.2756 | 25.7585 | 24.1319 | 21.7294 | 18.7997 | 16.5681 | 0 | 0 | 0 | 0 | 0 | 0 | 0 | 0 | 0 | 0 | 0 | 0 | 0 | 0 | 0.49049 | 0.48409 | 0.46641 | 0.43341 | 0 | 0 | 0 | 0 | 0 | 0 | 76.7468 | 75.5112 | 74.124 | 73.1748 | 72.0968 | 71.0038 | 70.255 | 70.0588 | 72.3498 | 77.5284 | 83.1591 | 88.0759 | 91.9008 | 94.3135 | 94.9841 | 95.6198 | 95.6028 | 94.7142 | 92.9654 | 89.9277 | 85.6007 | 82.5005 | 80.3921 | 78.6355 | 0.2485 | 0.23135 | 0.22735 | 0.22684 | 0.24546 | 0.28388 | 0.3725 | 0.4016 | 0.40811 | 0.39242 | 0.38856 | 0.41454 | 0.47881 | 0.55555 | 0.61242 | 0.64448 | 0.66476 | 0.62061 | 0.55532 | 0.44512 | 0.40525 | 0.35538 | 0.28814 | 0.22979
Portfolio Adjusted1-in-10Size: 20 kW to 199.99 kWOther2017October Monthly Peak | Portfolio Adjusted | 1-in-10 | Size: 20 kW to 199.99 kW | Other | 2017 | October Monthly Peak | 10 | 13.4202 | 12.7166 | 12.342 | 12.2405 | 12.7499 | 14.0564 | 15.9851 | 17.5594 | 20.4242 | 23.0842 | 25.4074 | 27.0516 | 28.0727 | 28.9249 | 29.2255 | 28.8008 | 27.6264 | 25.5297 | 24.2133 | 23.3081 | 21.6341 | 19.5377 | 16.969 | 14.9599 | 0 | 0 | 0 | 0 | 0 | 0 | 0 | 0 | 0 | 0 | 0 | 0 | 0 | 0 | 0.43838 | 0.43201 | 0.4144 | 0.38295 | 0 | 0 | 0 | 0 | 0 | 0 | 72.3304 | 71.1464 | 69.9845 | 68.5753 | 67.5511 | 66.4985 | 66.0681 | 65.633 | 66.4391 | 71.2855 | 76.9696 | 81.7614 | 85.1103 | 87.5412 | 88.7323 | 89.0463 | 88.4148 | 86.9254 | 84.3901 | 81.1922 | 78.0154 | 75.6781 | 73.833 | 72.3391 | 0.24638 | 0.22937 | 0.22541 | 0.2249 | 0.24336 | 0.28145 | 0.36932 | 0.39816 | 0.40462 | 0.38906 | 0.38524 | 0.41099 | 0.47472 | 0.5508 | 0.60719 | 0.63897 | 0.65908 | 0.6153 | 0.55058 | 0.44131 | 0.40178 | 0.35234 | 0.28567 | 0.22782
Portfolio Adjusted1-in-10Size: 20 kW to 199.99 kWOther2017November Monthly Peak | Portfolio Adjusted | 1-in-10 | Size: 20 kW to 199.99 kW | Other | 2017 | November Monthly Peak | 11 | 11.9533 | 11.4651 | 11.2498 | 11.3123 | 11.8424 | 13.1043 | 14.3197 | 15.7382 | 17.9494 | 19.531 | 20.8365 | 21.7061 | 22.1679 | 22.5862 | 22.5683 | 21.9736 | 21.318 | 21.2243 | 19.9588 | 18.8702 | 17.8151 | 16.3706 | 14.5384 | 13.035 | 0 | 0 | 0 | 0 | 0 | 0 | 0 | 0 | 0 | 0 | 0 | 0 | 0 | 0 | 0.33852 | 0.3296 | 0.31977 | 0.31836 | 0 | 0 | 0 | 0 | 0 | 0 | 59.4864 | 58.1127 | 56.9189 | 55.6153 | 54.8342 | 54.3157 | 53.7141 | 53.3444 | 55.6832 | 60.2126 | 65.6563 | 69.8849 | 72.6841 | 74.3696 | 75.4957 | 75.8176 | 74.9154 | 72.6161 | 69.7676 | 66.4789 | 64.1556 | 62.6386 | 61.1203 | 60.0181 | 0.24469 | 0.2278 | 0.22386 | 0.22336 | 0.2417 | 0.27952 | 0.36679 | 0.39543 | 0.40185 | 0.38639 | 0.3826 | 0.40817 | 0.47146 | 0.54702 | 0.60302 | 0.63459 | 0.65456 | 0.61108 | 0.5468 | 0.43829 | 0.39903 | 0.34992 | 0.28371 | 0.22626
Portfolio Adjusted1-in-10Size: 20 kW to 199.99 kWOther2017December Monthly Peak | Portfolio Adjusted | 1-in-10 | Size: 20 kW to 199.99 kW | Other | 2017 | December Monthly Peak | 12 | 12.6765 | 12.2371 | 12.0954 | 12.1605 | 12.7438 | 14.1162 | 16.1344 | 17.4267 | 19.1249 | 19.8124 | 19.9595 | 19.6252 | 19.0037 | 18.5753 | 18.069 | 17.5767 | 17.9407 | 19.0529 | 18.3673 | 17.9732 | 17.2866 | 16.3106 | 14.9087 | 13.6645 | 0 | 0 | 0 | 0 | 0 | 0 | 0 | 0 | 0 | 0 | 0 | 0 | 0 | 0 | 0.27103 | 0.26365 | 0.26911 | 0.28579 | 0 | 0 | 0 | 0 | 0 | 0 | 40.826 | 40.1494 | 39.8795 | 39.3845 | 38.9502 | 38.3561 | 38.1683 | 37.9353 | 38.5306 | 41.3729 | 44.1734 | 46.7364 | 48.425 | 49.2942 | 49.7054 | 49.682 | 48.9385 | 47.3214 | 45.5445 | 44.2483 | 43.2669 | 42.2574 | 41.8693 | 41.4077 | 0.25507 | 0.23746 | 0.23336 | 0.23283 | 0.25195 | 0.29138 | 0.38234 | 0.4122 | 0.41889 | 0.40278 | 0.39882 | 0.42549 | 0.49146 | 0.57022 | 0.6286 | 0.6615 | 0.68232 | 0.637 | 0.56999 | 0.45688 | 0.41595 | 0.36476 | 0.29575 | 0.23586
Portfolio Adjusted1-in-10Size: 20 kW to 199.99 kWOther2017Typical Event Day | Portfolio Adjusted | 1-in-10 | Size: 20 kW to 199.99 kW | Other | 2017 | Typical Event Day | 8 | 14.8822 | 14.009 | 13.5511 | 13.4102 | 13.949 | 15.3531 | 16.7756 | 19.4583 | 23.226 | 26.3483 | 28.8559 | 30.5069 | 31.3598 | 32.0251 | 32.2206 | 31.8317 | 30.7579 | 28.7178 | 26.1197 | 24.8966 | 24.2056 | 21.9304 | 18.9567 | 16.6748 | 0 | 0 | 0 | 0 | 0 | 0 | 0 | 0 | 0 | 0 | 0 | 0 | 0 | 0 | 0.48331 | 0.47748 | 0.46137 | 0.43077 | 0 | 0 | 0 | 0 | 0 | 0 | 75.6479 | 74.4159 | 73.1821 | 72.0959 | 71.1801 | 70.1216 | 69.3875 | 69.5702 | 72.6866 | 77.8799 | 82.9415 | 87.0807 | 90.1305 | 92.1683 | 93.2086 | 93.7145 | 93.6414 | 92.9096 | 91.4719 | 89.081 | 85.6289 | 82.403 | 80.2391 | 78.5027 | 0.24733 | 0.23026 | 0.22628 | 0.22577 | 0.2443 | 0.28254 | 0.37074 | 0.3997 | 0.40618 | 0.39056 | 0.38672 | 0.41258 | 0.47655 | 0.55292 | 0.60953 | 0.64143 | 0.66162 | 0.61767 | 0.5527 | 0.44302 | 0.40333 | 0.3537 | 0.28677 | 0.2287
Portfolio Adjusted1-in-10Size: 20 kW to 199.99 kWOther2018January Monthly Peak | Portfolio Adjusted | 1-in-10 | Size: 20 kW to 199.99 kW | Other | 2018 | January Monthly Peak | 1 | 13.0954 | 12.7468 | 12.6471 | 12.7533 | 13.41 | 14.8772 | 17.3338 | 18.7194 | 20.488 | 21.0375 | 20.9004 | 20.2979 | 19.4417 | 18.9073 | 18.28 | 17.8502 | 17.8213 | 19.3681 | 18.9786 | 18.7095 | 18.0327 | 16.9469 | 15.347 | 14.141 | 0 | 0 | 0 | 0 | 0 | 0 | 0 | 0 | 0 | 0 | 0 | 0 | 0 | 0 | 0.2742 | 0.26775 | 0.26732 | 0.29052 | 0 | 0 | 0 | 0 | 0 | 0 | 37.49 | 36.7351 | 36.1941 | 35.4007 | 34.8811 | 34.3871 | 33.9112 | 33.6112 | 34.1901 | 37.28 | 40.6154 | 43.1248 | 44.7953 | 46.0562 | 47.0584 | 47.2262 | 47.0278 | 46.0597 | 44.1986 | 42.8391 | 41.716 | 41.0425 | 40.2475 | 39.5833 | 0.2777 | 0.25853 | 0.25407 | 0.25349 | 0.2743 | 0.31723 | 0.41627 | 0.44878 | 0.45606 | 0.43852 | 0.43421 | 0.46324 | 0.53507 | 0.62082 | 0.68438 | 0.7202 | 0.74287 | 0.69353 | 0.62057 | 0.49742 | 0.45286 | 0.39713 | 0.32199 | 0.25679
Portfolio Adjusted1-in-10Size: 20 kW to 199.99 kWOther2018February Monthly Peak | Portfolio Adjusted | 1-in-10 | Size: 20 kW to 199.99 kW | Other | 2018 | February Monthly Peak | 2 | 12.1673 | 11.7982 | 11.6441 | 11.7152 | 12.2881 | 13.6212 | 15.4227 | 16.5752 | 18.4719 | 19.3931 | 19.8493 | 19.9662 | 19.8568 | 19.89 | 19.6552 | 19.2765 | 18.8283 | 18.9988 | 19.0826 | 18.3648 | 17.5151 | 16.263 | 14.5355 | 13.1789 | 0 | 0 | 0 | 0 | 0 | 0 | 0 | 0 | 0 | 0 | 0 | 0 | 0 | 0 | 0.29483 | 0.28915 | 0.28242 | 0.28498 | 0 | 0 | 0 | 0 | 0 | 0 | 45.6587 | 45.2977 | 45.0703 | 44.7165 | 44.6413 | 43.9261 | 43.4376 | 43.5535 | 44.8084 | 48.2038 | 51.3371 | 53.7253 | 55.385 | 56.3403 | 57.0079 | 57.3118 | 56.8813 | 55.8534 | 53.7004 | 51.452 | 49.8301 | 48.4684 | 47.3457 | 46.1348 | 0.24626 | 0.22926 | 0.2253 | 0.22479 | 0.24325 | 0.28132 | 0.36914 | 0.39797 | 0.40443 | 0.38888 | 0.38506 | 0.4108 | 0.47449 | 0.55054 | 0.6069 | 0.63867 | 0.65877 | 0.61501 | 0.55032 | 0.4411 | 0.40159 | 0.35217 | 0.28554 | 0.22772
Portfolio Adjusted1-in-10Size: 20 kW to 199.99 kWOther2018March Monthly Peak | Portfolio Adjusted | 1-in-10 | Size: 20 kW to 199.99 kW | Other | 2018 | March Monthly Peak | 3 | 12.1781 | 11.6201 | 11.363 | 11.3492 | 11.8477 | 13.0845 | 14.7702 | 16.0418 | 18.0953 | 19.5834 | 20.7314 | 21.5551 | 22.0442 | 22.5761 | 22.7974 | 22.5489 | 21.7547 | 20.4509 | 19.5423 | 19.5942 | 18.6457 | 17.0824 | 15.0265 | 13.3816 | 0 | 0 | 0 | 0 | 0 | 0 | 0 | 0 | 0 | 0 | 0 | 0 | 0 | 0 | 0.34196 | 0.33823 | 0.32632 | 0.30676 | 0 | 0 | 0 | 0 | 0 | 0 | 56.2693 | 55.1161 | 54.2892 | 53.3548 | 52.6365 | 51.8205 | 51.1878 | 51.6648 | 55.3455 | 60.7955 | 66.0478 | 70.3268 | 73.1452 | 74.7128 | 75.5057 | 75.8661 | 75.5127 | 74.1323 | 71.4941 | 67.6262 | 64.1888 | 61.373 | 59.2399 | 57.6326 | 0.24376 | 0.22693 | 0.22301 | 0.22251 | 0.24077 | 0.27846 | 0.36539 | 0.39393 | 0.40031 | 0.38492 | 0.38114 | 0.40662 | 0.46967 | 0.54494 | 0.60072 | 0.63217 | 0.65206 | 0.60875 | 0.54472 | 0.43662 | 0.39751 | 0.34859 | 0.28263 | 0.2254
Portfolio Adjusted1-in-10Size: 20 kW to 199.99 kWOther2018April Monthly Peak | Portfolio Adjusted | 1-in-10 | Size: 20 kW to 199.99 kW | Other | 2018 | April Monthly Peak | 4 | 12.9037 | 12.2396 | 11.9124 | 11.8221 | 12.3291 | 13.5315 | 14.8009 | 16.6215 | 19.5025 | 21.7786 | 23.6167 | 24.9641 | 25.7954 | 26.5652 | 26.9032 | 26.6725 | 25.6895 | 23.8434 | 21.8944 | 21.5573 | 20.7613 | 18.7983 | 16.3443 | 14.4353 | 0 | 0 | 0 | 0 | 0 | 0 | 0 | 0 | 0 | 0 | 0 | 0 | 0 | 0 | 0.40355 | 0.40009 | 0.38534 | 0.35765 | 0 | 0 | 0 | 0 | 0 | 0 | 66.7851 | 65.3763 | 63.7453 | 62.5945 | 61.453 | 60.3626 | 59.765 | 59.731 | 63.2136 | 69.5571 | 75.8583 | 81.0916 | 84.1818 | 86.203 | 87.4206 | 88.0753 | 87.9031 | 87.2138 | 85.1508 | 82.036 | 77.91 | 74.1871 | 71.4379 | 69.8004 | 0.24566 | 0.2287 | 0.22475 | 0.22424 | 0.24265 | 0.28063 | 0.36824 | 0.397 | 0.40344 | 0.38792 | 0.38411 | 0.40979 | 0.47333 | 0.54919 | 0.60541 | 0.6371 | 0.65715 | 0.6135 | 0.54896 | 0.44002 | 0.40061 | 0.35131 | 0.28484 | 0.22716
Portfolio Adjusted1-in-10Size: 20 kW to 199.99 kWOther2018May Monthly Peak | Portfolio Adjusted | 1-in-10 | Size: 20 kW to 199.99 kW | Other | 2018 | May Monthly Peak | 5 | 13.4032 | 12.6787 | 12.2975 | 12.172 | 12.6688 | 13.7847 | 14.7987 | 17.4196 | 20.8972 | 23.6251 | 25.7807 | 27.2384 | 28.0425 | 28.7368 | 28.9766 | 28.6744 | 27.6477 | 25.7614 | 23.51 | 22.4014 | 21.9743 | 19.9 | 17.2308 | 15.1446 | 0 | 0 | 0 | 0 | 0 | 0 | 0 | 0 | 0 | 0 | 0 | 0 | 0 | 0 | 0.43465 | 0.43012 | 0.41472 | 0.38642 | 0 | 0 | 0 | 0 | 0 | 0 | 71.2793 | 69.6246 | 68.2914 | 66.9413 | 65.6296 | 64.6958 | 64.132 | 64.5422 | 67.9694 | 73.4852 | 79.3729 | 83.6009 | 87.0176 | 89.3026 | 90.7176 | 91.2917 | 90.9918 | 90.3022 | 88.5994 | 86.128 | 82.3112 | 78.2281 | 75.2632 | 72.4831 | 0.24601 | 0.22903 | 0.22508 | 0.22457 | 0.243 | 0.28104 | 0.36877 | 0.39757 | 0.40402 | 0.38849 | 0.38467 | 0.41039 | 0.47402 | 0.54998 | 0.60629 | 0.63802 | 0.6581 | 0.61439 | 0.54976 | 0.44066 | 0.40119 | 0.35182 | 0.28525 | 0.22749
Portfolio Adjusted1-in-10Size: 20 kW to 199.99 kWOther2018June Monthly Peak | Portfolio Adjusted | 1-in-10 | Size: 20 kW to 199.99 kW | Other | 2018 | June Monthly Peak | 6 | 14.4167 | 13.5845 | 13.1485 | 12.9772 | 13.4861 | 14.4726 | 15.7275 | 18.7604 | 22.3544 | 25.3153 | 27.6685 | 29.2365 | 30.1158 | 30.8315 | 31.1111 | 30.8225 | 29.8726 | 27.952 | 25.5177 | 23.99 | 23.4197 | 21.411 | 18.5162 | 16.2816 | 0 | 0 | 0 | 0 | 0 | 0 | 0 | 0 | 0 | 0 | 0 | 0 | 0 | 0 | 0.46667 | 0.46234 | 0.44809 | 0.41928 | 0 | 0 | 0 | 0 | 0 | 0 | 73.899 | 72.3865 | 71.2786 | 69.9092 | 69.0774 | 67.5979 | 66.7486 | 67.5448 | 71.6756 | 77.1115 | 82.1686 | 85.7404 | 88.2444 | 90.0741 | 91.4055 | 92.1683 | 92.5542 | 92.0111 | 90.7338 | 88.6649 | 85.5359 | 81.7099 | 79.1291 | 77.2347 | 0.24806 | 0.23093 | 0.22694 | 0.22643 | 0.24502 | 0.28337 | 0.37184 | 0.40088 | 0.40738 | 0.39171 | 0.38786 | 0.41379 | 0.47795 | 0.55455 | 0.61132 | 0.64332 | 0.66357 | 0.61949 | 0.55433 | 0.44432 | 0.40452 | 0.35474 | 0.28762 | 0.22938
Portfolio Adjusted1-in-10Size: 20 kW to 199.99 kWOther2018July Monthly Peak | Portfolio Adjusted | 1-in-10 | Size: 20 kW to 199.99 kW | Other | 2018 | July Monthly Peak | 7 | 15.2252 | 14.3245 | 13.8468 | 13.6913 | 14.2448 | 15.5057 | 16.8419 | 19.9356 | 23.5982 | 26.5221 | 28.8326 | 30.3644 | 31.1723 | 31.7858 | 31.9836 | 31.6406 | 30.6737 | 28.7597 | 26.3365 | 24.8141 | 24.3024 | 22.2934 | 19.2972 | 16.9958 | 0 | 0 | 0 | 0 | 0 | 0 | 0 | 0 | 0 | 0 | 0 | 0 | 0 | 0 | 0.47975 | 0.47461 | 0.46011 | 0.43139 | 0 | 0 | 0 | 0 | 0 | 0 | 75.6776 | 74.5916 | 73.4717 | 72.4474 | 71.6171 | 70.7003 | 70.0309 | 70.316 | 73.635 | 78.6499 | 83.542 | 87.3781 | 90.0393 | 91.8219 | 92.6893 | 92.9321 | 92.7153 | 92.104 | 90.5993 | 88.3535 | 85.5527 | 82.4852 | 80.3198 | 78.842 | 0.24493 | 0.22802 | 0.22408 | 0.22358 | 0.24193 | 0.2798 | 0.36715 | 0.39582 | 0.40224 | 0.38678 | 0.38297 | 0.40858 | 0.47193 | 0.54756 | 0.60362 | 0.63522 | 0.65521 | 0.61169 | 0.54734 | 0.43872 | 0.39942 | 0.35027 | 0.28399 | 0.22649
Portfolio Adjusted1-in-10Size: 20 kW to 199.99 kWOther2018August Monthly Peak | Portfolio Adjusted | 1-in-10 | Size: 20 kW to 199.99 kW | Other | 2018 | August Monthly Peak | 8 | 14.9689 | 14.087 | 13.6237 | 13.4805 | 14.0216 | 15.4345 | 16.8717 | 19.594 | 23.4156 | 26.5815 | 29.1193 | 30.7847 | 31.6383 | 32.3012 | 32.4929 | 32.1012 | 31.0209 | 28.973 | 26.3377 | 25.0995 | 24.3865 | 22.0849 | 19.0846 | 16.7838 | 0 | 0 | 0 | 0 | 0 | 0 | 0 | 0 | 0 | 0 | 0 | 0 | 0 | 0 | 0.48739 | 0.48152 | 0.46531 | 0.4346 | 0 | 0 | 0 | 0 | 0 | 0 | 76.2684 | 75.1742 | 73.854 | 72.8522 | 71.9289 | 71.1846 | 70.5156 | 70.3613 | 73.0858 | 78.2297 | 82.8961 | 87.1285 | 90.3374 | 92.4637 | 93.7555 | 94.1379 | 93.6932 | 92.8091 | 91.5892 | 89.378 | 85.8264 | 82.9163 | 81.1153 | 79.2984 | 0.24821 | 0.23108 | 0.22709 | 0.22657 | 0.24518 | 0.28355 | 0.37207 | 0.40113 | 0.40763 | 0.39196 | 0.38811 | 0.41405 | 0.47825 | 0.5549 | 0.61171 | 0.64373 | 0.66399 | 0.61988 | 0.55468 | 0.4446 | 0.40477 | 0.35496 | 0.2878 | 0.22952
Portfolio Adjusted1-in-10Size: 20 kW to 199.99 kWOther2018September Monthly Peak | Portfolio Adjusted | 1-in-10 | Size: 20 kW to 199.99 kW | Other | 2018 | September Monthly Peak | 9 | 14.8676 | 14.0271 | 13.5679 | 13.4383 | 13.9876 | 15.3935 | 17.2709 | 19.5546 | 23.4378 | 26.643 | 29.1938 | 30.8767 | 31.783 | 32.4874 | 32.699 | 32.273 | 31.0939 | 28.8941 | 26.2756 | 25.7585 | 24.1319 | 21.7294 | 18.7997 | 16.5681 | 0 | 0 | 0 | 0 | 0 | 0 | 0 | 0 | 0 | 0 | 0 | 0 | 0 | 0 | 0.49049 | 0.48409 | 0.46641 | 0.43341 | 0 | 0 | 0 | 0 | 0 | 0 | 76.7468 | 75.5112 | 74.124 | 73.1748 | 72.0968 | 71.0038 | 70.255 | 70.0588 | 72.3498 | 77.5284 | 83.1591 | 88.0759 | 91.9008 | 94.3135 | 94.9841 | 95.6198 | 95.6028 | 94.7142 | 92.9654 | 89.9277 | 85.6007 | 82.5005 | 80.3921 | 78.6355 | 0.2485 | 0.23135 | 0.22735 | 0.22684 | 0.24546 | 0.28388 | 0.3725 | 0.4016 | 0.40811 | 0.39242 | 0.38856 | 0.41454 | 0.47881 | 0.55555 | 0.61242 | 0.64448 | 0.66476 | 0.62061 | 0.55532 | 0.44512 | 0.40525 | 0.35538 | 0.28814 | 0.22979
Portfolio Adjusted1-in-10Size: 20 kW to 199.99 kWOther2018October Monthly Peak | Portfolio Adjusted | 1-in-10 | Size: 20 kW to 199.99 kW | Other | 2018 | October Monthly Peak | 10 | 13.4202 | 12.7166 | 12.342 | 12.2405 | 12.7499 | 14.0564 | 15.9851 | 17.5594 | 20.4242 | 23.0842 | 25.4074 | 27.0516 | 28.0727 | 28.9249 | 29.2255 | 28.8008 | 27.6264 | 25.5297 | 24.2133 | 23.3081 | 21.6341 | 19.5377 | 16.969 | 14.9599 | 0 | 0 | 0 | 0 | 0 | 0 | 0 | 0 | 0 | 0 | 0 | 0 | 0 | 0 | 0.43838 | 0.43201 | 0.4144 | 0.38295 | 0 | 0 | 0 | 0 | 0 | 0 | 72.3304 | 71.1464 | 69.9845 | 68.5753 | 67.5511 | 66.4985 | 66.0681 | 65.633 | 66.4391 | 71.2855 | 76.9696 | 81.7614 | 85.1104 | 87.5412 | 88.7323 | 89.0463 | 88.4148 | 86.9254 | 84.3901 | 81.1922 | 78.0154 | 75.6781 | 73.833 | 72.3391 | 0.24638 | 0.22937 | 0.22541 | 0.2249 | 0.24336 | 0.28145 | 0.36932 | 0.39816 | 0.40462 | 0.38906 | 0.38524 | 0.41099 | 0.47472 | 0.5508 | 0.60719 | 0.63897 | 0.65908 | 0.6153 | 0.55058 | 0.44131 | 0.40178 | 0.35234 | 0.28567 | 0.22782
Portfolio Adjusted1-in-10Size: 20 kW to 199.99 kWOther2018November Monthly Peak | Portfolio Adjusted | 1-in-10 | Size: 20 kW to 199.99 kW | Other | 2018 | November Monthly Peak | 11 | 11.9533 | 11.4651 | 11.2498 | 11.3123 | 11.8424 | 13.1043 | 14.3197 | 15.7382 | 17.9494 | 19.531 | 20.8365 | 21.7061 | 22.1679 | 22.5862 | 22.5683 | 21.9736 | 21.318 | 21.2243 | 19.9588 | 18.8702 | 17.8151 | 16.3706 | 14.5384 | 13.035 | 0 | 0 | 0 | 0 | 0 | 0 | 0 | 0 | 0 | 0 | 0 | 0 | 0 | 0 | 0.33852 | 0.3296 | 0.31977 | 0.31836 | 0 | 0 | 0 | 0 | 0 | 0 | 59.4864 | 58.1127 | 56.9189 | 55.6153 | 54.8342 | 54.3157 | 53.7141 | 53.3444 | 55.6832 | 60.2126 | 65.6563 | 69.8849 | 72.6841 | 74.3696 | 75.4957 | 75.8177 | 74.9154 | 72.6161 | 69.7676 | 66.4789 | 64.1556 | 62.6386 | 61.1203 | 60.0181 | 0.24469 | 0.2278 | 0.22386 | 0.22336 | 0.2417 | 0.27952 | 0.36679 | 0.39543 | 0.40185 | 0.38639 | 0.3826 | 0.40817 | 0.47146 | 0.54702 | 0.60302 | 0.63459 | 0.65456 | 0.61108 | 0.5468 | 0.43829 | 0.39903 | 0.34992 | 0.28371 | 0.22626
Portfolio Adjusted1-in-10Size: 20 kW to 199.99 kWOther2018December Monthly Peak | Portfolio Adjusted | 1-in-10 | Size: 20 kW to 199.99 kW | Other | 2018 | December Monthly Peak | 12 | 12.6765 | 12.2371 | 12.0954 | 12.1605 | 12.7438 | 14.1162 | 16.1344 | 17.4267 | 19.1249 | 19.8124 | 19.9595 | 19.6252 | 19.0037 | 18.5753 | 18.069 | 17.5767 | 17.9407 | 19.0529 | 18.3673 | 17.9732 | 17.2866 | 16.3106 | 14.9087 | 13.6645 | 0 | 0 | 0 | 0 | 0 | 0 | 0 | 0 | 0 | 0 | 0 | 0 | 0 | 0 | 0.27103 | 0.26365 | 0.26911 | 0.28579 | 0 | 0 | 0 | 0 | 0 | 0 | 40.826 | 40.1494 | 39.8795 | 39.3844 | 38.9502 | 38.3561 | 38.1683 | 37.9353 | 38.5306 | 41.3729 | 44.1734 | 46.7364 | 48.425 | 49.2942 | 49.7054 | 49.682 | 48.9385 | 47.3214 | 45.5445 | 44.2483 | 43.2669 | 42.2574 | 41.8693 | 41.4077 | 0.25507 | 0.23746 | 0.23336 | 0.23283 | 0.25195 | 0.29138 | 0.38234 | 0.4122 | 0.41889 | 0.40278 | 0.39882 | 0.42549 | 0.49146 | 0.57022 | 0.6286 | 0.6615 | 0.68232 | 0.637 | 0.56999 | 0.45688 | 0.41595 | 0.36476 | 0.29575 | 0.23586
Portfolio Adjusted1-in-10Size: 20 kW to 199.99 kWOther2018Typical Event Day | Portfolio Adjusted | 1-in-10 | Size: 20 kW to 199.99 kW | Other | 2018 | Typical Event Day | 8 | 14.8822 | 14.009 | 13.5511 | 13.4102 | 13.949 | 15.3531 | 16.7756 | 19.4583 | 23.226 | 26.3483 | 28.8559 | 30.5069 | 31.3598 | 32.0251 | 32.2206 | 31.8317 | 30.7579 | 28.7178 | 26.1197 | 24.8966 | 24.2056 | 21.9304 | 18.9567 | 16.6748 | 0 | 0 | 0 | 0 | 0 | 0 | 0 | 0 | 0 | 0 | 0 | 0 | 0 | 0 | 0.48331 | 0.47748 | 0.46137 | 0.43077 | 0 | 0 | 0 | 0 | 0 | 0 | 75.6479 | 74.4159 | 73.1821 | 72.0959 | 71.1801 | 70.1216 | 69.3875 | 69.5702 | 72.6866 | 77.8799 | 82.9415 | 87.0807 | 90.1305 | 92.1683 | 93.2086 | 93.7145 | 93.6414 | 92.9096 | 91.4719 | 89.081 | 85.6289 | 82.403 | 80.2391 | 78.5027 | 0.24733 | 0.23026 | 0.22628 | 0.22577 | 0.2443 | 0.28254 | 0.37074 | 0.3997 | 0.40618 | 0.39056 | 0.38672 | 0.41258 | 0.47655 | 0.55292 | 0.60953 | 0.64143 | 0.66162 | 0.61767 | 0.5527 | 0.44302 | 0.40333 | 0.3537 | 0.28677 | 0.2287
Portfolio Adjusted1-in-10Size: 20 kW to 199.99 kWOther2019January Monthly Peak | Portfolio Adjusted | 1-in-10 | Size: 20 kW to 199.99 kW | Other | 2019 | January Monthly Peak | 1 | 13.0954 | 12.7468 | 12.6471 | 12.7533 | 13.41 | 14.8772 | 17.3338 | 18.7194 | 20.488 | 21.0375 | 20.9004 | 20.2979 | 19.4417 | 18.9073 | 18.28 | 17.8502 | 17.8213 | 19.3681 | 18.9786 | 18.7095 | 18.0327 | 16.9469 | 15.347 | 14.141 | 0 | 0 | 0 | 0 | 0 | 0 | 0 | 0 | 0 | 0 | 0 | 0 | 0 | 0 | 0.2742 | 0.26775 | 0.26732 | 0.29052 | 0 | 0 | 0 | 0 | 0 | 0 | 37.49 | 36.7351 | 36.1941 | 35.4007 | 34.8811 | 34.3871 | 33.9112 | 33.6112 | 34.1901 | 37.28 | 40.6154 | 43.1248 | 44.7953 | 46.0562 | 47.0584 | 47.2262 | 47.0278 | 46.0597 | 44.1986 | 42.8391 | 41.716 | 41.0425 | 40.2475 | 39.5833 | 0.2777 | 0.25853 | 0.25407 | 0.25349 | 0.2743 | 0.31723 | 0.41627 | 0.44878 | 0.45606 | 0.43852 | 0.43421 | 0.46324 | 0.53507 | 0.62082 | 0.68438 | 0.7202 | 0.74287 | 0.69353 | 0.62057 | 0.49742 | 0.45286 | 0.39713 | 0.32199 | 0.25679
Portfolio Adjusted1-in-10Size: 20 kW to 199.99 kWOther2019February Monthly Peak | Portfolio Adjusted | 1-in-10 | Size: 20 kW to 199.99 kW | Other | 2019 | February Monthly Peak | 2 | 12.1673 | 11.7982 | 11.6441 | 11.7152 | 12.2881 | 13.6212 | 15.4227 | 16.5752 | 18.4719 | 19.3931 | 19.8493 | 19.9662 | 19.8568 | 19.89 | 19.6552 | 19.2765 | 18.8283 | 18.9988 | 19.0826 | 18.3648 | 17.5151 | 16.263 | 14.5355 | 13.1789 | 0 | 0 | 0 | 0 | 0 | 0 | 0 | 0 | 0 | 0 | 0 | 0 | 0 | 0 | 0.29483 | 0.28915 | 0.28242 | 0.28498 | 0 | 0 | 0 | 0 | 0 | 0 | 45.6587 | 45.2977 | 45.0703 | 44.7165 | 44.6413 | 43.9261 | 43.4376 | 43.5535 | 44.8084 | 48.2038 | 51.3371 | 53.7253 | 55.385 | 56.3403 | 57.0079 | 57.3118 | 56.8813 | 55.8534 | 53.7004 | 51.452 | 49.8301 | 48.4684 | 47.3457 | 46.1348 | 0.24626 | 0.22926 | 0.2253 | 0.22479 | 0.24325 | 0.28132 | 0.36914 | 0.39797 | 0.40443 | 0.38888 | 0.38506 | 0.4108 | 0.47449 | 0.55054 | 0.6069 | 0.63867 | 0.65877 | 0.61501 | 0.55032 | 0.4411 | 0.40159 | 0.35217 | 0.28554 | 0.22772
Portfolio Adjusted1-in-10Size: 20 kW to 199.99 kWOther2019March Monthly Peak | Portfolio Adjusted | 1-in-10 | Size: 20 kW to 199.99 kW | Other | 2019 | March Monthly Peak | 3 | 12.1781 | 11.6201 | 11.363 | 11.3492 | 11.8477 | 13.0845 | 14.7702 | 16.0418 | 18.0953 | 19.5834 | 20.7314 | 21.5551 | 22.0442 | 22.5761 | 22.7974 | 22.5489 | 21.7547 | 20.4509 | 19.5423 | 19.5942 | 18.6457 | 17.0824 | 15.0265 | 13.3816 | 0 | 0 | 0 | 0 | 0 | 0 | 0 | 0 | 0 | 0 | 0 | 0 | 0 | 0 | 0.34196 | 0.33823 | 0.32632 | 0.30676 | 0 | 0 | 0 | 0 | 0 | 0 | 56.2694 | 55.1161 | 54.2892 | 53.3548 | 52.6366 | 51.8205 | 51.1878 | 51.6648 | 55.3455 | 60.7955 | 66.0478 | 70.3268 | 73.1452 | 74.7128 | 75.5057 | 75.8661 | 75.5127 | 74.1323 | 71.4941 | 67.6262 | 64.1888 | 61.373 | 59.2399 | 57.6326 | 0.24376 | 0.22693 | 0.22301 | 0.22251 | 0.24077 | 0.27846 | 0.36539 | 0.39393 | 0.40031 | 0.38492 | 0.38114 | 0.40662 | 0.46967 | 0.54494 | 0.60072 | 0.63217 | 0.65206 | 0.60875 | 0.54472 | 0.43662 | 0.39751 | 0.34859 | 0.28263 | 0.2254
Portfolio Adjusted1-in-10Size: 20 kW to 199.99 kWOther2019April Monthly Peak | Portfolio Adjusted | 1-in-10 | Size: 20 kW to 199.99 kW | Other | 2019 | April Monthly Peak | 4 | 12.9037 | 12.2396 | 11.9124 | 11.8221 | 12.3291 | 13.5315 | 14.8009 | 16.6215 | 19.5025 | 21.7786 | 23.6167 | 24.9641 | 25.7954 | 26.5652 | 26.9032 | 26.6725 | 25.6895 | 23.8434 | 21.8944 | 21.5573 | 20.7613 | 18.7983 | 16.3443 | 14.4353 | 0 | 0 | 0 | 0 | 0 | 0 | 0 | 0 | 0 | 0 | 0 | 0 | 0 | 0 | 0.40355 | 0.40009 | 0.38534 | 0.35765 | 0 | 0 | 0 | 0 | 0 | 0 | 66.7851 | 65.3763 | 63.7453 | 62.5945 | 61.453 | 60.3626 | 59.765 | 59.731 | 63.2136 | 69.5571 | 75.8583 | 81.0916 | 84.1818 | 86.203 | 87.4206 | 88.0753 | 87.9031 | 87.2138 | 85.1508 | 82.036 | 77.91 | 74.1871 | 71.4379 | 69.8004 | 0.24566 | 0.2287 | 0.22475 | 0.22424 | 0.24265 | 0.28063 | 0.36824 | 0.397 | 0.40344 | 0.38792 | 0.38411 | 0.40979 | 0.47333 | 0.54919 | 0.60541 | 0.6371 | 0.65715 | 0.6135 | 0.54896 | 0.44002 | 0.40061 | 0.35131 | 0.28484 | 0.22716
Portfolio Adjusted1-in-10Size: 20 kW to 199.99 kWOther2019May Monthly Peak | Portfolio Adjusted | 1-in-10 | Size: 20 kW to 199.99 kW | Other | 2019 | May Monthly Peak | 5 | 13.4032 | 12.6787 | 12.2975 | 12.172 | 12.6688 | 13.7847 | 14.7987 | 17.4196 | 20.8972 | 23.6251 | 25.7807 | 27.2384 | 28.0425 | 28.7368 | 28.9766 | 28.6744 | 27.6477 | 25.7614 | 23.51 | 22.4014 | 21.9743 | 19.9 | 17.2308 | 15.1446 | 0 | 0 | 0 | 0 | 0 | 0 | 0 | 0 | 0 | 0 | 0 | 0 | 0 | 0 | 0.43465 | 0.43012 | 0.41472 | 0.38642 | 0 | 0 | 0 | 0 | 0 | 0 | 71.2793 | 69.6246 | 68.2914 | 66.9413 | 65.6296 | 64.6958 | 64.132 | 64.5422 | 67.9694 | 73.4852 | 79.3729 | 83.6009 | 87.0176 | 89.3026 | 90.7176 | 91.2917 | 90.9918 | 90.3022 | 88.5994 | 86.128 | 82.3112 | 78.2281 | 75.2632 | 72.4831 | 0.24601 | 0.22903 | 0.22508 | 0.22457 | 0.243 | 0.28104 | 0.36877 | 0.39757 | 0.40402 | 0.38849 | 0.38467 | 0.41039 | 0.47402 | 0.54998 | 0.60629 | 0.63802 | 0.6581 | 0.61439 | 0.54976 | 0.44066 | 0.40119 | 0.35182 | 0.28525 | 0.22749
Portfolio Adjusted1-in-10Size: 20 kW to 199.99 kWOther2019June Monthly Peak | Portfolio Adjusted | 1-in-10 | Size: 20 kW to 199.99 kW | Other | 2019 | June Monthly Peak | 6 | 14.4167 | 13.5845 | 13.1485 | 12.9772 | 13.4861 | 14.4726 | 15.7275 | 18.7604 | 22.3544 | 25.3153 | 27.6685 | 29.2365 | 30.1158 | 30.8315 | 31.1111 | 30.8225 | 29.8726 | 27.952 | 25.5177 | 23.99 | 23.4197 | 21.411 | 18.5162 | 16.2816 | 0 | 0 | 0 | 0 | 0 | 0 | 0 | 0 | 0 | 0 | 0 | 0 | 0 | 0 | 0.46667 | 0.46234 | 0.44809 | 0.41928 | 0 | 0 | 0 | 0 | 0 | 0 | 73.899 | 72.3865 | 71.2786 | 69.9092 | 69.0774 | 67.5979 | 66.7486 | 67.5448 | 71.6756 | 77.1115 | 82.1686 | 85.7404 | 88.2444 | 90.0741 | 91.4055 | 92.1683 | 92.5542 | 92.0111 | 90.7338 | 88.6649 | 85.5359 | 81.7099 | 79.1291 | 77.2347 | 0.24806 | 0.23093 | 0.22694 | 0.22643 | 0.24502 | 0.28337 | 0.37184 | 0.40088 | 0.40738 | 0.39171 | 0.38786 | 0.41379 | 0.47795 | 0.55455 | 0.61132 | 0.64332 | 0.66357 | 0.61949 | 0.55433 | 0.44432 | 0.40452 | 0.35474 | 0.28762 | 0.22938
Portfolio Adjusted1-in-10Size: 20 kW to 199.99 kWOther2019July Monthly Peak | Portfolio Adjusted | 1-in-10 | Size: 20 kW to 199.99 kW | Other | 2019 | July Monthly Peak | 7 | 15.2252 | 14.3245 | 13.8468 | 13.6913 | 14.2448 | 15.5057 | 16.8419 | 19.9356 | 23.5982 | 26.5221 | 28.8326 | 30.3644 | 31.1723 | 31.7858 | 31.9836 | 31.6406 | 30.6737 | 28.7597 | 26.3365 | 24.8141 | 24.3024 | 22.2934 | 19.2972 | 16.9958 | 0 | 0 | 0 | 0 | 0 | 0 | 0 | 0 | 0 | 0 | 0 | 0 | 0 | 0 | 0.47975 | 0.47461 | 0.46011 | 0.43139 | 0 | 0 | 0 | 0 | 0 | 0 | 75.6776 | 74.5916 | 73.4717 | 72.4474 | 71.6171 | 70.7003 | 70.0309 | 70.316 | 73.635 | 78.6499 | 83.542 | 87.3781 | 90.0393 | 91.8219 | 92.6893 | 92.9321 | 92.7153 | 92.104 | 90.5993 | 88.3535 | 85.5527 | 82.4852 | 80.3198 | 78.842 | 0.24493 | 0.22802 | 0.22408 | 0.22358 | 0.24193 | 0.2798 | 0.36715 | 0.39582 | 0.40224 | 0.38678 | 0.38297 | 0.40858 | 0.47193 | 0.54756 | 0.60362 | 0.63522 | 0.65521 | 0.61169 | 0.54734 | 0.43872 | 0.39942 | 0.35027 | 0.28399 | 0.22649
Portfolio Adjusted1-in-10Size: 20 kW to 199.99 kWOther2019August Monthly Peak | Portfolio Adjusted | 1-in-10 | Size: 20 kW to 199.99 kW | Other | 2019 | August Monthly Peak | 8 | 14.9689 | 14.087 | 13.6237 | 13.4805 | 14.0216 | 15.4345 | 16.8717 | 19.594 | 23.4156 | 26.5815 | 29.1193 | 30.7847 | 31.6383 | 32.3012 | 32.4929 | 32.1012 | 31.0209 | 28.973 | 26.3377 | 25.0995 | 24.3865 | 22.0849 | 19.0846 | 16.7838 | 0 | 0 | 0 | 0 | 0 | 0 | 0 | 0 | 0 | 0 | 0 | 0 | 0 | 0 | 0.48739 | 0.48152 | 0.46531 | 0.4346 | 0 | 0 | 0 | 0 | 0 | 0 | 76.2684 | 75.1741 | 73.854 | 72.8522 | 71.9289 | 71.1846 | 70.5156 | 70.3613 | 73.0858 | 78.2297 | 82.8961 | 87.1285 | 90.3374 | 92.4637 | 93.7555 | 94.1379 | 93.6932 | 92.8091 | 91.5892 | 89.378 | 85.8264 | 82.9163 | 81.1153 | 79.2984 | 0.24821 | 0.23108 | 0.22709 | 0.22657 | 0.24518 | 0.28355 | 0.37207 | 0.40113 | 0.40763 | 0.39196 | 0.38811 | 0.41405 | 0.47825 | 0.5549 | 0.61171 | 0.64373 | 0.66399 | 0.61988 | 0.55468 | 0.4446 | 0.40477 | 0.35496 | 0.2878 | 0.22952
Portfolio Adjusted1-in-10Size: 20 kW to 199.99 kWOther2019September Monthly Peak | Portfolio Adjusted | 1-in-10 | Size: 20 kW to 199.99 kW | Other | 2019 | September Monthly Peak | 9 | 14.8676 | 14.0272 | 13.5679 | 13.4383 | 13.9876 | 15.3935 | 17.2709 | 19.5546 | 23.4378 | 26.643 | 29.1938 | 30.8767 | 31.783 | 32.4874 | 32.699 | 32.273 | 31.0939 | 28.8941 | 26.2756 | 25.7585 | 24.1319 | 21.7294 | 18.7997 | 16.5681 | 0 | 0 | 0 | 0 | 0 | 0 | 0 | 0 | 0 | 0 | 0 | 0 | 0 | 0 | 0.49049 | 0.48409 | 0.46641 | 0.43341 | 0 | 0 | 0 | 0 | 0 | 0 | 76.7467 | 75.5112 | 74.124 | 73.1748 | 72.0968 | 71.0038 | 70.255 | 70.0588 | 72.3498 | 77.5284 | 83.1591 | 88.0759 | 91.9008 | 94.3135 | 94.9841 | 95.6198 | 95.6028 | 94.7142 | 92.9654 | 89.9277 | 85.6007 | 82.5005 | 80.3921 | 78.6355 | 0.2485 | 0.23135 | 0.22735 | 0.22684 | 0.24546 | 0.28388 | 0.3725 | 0.4016 | 0.40811 | 0.39242 | 0.38856 | 0.41454 | 0.47881 | 0.55555 | 0.61242 | 0.64448 | 0.66476 | 0.62061 | 0.55532 | 0.44512 | 0.40525 | 0.35538 | 0.28814 | 0.22979
Portfolio Adjusted1-in-10Size: 20 kW to 199.99 kWOther2019October Monthly Peak | Portfolio Adjusted | 1-in-10 | Size: 20 kW to 199.99 kW | Other | 2019 | October Monthly Peak | 10 | 13.4202 | 12.7166 | 12.342 | 12.2405 | 12.7499 | 14.0564 | 15.9851 | 17.5594 | 20.4242 | 23.0842 | 25.4074 | 27.0516 | 28.0727 | 28.9249 | 29.2255 | 28.8008 | 27.6264 | 25.5297 | 24.2133 | 23.3081 | 21.6341 | 19.5377 | 16.969 | 14.9599 | 0 | 0 | 0 | 0 | 0 | 0 | 0 | 0 | 0 | 0 | 0 | 0 | 0 | 0 | 0.43838 | 0.43201 | 0.4144 | 0.38295 | 0 | 0 | 0 | 0 | 0 | 0 | 72.3304 | 71.1464 | 69.9845 | 68.5753 | 67.5511 | 66.4985 | 66.0681 | 65.633 | 66.4391 | 71.2855 | 76.9696 | 81.7614 | 85.1104 | 87.5412 | 88.7323 | 89.0463 | 88.4148 | 86.9254 | 84.3901 | 81.1922 | 78.0154 | 75.6781 | 73.833 | 72.3391 | 0.24638 | 0.22937 | 0.22541 | 0.2249 | 0.24336 | 0.28145 | 0.36932 | 0.39816 | 0.40462 | 0.38906 | 0.38524 | 0.41099 | 0.47472 | 0.5508 | 0.60719 | 0.63897 | 0.65908 | 0.6153 | 0.55058 | 0.44131 | 0.40178 | 0.35234 | 0.28567 | 0.22782
Portfolio Adjusted1-in-10Size: 20 kW to 199.99 kWOther2019November Monthly Peak | Portfolio Adjusted | 1-in-10 | Size: 20 kW to 199.99 kW | Other | 2019 | November Monthly Peak | 11 | 11.9533 | 11.4651 | 11.2498 | 11.3123 | 11.8424 | 13.1043 | 14.3197 | 15.7382 | 17.9494 | 19.531 | 20.8365 | 21.7061 | 22.1679 | 22.5862 | 22.5683 | 21.9736 | 21.318 | 21.2243 | 19.9588 | 18.8702 | 17.8151 | 16.3706 | 14.5384 | 13.035 | 0 | 0 | 0 | 0 | 0 | 0 | 0 | 0 | 0 | 0 | 0 | 0 | 0 | 0 | 0.33852 | 0.3296 | 0.31977 | 0.31836 | 0 | 0 | 0 | 0 | 0 | 0 | 59.4864 | 58.1127 | 56.9189 | 55.6153 | 54.8342 | 54.3157 | 53.7141 | 53.3444 | 55.6832 | 60.2126 | 65.6563 | 69.8849 | 72.6841 | 74.3696 | 75.4957 | 75.8177 | 74.9154 | 72.6161 | 69.7676 | 66.4789 | 64.1555 | 62.6386 | 61.1203 | 60.0181 | 0.24469 | 0.2278 | 0.22386 | 0.22336 | 0.2417 | 0.27952 | 0.36679 | 0.39543 | 0.40185 | 0.38639 | 0.3826 | 0.40817 | 0.47146 | 0.54702 | 0.60302 | 0.63459 | 0.65456 | 0.61108 | 0.5468 | 0.43829 | 0.39903 | 0.34992 | 0.28371 | 0.22626
Portfolio Adjusted1-in-10Size: 20 kW to 199.99 kWOther2019December Monthly Peak | Portfolio Adjusted | 1-in-10 | Size: 20 kW to 199.99 kW | Other | 2019 | December Monthly Peak | 12 | 12.6765 | 12.2371 | 12.0954 | 12.1605 | 12.7438 | 14.1162 | 16.1344 | 17.4267 | 19.1249 | 19.8124 | 19.9595 | 19.6252 | 19.0037 | 18.5753 | 18.069 | 17.5767 | 17.9407 | 19.0529 | 18.3673 | 17.9732 | 17.2866 | 16.3106 | 14.9087 | 13.6645 | 0 | 0 | 0 | 0 | 0 | 0 | 0 | 0 | 0 | 0 | 0 | 0 | 0 | 0 | 0.27103 | 0.26365 | 0.26911 | 0.28579 | 0 | 0 | 0 | 0 | 0 | 0 | 40.826 | 40.1494 | 39.8795 | 39.3844 | 38.9502 | 38.3561 | 38.1683 | 37.9353 | 38.5306 | 41.3729 | 44.1734 | 46.7364 | 48.425 | 49.2942 | 49.7054 | 49.682 | 48.9385 | 47.3214 | 45.5445 | 44.2483 | 43.2669 | 42.2574 | 41.8693 | 41.4077 | 0.25507 | 0.23746 | 0.23336 | 0.23283 | 0.25195 | 0.29138 | 0.38234 | 0.4122 | 0.41889 | 0.40278 | 0.39882 | 0.42549 | 0.49146 | 0.57022 | 0.6286 | 0.6615 | 0.68232 | 0.637 | 0.56999 | 0.45688 | 0.41595 | 0.36476 | 0.29575 | 0.23586
Portfolio Adjusted1-in-10Size: 20 kW to 199.99 kWOther2019Typical Event Day | Portfolio Adjusted | 1-in-10 | Size: 20 kW to 199.99 kW | Other | 2019 | Typical Event Day | 8 | 14.8822 | 14.009 | 13.5511 | 13.4102 | 13.949 | 15.3531 | 16.7756 | 19.4583 | 23.226 | 26.3483 | 28.8559 | 30.5069 | 31.3598 | 32.0251 | 32.2206 | 31.8317 | 30.7579 | 28.7178 | 26.1197 | 24.8966 | 24.2056 | 21.9304 | 18.9567 | 16.6748 | 0 | 0 | 0 | 0 | 0 | 0 | 0 | 0 | 0 | 0 | 0 | 0 | 0 | 0 | 0.48331 | 0.47748 | 0.46137 | 0.43077 | 0 | 0 | 0 | 0 | 0 | 0 | 75.6479 | 74.4159 | 73.1821 | 72.0959 | 71.1801 | 70.1217 | 69.3875 | 69.5702 | 72.6866 | 77.8799 | 82.9415 | 87.0807 | 90.1305 | 92.1683 | 93.2086 | 93.7145 | 93.6414 | 92.9096 | 91.4719 | 89.081 | 85.6289 | 82.403 | 80.2391 | 78.5027 | 0.24733 | 0.23026 | 0.22628 | 0.22577 | 0.2443 | 0.28254 | 0.37074 | 0.3997 | 0.40618 | 0.39056 | 0.38672 | 0.41258 | 0.47655 | 0.55292 | 0.60953 | 0.64143 | 0.66162 | 0.61767 | 0.5527 | 0.44302 | 0.40333 | 0.3537 | 0.28677 | 0.2287
Portfolio Adjusted1-in-10Size: 20 kW to 199.99 kWOther2020January Monthly Peak | Portfolio Adjusted | 1-in-10 | Size: 20 kW to 199.99 kW | Other | 2020 | January Monthly Peak | 1 | 13.0954 | 12.7468 | 12.6471 | 12.7533 | 13.41 | 14.8772 | 17.3338 | 18.7194 | 20.488 | 21.0375 | 20.9004 | 20.2979 | 19.4417 | 18.9073 | 18.28 | 17.8502 | 17.8213 | 19.3681 | 18.9786 | 18.7095 | 18.0327 | 16.9469 | 15.347 | 14.141 | 0 | 0 | 0 | 0 | 0 | 0 | 0 | 0 | 0 | 0 | 0 | 0 | 0 | 0 | 0.2742 | 0.26775 | 0.26732 | 0.29052 | 0 | 0 | 0 | 0 | 0 | 0 | 37.49 | 36.7351 | 36.1941 | 35.4007 | 34.8811 | 34.3871 | 33.9112 | 33.6112 | 34.1901 | 37.28 | 40.6154 | 43.1248 | 44.7953 | 46.0562 | 47.0584 | 47.2262 | 47.0278 | 46.0597 | 44.1986 | 42.8391 | 41.716 | 41.0425 | 40.2475 | 39.5833 | 0.2777 | 0.25853 | 0.25407 | 0.25349 | 0.2743 | 0.31723 | 0.41627 | 0.44878 | 0.45606 | 0.43852 | 0.43421 | 0.46324 | 0.53507 | 0.62082 | 0.68438 | 0.7202 | 0.74287 | 0.69353 | 0.62057 | 0.49742 | 0.45286 | 0.39713 | 0.32199 | 0.25679
Portfolio Adjusted1-in-10Size: 20 kW to 199.99 kWOther2020February Monthly Peak | Portfolio Adjusted | 1-in-10 | Size: 20 kW to 199.99 kW | Other | 2020 | February Monthly Peak | 2 | 12.1673 | 11.7982 | 11.6441 | 11.7152 | 12.2881 | 13.6212 | 15.4227 | 16.5752 | 18.4719 | 19.3931 | 19.8493 | 19.9662 | 19.8568 | 19.89 | 19.6552 | 19.2765 | 18.8283 | 18.9988 | 19.0826 | 18.3648 | 17.5151 | 16.263 | 14.5355 | 13.1789 | 0 | 0 | 0 | 0 | 0 | 0 | 0 | 0 | 0 | 0 | 0 | 0 | 0 | 0 | 0.29483 | 0.28915 | 0.28242 | 0.28498 | 0 | 0 | 0 | 0 | 0 | 0 | 45.6587 | 45.2977 | 45.0703 | 44.7165 | 44.6413 | 43.9261 | 43.4376 | 43.5535 | 44.8084 | 48.2038 | 51.3371 | 53.7253 | 55.385 | 56.3403 | 57.0079 | 57.3118 | 56.8813 | 55.8534 | 53.7004 | 51.452 | 49.8301 | 48.4684 | 47.3457 | 46.1348 | 0.24626 | 0.22926 | 0.2253 | 0.22479 | 0.24325 | 0.28132 | 0.36914 | 0.39797 | 0.40443 | 0.38888 | 0.38506 | 0.4108 | 0.47449 | 0.55054 | 0.6069 | 0.63867 | 0.65877 | 0.61501 | 0.55032 | 0.4411 | 0.40159 | 0.35217 | 0.28554 | 0.22772
Portfolio Adjusted1-in-10Size: 20 kW to 199.99 kWOther2020March Monthly Peak | Portfolio Adjusted | 1-in-10 | Size: 20 kW to 199.99 kW | Other | 2020 | March Monthly Peak | 3 | 12.1781 | 11.6201 | 11.363 | 11.3492 | 11.8477 | 13.0845 | 14.7702 | 16.0418 | 18.0953 | 19.5834 | 20.7314 | 21.5551 | 22.0442 | 22.5761 | 22.7974 | 22.5489 | 21.7547 | 20.4509 | 19.5423 | 19.5942 | 18.6457 | 17.0824 | 15.0265 | 13.3816 | 0 | 0 | 0 | 0 | 0 | 0 | 0 | 0 | 0 | 0 | 0 | 0 | 0 | 0 | 0.34196 | 0.33823 | 0.32632 | 0.30676 | 0 | 0 | 0 | 0 | 0 | 0 | 56.2694 | 55.1161 | 54.2892 | 53.3548 | 52.6366 | 51.8205 | 51.1878 | 51.6648 | 55.3455 | 60.7955 | 66.0478 | 70.3268 | 73.1452 | 74.7128 | 75.5057 | 75.8661 | 75.5127 | 74.1323 | 71.4941 | 67.6262 | 64.1888 | 61.373 | 59.2399 | 57.6326 | 0.24376 | 0.22693 | 0.22301 | 0.22251 | 0.24077 | 0.27846 | 0.36539 | 0.39393 | 0.40031 | 0.38492 | 0.38114 | 0.40662 | 0.46967 | 0.54494 | 0.60072 | 0.63217 | 0.65206 | 0.60875 | 0.54472 | 0.43662 | 0.39751 | 0.34859 | 0.28263 | 0.2254
Portfolio Adjusted1-in-10Size: 20 kW to 199.99 kWOther2020April Monthly Peak | Portfolio Adjusted | 1-in-10 | Size: 20 kW to 199.99 kW | Other | 2020 | April Monthly Peak | 4 | 12.9037 | 12.2396 | 11.9124 | 11.8221 | 12.3291 | 13.5315 | 14.8009 | 16.6215 | 19.5025 | 21.7786 | 23.6167 | 24.9641 | 25.7954 | 26.5652 | 26.9032 | 26.6725 | 25.6895 | 23.8434 | 21.8944 | 21.5573 | 20.7613 | 18.7983 | 16.3443 | 14.4353 | 0 | 0 | 0 | 0 | 0 | 0 | 0 | 0 | 0 | 0 | 0 | 0 | 0 | 0 | 0.40355 | 0.40009 | 0.38534 | 0.35765 | 0 | 0 | 0 | 0 | 0 | 0 | 66.7851 | 65.3763 | 63.7453 | 62.5945 | 61.453 | 60.3626 | 59.765 | 59.731 | 63.2136 | 69.5571 | 75.8583 | 81.0916 | 84.1818 | 86.203 | 87.4206 | 88.0753 | 87.9031 | 87.2138 | 85.1508 | 82.036 | 77.91 | 74.1871 | 71.4379 | 69.8004 | 0.24566 | 0.2287 | 0.22475 | 0.22424 | 0.24265 | 0.28063 | 0.36824 | 0.397 | 0.40344 | 0.38792 | 0.38411 | 0.40979 | 0.47333 | 0.54919 | 0.60541 | 0.6371 | 0.65715 | 0.6135 | 0.54896 | 0.44002 | 0.40061 | 0.35131 | 0.28484 | 0.22716
Portfolio Adjusted1-in-10Size: 20 kW to 199.99 kWOther2020May Monthly Peak | Portfolio Adjusted | 1-in-10 | Size: 20 kW to 199.99 kW | Other | 2020 | May Monthly Peak | 5 | 13.4032 | 12.6787 | 12.2975 | 12.172 | 12.6688 | 13.7847 | 14.7987 | 17.4196 | 20.8972 | 23.6251 | 25.7807 | 27.2384 | 28.0425 | 28.7368 | 28.9766 | 28.6744 | 27.6477 | 25.7614 | 23.51 | 22.4014 | 21.9743 | 19.9 | 17.2308 | 15.1446 | 0 | 0 | 0 | 0 | 0 | 0 | 0 | 0 | 0 | 0 | 0 | 0 | 0 | 0 | 0.43465 | 0.43012 | 0.41472 | 0.38642 | 0 | 0 | 0 | 0 | 0 | 0 | 71.2793 | 69.6246 | 68.2914 | 66.9413 | 65.6296 | 64.6958 | 64.132 | 64.5422 | 67.9694 | 73.4852 | 79.3729 | 83.6009 | 87.0176 | 89.3026 | 90.7176 | 91.2917 | 90.9918 | 90.3022 | 88.5994 | 86.128 | 82.3112 | 78.2281 | 75.2632 | 72.483 | 0.24601 | 0.22903 | 0.22508 | 0.22457 | 0.243 | 0.28104 | 0.36877 | 0.39757 | 0.40402 | 0.38849 | 0.38467 | 0.41039 | 0.47402 | 0.54998 | 0.60629 | 0.63802 | 0.6581 | 0.61439 | 0.54976 | 0.44066 | 0.40119 | 0.35182 | 0.28525 | 0.22749
Portfolio Adjusted1-in-10Size: 20 kW to 199.99 kWOther2020June Monthly Peak | Portfolio Adjusted | 1-in-10 | Size: 20 kW to 199.99 kW | Other | 2020 | June Monthly Peak | 6 | 14.4167 | 13.5845 | 13.1485 | 12.9772 | 13.4861 | 14.4726 | 15.7275 | 18.7604 | 22.3544 | 25.3153 | 27.6685 | 29.2365 | 30.1158 | 30.8315 | 31.1111 | 30.8225 | 29.8726 | 27.952 | 25.5177 | 23.99 | 23.4197 | 21.411 | 18.5162 | 16.2816 | 0 | 0 | 0 | 0 | 0 | 0 | 0 | 0 | 0 | 0 | 0 | 0 | 0 | 0 | 0.46667 | 0.46234 | 0.44809 | 0.41928 | 0 | 0 | 0 | 0 | 0 | 0 | 73.899 | 72.3865 | 71.2786 | 69.9093 | 69.0774 | 67.5979 | 66.7486 | 67.5448 | 71.6756 | 77.1115 | 82.1686 | 85.7404 | 88.2444 | 90.0741 | 91.4055 | 92.1683 | 92.5542 | 92.0111 | 90.7338 | 88.6649 | 85.5359 | 81.7099 | 79.1291 | 77.2347 | 0.24806 | 0.23093 | 0.22694 | 0.22643 | 0.24502 | 0.28337 | 0.37184 | 0.40088 | 0.40738 | 0.39171 | 0.38786 | 0.41379 | 0.47795 | 0.55455 | 0.61132 | 0.64332 | 0.66357 | 0.61949 | 0.55433 | 0.44432 | 0.40452 | 0.35474 | 0.28762 | 0.22938
Portfolio Adjusted1-in-10Size: 20 kW to 199.99 kWOther2020July Monthly Peak | Portfolio Adjusted | 1-in-10 | Size: 20 kW to 199.99 kW | Other | 2020 | July Monthly Peak | 7 | 15.2252 | 14.3245 | 13.8468 | 13.6913 | 14.2448 | 15.5057 | 16.8419 | 19.9356 | 23.5982 | 26.5221 | 28.8326 | 30.3644 | 31.1723 | 31.7858 | 31.9836 | 31.6406 | 30.6737 | 28.7597 | 26.3365 | 24.8141 | 24.3024 | 22.2934 | 19.2972 | 16.9958 | 0 | 0 | 0 | 0 | 0 | 0 | 0 | 0 | 0 | 0 | 0 | 0 | 0 | 0 | 0.47975 | 0.47461 | 0.46011 | 0.43139 | 0 | 0 | 0 | 0 | 0 | 0 | 75.6776 | 74.5916 | 73.4717 | 72.4474 | 71.6171 | 70.7003 | 70.0309 | 70.316 | 73.635 | 78.6499 | 83.542 | 87.3781 | 90.0393 | 91.8219 | 92.6893 | 92.9321 | 92.7153 | 92.104 | 90.5993 | 88.3535 | 85.5527 | 82.4852 | 80.3198 | 78.842 | 0.24493 | 0.22802 | 0.22408 | 0.22358 | 0.24193 | 0.2798 | 0.36715 | 0.39582 | 0.40224 | 0.38678 | 0.38297 | 0.40858 | 0.47193 | 0.54756 | 0.60362 | 0.63522 | 0.65521 | 0.61169 | 0.54734 | 0.43872 | 0.39942 | 0.35027 | 0.28399 | 0.22649
Portfolio Adjusted1-in-10Size: 20 kW to 199.99 kWOther2020August Monthly Peak | Portfolio Adjusted | 1-in-10 | Size: 20 kW to 199.99 kW | Other | 2020 | August Monthly Peak | 8 | 14.9689 | 14.087 | 13.6237 | 13.4805 | 14.0216 | 15.4345 | 16.8717 | 19.594 | 23.4156 | 26.5815 | 29.1193 | 30.7847 | 31.6383 | 32.3012 | 32.4929 | 32.1012 | 31.0209 | 28.973 | 26.3377 | 25.0995 | 24.3865 | 22.0849 | 19.0846 | 16.7838 | 0 | 0 | 0 | 0 | 0 | 0 | 0 | 0 | 0 | 0 | 0 | 0 | 0 | 0 | 0.48739 | 0.48152 | 0.46531 | 0.4346 | 0 | 0 | 0 | 0 | 0 | 0 | 76.2684 | 75.1741 | 73.854 | 72.8522 | 71.9289 | 71.1846 | 70.5156 | 70.3613 | 73.0858 | 78.2297 | 82.8961 | 87.1284 | 90.3374 | 92.4637 | 93.7555 | 94.1379 | 93.6932 | 92.8091 | 91.5892 | 89.378 | 85.8264 | 82.9163 | 81.1153 | 79.2984 | 0.24821 | 0.23108 | 0.22709 | 0.22657 | 0.24518 | 0.28355 | 0.37207 | 0.40113 | 0.40763 | 0.39196 | 0.38811 | 0.41405 | 0.47825 | 0.5549 | 0.61171 | 0.64373 | 0.66399 | 0.61988 | 0.55468 | 0.4446 | 0.40477 | 0.35496 | 0.2878 | 0.22952
Portfolio Adjusted1-in-10Size: 20 kW to 199.99 kWOther2020September Monthly Peak | Portfolio Adjusted | 1-in-10 | Size: 20 kW to 199.99 kW | Other | 2020 | September Monthly Peak | 9 | 14.8676 | 14.0272 | 13.5679 | 13.4383 | 13.9876 | 15.3935 | 17.2709 | 19.5546 | 23.4378 | 26.643 | 29.1938 | 30.8767 | 31.783 | 32.4874 | 32.699 | 32.273 | 31.0939 | 28.8941 | 26.2756 | 25.7585 | 24.1319 | 21.7294 | 18.7997 | 16.5681 | 0 | 0 | 0 | 0 | 0 | 0 | 0 | 0 | 0 | 0 | 0 | 0 | 0 | 0 | 0.49049 | 0.48409 | 0.46641 | 0.43341 | 0 | 0 | 0 | 0 | 0 | 0 | 76.7468 | 75.5112 | 74.124 | 73.1748 | 72.0968 | 71.0038 | 70.255 | 70.0588 | 72.3498 | 77.5284 | 83.1591 | 88.0759 | 91.9008 | 94.3135 | 94.9841 | 95.6198 | 95.6028 | 94.7142 | 92.9654 | 89.9277 | 85.6007 | 82.5005 | 80.3921 | 78.6355 | 0.2485 | 0.23135 | 0.22735 | 0.22684 | 0.24546 | 0.28388 | 0.3725 | 0.4016 | 0.40811 | 0.39242 | 0.38856 | 0.41454 | 0.47881 | 0.55555 | 0.61242 | 0.64448 | 0.66476 | 0.62061 | 0.55532 | 0.44512 | 0.40525 | 0.35538 | 0.28814 | 0.22979
Portfolio Adjusted1-in-10Size: 20 kW to 199.99 kWOther2020October Monthly Peak | Portfolio Adjusted | 1-in-10 | Size: 20 kW to 199.99 kW | Other | 2020 | October Monthly Peak | 10 | 13.4202 | 12.7166 | 12.342 | 12.2405 | 12.7499 | 14.0564 | 15.9851 | 17.5594 | 20.4242 | 23.0842 | 25.4074 | 27.0516 | 28.0727 | 28.9249 | 29.2255 | 28.8008 | 27.6264 | 25.5297 | 24.2133 | 23.3081 | 21.6341 | 19.5377 | 16.969 | 14.9599 | 0 | 0 | 0 | 0 | 0 | 0 | 0 | 0 | 0 | 0 | 0 | 0 | 0 | 0 | 0.43838 | 0.43201 | 0.4144 | 0.38295 | 0 | 0 | 0 | 0 | 0 | 0 | 72.3304 | 71.1464 | 69.9845 | 68.5753 | 67.5511 | 66.4985 | 66.0681 | 65.633 | 66.4391 | 71.2855 | 76.9696 | 81.7614 | 85.1103 | 87.5412 | 88.7323 | 89.0463 | 88.4148 | 86.9254 | 84.3901 | 81.1922 | 78.0154 | 75.6781 | 73.833 | 72.3391 | 0.24638 | 0.22937 | 0.22541 | 0.2249 | 0.24336 | 0.28145 | 0.36932 | 0.39816 | 0.40462 | 0.38906 | 0.38524 | 0.41099 | 0.47472 | 0.5508 | 0.60719 | 0.63897 | 0.65908 | 0.6153 | 0.55058 | 0.44131 | 0.40178 | 0.35234 | 0.28567 | 0.22782
Portfolio Adjusted1-in-10Size: 20 kW to 199.99 kWOther2020November Monthly Peak | Portfolio Adjusted | 1-in-10 | Size: 20 kW to 199.99 kW | Other | 2020 | November Monthly Peak | 11 | 11.9533 | 11.4651 | 11.2498 | 11.3123 | 11.8424 | 13.1043 | 14.3197 | 15.7382 | 17.9494 | 19.531 | 20.8365 | 21.7061 | 22.1679 | 22.5862 | 22.5683 | 21.9736 | 21.318 | 21.2243 | 19.9588 | 18.8702 | 17.8151 | 16.3706 | 14.5384 | 13.035 | 0 | 0 | 0 | 0 | 0 | 0 | 0 | 0 | 0 | 0 | 0 | 0 | 0 | 0 | 0.33852 | 0.3296 | 0.31977 | 0.31836 | 0 | 0 | 0 | 0 | 0 | 0 | 59.4864 | 58.1127 | 56.9189 | 55.6153 | 54.8342 | 54.3157 | 53.7141 | 53.3444 | 55.6832 | 60.2126 | 65.6563 | 69.8849 | 72.6841 | 74.3696 | 75.4957 | 75.8177 | 74.9154 | 72.6161 | 69.7676 | 66.4789 | 64.1556 | 62.6386 | 61.1203 | 60.0181 | 0.24469 | 0.2278 | 0.22386 | 0.22336 | 0.2417 | 0.27952 | 0.36679 | 0.39543 | 0.40185 | 0.38639 | 0.3826 | 0.40817 | 0.47146 | 0.54702 | 0.60302 | 0.63459 | 0.65456 | 0.61108 | 0.5468 | 0.43829 | 0.39903 | 0.34992 | 0.28371 | 0.22626
Portfolio Adjusted1-in-10Size: 20 kW to 199.99 kWOther2020December Monthly Peak | Portfolio Adjusted | 1-in-10 | Size: 20 kW to 199.99 kW | Other | 2020 | December Monthly Peak | 12 | 12.6765 | 12.2371 | 12.0954 | 12.1605 | 12.7438 | 14.1162 | 16.1344 | 17.4267 | 19.1249 | 19.8124 | 19.9595 | 19.6252 | 19.0037 | 18.5753 | 18.069 | 17.5767 | 17.9407 | 19.0529 | 18.3673 | 17.9732 | 17.2866 | 16.3106 | 14.9087 | 13.6645 | 0 | 0 | 0 | 0 | 0 | 0 | 0 | 0 | 0 | 0 | 0 | 0 | 0 | 0 | 0.27103 | 0.26365 | 0.26911 | 0.28579 | 0 | 0 | 0 | 0 | 0 | 0 | 40.826 | 40.1494 | 39.8795 | 39.3845 | 38.9502 | 38.3561 | 38.1683 | 37.9353 | 38.5306 | 41.3729 | 44.1734 | 46.7364 | 48.425 | 49.2942 | 49.7054 | 49.682 | 48.9385 | 47.3214 | 45.5445 | 44.2483 | 43.2669 | 42.2574 | 41.8693 | 41.4077 | 0.25507 | 0.23746 | 0.23336 | 0.23283 | 0.25195 | 0.29138 | 0.38234 | 0.4122 | 0.41889 | 0.40278 | 0.39882 | 0.42549 | 0.49146 | 0.57022 | 0.6286 | 0.6615 | 0.68232 | 0.637 | 0.56999 | 0.45688 | 0.41595 | 0.36476 | 0.29575 | 0.23586
Portfolio Adjusted1-in-10Size: 20 kW to 199.99 kWOther2020Typical Event Day | Portfolio Adjusted | 1-in-10 | Size: 20 kW to 199.99 kW | Other | 2020 | Typical Event Day | 8 | 14.8822 | 14.009 | 13.5511 | 13.4102 | 13.949 | 15.3531 | 16.7756 | 19.4583 | 23.226 | 26.3483 | 28.8559 | 30.5069 | 31.3598 | 32.0251 | 32.2206 | 31.8317 | 30.7579 | 28.7178 | 26.1197 | 24.8966 | 24.2056 | 21.9304 | 18.9567 | 16.6748 | 0 | 0 | 0 | 0 | 0 | 0 | 0 | 0 | 0 | 0 | 0 | 0 | 0 | 0 | 0.48331 | 0.47748 | 0.46137 | 0.43077 | 0 | 0 | 0 | 0 | 0 | 0 | 75.6479 | 74.4158 | 73.1821 | 72.0959 | 71.1801 | 70.1216 | 69.3875 | 69.5702 | 72.6866 | 77.8799 | 82.9415 | 87.0807 | 90.1305 | 92.1683 | 93.2086 | 93.7145 | 93.6414 | 92.9096 | 91.4719 | 89.081 | 85.6289 | 82.403 | 80.2391 | 78.5027 | 0.24733 | 0.23026 | 0.22628 | 0.22577 | 0.2443 | 0.28254 | 0.37074 | 0.3997 | 0.40618 | 0.39056 | 0.38672 | 0.41258 | 0.47655 | 0.55292 | 0.60953 | 0.64143 | 0.66162 | 0.61767 | 0.5527 | 0.44302 | 0.40333 | 0.3537 | 0.28677 | 0.2287
Portfolio Adjusted1-in-10Size: 20 kW to 199.99 kWOther2021January Monthly Peak | Portfolio Adjusted | 1-in-10 | Size: 20 kW to 199.99 kW | Other | 2021 | January Monthly Peak | 1 | 13.0954 | 12.7468 | 12.6471 | 12.7533 | 13.41 | 14.8772 | 17.3338 | 18.7194 | 20.488 | 21.0375 | 20.9004 | 20.2979 | 19.4417 | 18.9073 | 18.28 | 17.8502 | 17.8213 | 19.3681 | 18.9786 | 18.7095 | 18.0327 | 16.9469 | 15.347 | 14.141 | 0 | 0 | 0 | 0 | 0 | 0 | 0 | 0 | 0 | 0 | 0 | 0 | 0 | 0 | 0.2742 | 0.26775 | 0.26732 | 0.29052 | 0 | 0 | 0 | 0 | 0 | 0 | 37.49 | 36.7351 | 36.1941 | 35.4007 | 34.8811 | 34.3871 | 33.9112 | 33.6112 | 34.1901 | 37.28 | 40.6154 | 43.1248 | 44.7953 | 46.0562 | 47.0584 | 47.2262 | 47.0278 | 46.0597 | 44.1986 | 42.8391 | 41.716 | 41.0425 | 40.2475 | 39.5833 | 0.2777 | 0.25853 | 0.25407 | 0.25349 | 0.2743 | 0.31723 | 0.41627 | 0.44878 | 0.45606 | 0.43852 | 0.43421 | 0.46324 | 0.53507 | 0.62082 | 0.68438 | 0.7202 | 0.74287 | 0.69353 | 0.62057 | 0.49742 | 0.45286 | 0.39713 | 0.32199 | 0.25679
Portfolio Adjusted1-in-10Size: 20 kW to 199.99 kWOther2021February Monthly Peak | Portfolio Adjusted | 1-in-10 | Size: 20 kW to 199.99 kW | Other | 2021 | February Monthly Peak | 2 | 12.1673 | 11.7982 | 11.6441 | 11.7152 | 12.2881 | 13.6212 | 15.4227 | 16.5752 | 18.4719 | 19.3931 | 19.8493 | 19.9662 | 19.8568 | 19.89 | 19.6552 | 19.2765 | 18.8283 | 18.9988 | 19.0826 | 18.3648 | 17.5151 | 16.263 | 14.5355 | 13.1789 | 0 | 0 | 0 | 0 | 0 | 0 | 0 | 0 | 0 | 0 | 0 | 0 | 0 | 0 | 0.29483 | 0.28915 | 0.28242 | 0.28498 | 0 | 0 | 0 | 0 | 0 | 0 | 45.6587 | 45.2977 | 45.0703 | 44.7165 | 44.6413 | 43.9261 | 43.4376 | 43.5535 | 44.8084 | 48.2038 | 51.3371 | 53.7253 | 55.385 | 56.3403 | 57.0079 | 57.3118 | 56.8813 | 55.8534 | 53.7004 | 51.452 | 49.8301 | 48.4684 | 47.3457 | 46.1348 | 0.24626 | 0.22926 | 0.2253 | 0.22479 | 0.24325 | 0.28132 | 0.36914 | 0.39797 | 0.40443 | 0.38888 | 0.38506 | 0.4108 | 0.47449 | 0.55054 | 0.6069 | 0.63867 | 0.65877 | 0.61501 | 0.55032 | 0.4411 | 0.40159 | 0.35217 | 0.28554 | 0.22772
Portfolio Adjusted1-in-10Size: 20 kW to 199.99 kWOther2021March Monthly Peak | Portfolio Adjusted | 1-in-10 | Size: 20 kW to 199.99 kW | Other | 2021 | March Monthly Peak | 3 | 12.1781 | 11.6201 | 11.363 | 11.3492 | 11.8477 | 13.0845 | 14.7702 | 16.0418 | 18.0953 | 19.5834 | 20.7314 | 21.5551 | 22.0442 | 22.5761 | 22.7974 | 22.5489 | 21.7547 | 20.4509 | 19.5423 | 19.5942 | 18.6457 | 17.0824 | 15.0265 | 13.3816 | 0 | 0 | 0 | 0 | 0 | 0 | 0 | 0 | 0 | 0 | 0 | 0 | 0 | 0 | 0.34196 | 0.33823 | 0.32632 | 0.30676 | 0 | 0 | 0 | 0 | 0 | 0 | 56.2693 | 55.1161 | 54.2892 | 53.3548 | 52.6366 | 51.8205 | 51.1878 | 51.6648 | 55.3455 | 60.7955 | 66.0478 | 70.3268 | 73.1452 | 74.7128 | 75.5057 | 75.8661 | 75.5127 | 74.1323 | 71.4941 | 67.6262 | 64.1888 | 61.373 | 59.2399 | 57.6326 | 0.24376 | 0.22693 | 0.22301 | 0.22251 | 0.24077 | 0.27846 | 0.36539 | 0.39393 | 0.40031 | 0.38492 | 0.38114 | 0.40662 | 0.46967 | 0.54494 | 0.60072 | 0.63217 | 0.65206 | 0.60875 | 0.54472 | 0.43662 | 0.39751 | 0.34859 | 0.28263 | 0.2254
Portfolio Adjusted1-in-10Size: 20 kW to 199.99 kWOther2021April Monthly Peak | Portfolio Adjusted | 1-in-10 | Size: 20 kW to 199.99 kW | Other | 2021 | April Monthly Peak | 4 | 12.9037 | 12.2396 | 11.9124 | 11.8221 | 12.3291 | 13.5315 | 14.8009 | 16.6215 | 19.5025 | 21.7786 | 23.6167 | 24.9641 | 25.7954 | 26.5652 | 26.9032 | 26.6725 | 25.6895 | 23.8434 | 21.8944 | 21.5573 | 20.7613 | 18.7983 | 16.3443 | 14.4353 | 0 | 0 | 0 | 0 | 0 | 0 | 0 | 0 | 0 | 0 | 0 | 0 | 0 | 0 | 0.40355 | 0.40009 | 0.38534 | 0.35765 | 0 | 0 | 0 | 0 | 0 | 0 | 66.7851 | 65.3763 | 63.7453 | 62.5945 | 61.453 | 60.3626 | 59.765 | 59.731 | 63.2135 | 69.5571 | 75.8583 | 81.0916 | 84.1818 | 86.203 | 87.4206 | 88.0753 | 87.9031 | 87.2138 | 85.1508 | 82.036 | 77.91 | 74.1871 | 71.4379 | 69.8004 | 0.24566 | 0.2287 | 0.22475 | 0.22424 | 0.24265 | 0.28063 | 0.36824 | 0.397 | 0.40344 | 0.38792 | 0.38411 | 0.40979 | 0.47333 | 0.54919 | 0.60541 | 0.6371 | 0.65715 | 0.6135 | 0.54896 | 0.44002 | 0.40061 | 0.35131 | 0.28484 | 0.22716
Portfolio Adjusted1-in-10Size: 20 kW to 199.99 kWOther2021May Monthly Peak | Portfolio Adjusted | 1-in-10 | Size: 20 kW to 199.99 kW | Other | 2021 | May Monthly Peak | 5 | 13.4032 | 12.6787 | 12.2975 | 12.172 | 12.6688 | 13.7847 | 14.7987 | 17.4196 | 20.8972 | 23.6251 | 25.7807 | 27.2384 | 28.0425 | 28.7368 | 28.9766 | 28.6744 | 27.6477 | 25.7614 | 23.51 | 22.4014 | 21.9743 | 19.9 | 17.2308 | 15.1446 | 0 | 0 | 0 | 0 | 0 | 0 | 0 | 0 | 0 | 0 | 0 | 0 | 0 | 0 | 0.43465 | 0.43012 | 0.41472 | 0.38642 | 0 | 0 | 0 | 0 | 0 | 0 | 71.2793 | 69.6246 | 68.2914 | 66.9413 | 65.6296 | 64.6958 | 64.132 | 64.5422 | 67.9694 | 73.4852 | 79.3729 | 83.6009 | 87.0176 | 89.3026 | 90.7176 | 91.2917 | 90.9918 | 90.3022 | 88.5994 | 86.128 | 82.3112 | 78.2281 | 75.2632 | 72.483 | 0.24601 | 0.22903 | 0.22508 | 0.22457 | 0.243 | 0.28104 | 0.36877 | 0.39757 | 0.40402 | 0.38849 | 0.38467 | 0.41039 | 0.47402 | 0.54998 | 0.60629 | 0.63802 | 0.6581 | 0.61439 | 0.54976 | 0.44066 | 0.40119 | 0.35182 | 0.28525 | 0.22749
Portfolio Adjusted1-in-10Size: 20 kW to 199.99 kWOther2021June Monthly Peak | Portfolio Adjusted | 1-in-10 | Size: 20 kW to 199.99 kW | Other | 2021 | June Monthly Peak | 6 | 14.4167 | 13.5845 | 13.1485 | 12.9772 | 13.4861 | 14.4726 | 15.7275 | 18.7604 | 22.3544 | 25.3153 | 27.6685 | 29.2365 | 30.1158 | 30.8315 | 31.1111 | 30.8225 | 29.8726 | 27.952 | 25.5177 | 23.99 | 23.4197 | 21.411 | 18.5162 | 16.2816 | 0 | 0 | 0 | 0 | 0 | 0 | 0 | 0 | 0 | 0 | 0 | 0 | 0 | 0 | 0.46667 | 0.46234 | 0.44809 | 0.41928 | 0 | 0 | 0 | 0 | 0 | 0 | 73.899 | 72.3865 | 71.2786 | 69.9092 | 69.0774 | 67.5979 | 66.7486 | 67.5448 | 71.6756 | 77.1115 | 82.1686 | 85.7404 | 88.2444 | 90.0741 | 91.4055 | 92.1683 | 92.5542 | 92.0111 | 90.7338 | 88.6649 | 85.5359 | 81.7099 | 79.1291 | 77.2347 | 0.24806 | 0.23093 | 0.22694 | 0.22643 | 0.24502 | 0.28337 | 0.37184 | 0.40088 | 0.40738 | 0.39171 | 0.38786 | 0.41379 | 0.47795 | 0.55455 | 0.61132 | 0.64332 | 0.66357 | 0.61949 | 0.55433 | 0.44432 | 0.40452 | 0.35474 | 0.28762 | 0.22938
Portfolio Adjusted1-in-10Size: 20 kW to 199.99 kWOther2021July Monthly Peak | Portfolio Adjusted | 1-in-10 | Size: 20 kW to 199.99 kW | Other | 2021 | July Monthly Peak | 7 | 15.2252 | 14.3245 | 13.8468 | 13.6913 | 14.2448 | 15.5057 | 16.8419 | 19.9356 | 23.5982 | 26.5221 | 28.8326 | 30.3644 | 31.1723 | 31.7858 | 31.9836 | 31.6406 | 30.6737 | 28.7597 | 26.3365 | 24.8141 | 24.3024 | 22.2934 | 19.2972 | 16.9958 | 0 | 0 | 0 | 0 | 0 | 0 | 0 | 0 | 0 | 0 | 0 | 0 | 0 | 0 | 0.47975 | 0.47461 | 0.46011 | 0.43139 | 0 | 0 | 0 | 0 | 0 | 0 | 75.6776 | 74.5916 | 73.4717 | 72.4474 | 71.6171 | 70.7003 | 70.0309 | 70.316 | 73.635 | 78.6499 | 83.542 | 87.3781 | 90.0393 | 91.8219 | 92.6893 | 92.9321 | 92.7153 | 92.104 | 90.5993 | 88.3535 | 85.5527 | 82.4852 | 80.3198 | 78.842 | 0.24493 | 0.22802 | 0.22408 | 0.22358 | 0.24193 | 0.2798 | 0.36715 | 0.39582 | 0.40224 | 0.38678 | 0.38297 | 0.40858 | 0.47193 | 0.54756 | 0.60362 | 0.63522 | 0.65521 | 0.61169 | 0.54734 | 0.43872 | 0.39942 | 0.35027 | 0.28399 | 0.22649
Portfolio Adjusted1-in-10Size: 20 kW to 199.99 kWOther2021August Monthly Peak | Portfolio Adjusted | 1-in-10 | Size: 20 kW to 199.99 kW | Other | 2021 | August Monthly Peak | 8 | 14.9689 | 14.087 | 13.6237 | 13.4805 | 14.0216 | 15.4345 | 16.8717 | 19.594 | 23.4156 | 26.5815 | 29.1193 | 30.7847 | 31.6383 | 32.3012 | 32.4929 | 32.1012 | 31.0209 | 28.973 | 26.3377 | 25.0995 | 24.3865 | 22.0849 | 19.0846 | 16.7838 | 0 | 0 | 0 | 0 | 0 | 0 | 0 | 0 | 0 | 0 | 0 | 0 | 0 | 0 | 0.48739 | 0.48152 | 0.46531 | 0.4346 | 0 | 0 | 0 | 0 | 0 | 0 | 76.2684 | 75.1741 | 73.854 | 72.8522 | 71.9289 | 71.1846 | 70.5156 | 70.3613 | 73.0858 | 78.2297 | 82.8961 | 87.1284 | 90.3374 | 92.4637 | 93.7555 | 94.1379 | 93.6932 | 92.8091 | 91.5892 | 89.378 | 85.8264 | 82.9163 | 81.1153 | 79.2984 | 0.24821 | 0.23108 | 0.22709 | 0.22657 | 0.24518 | 0.28355 | 0.37207 | 0.40113 | 0.40763 | 0.39196 | 0.38811 | 0.41405 | 0.47825 | 0.5549 | 0.61171 | 0.64373 | 0.66399 | 0.61988 | 0.55468 | 0.4446 | 0.40477 | 0.35496 | 0.2878 | 0.22952
Portfolio Adjusted1-in-10Size: 20 kW to 199.99 kWOther2021September Monthly Peak | Portfolio Adjusted | 1-in-10 | Size: 20 kW to 199.99 kW | Other | 2021 | September Monthly Peak | 9 | 14.8676 | 14.0272 | 13.5679 | 13.4383 | 13.9876 | 15.3935 | 17.2709 | 19.5546 | 23.4378 | 26.643 | 29.1938 | 30.8767 | 31.783 | 32.4874 | 32.699 | 32.273 | 31.0939 | 28.8941 | 26.2756 | 25.7585 | 24.1319 | 21.7294 | 18.7997 | 16.5681 | 0 | 0 | 0 | 0 | 0 | 0 | 0 | 0 | 0 | 0 | 0 | 0 | 0 | 0 | 0.49049 | 0.48409 | 0.46641 | 0.43341 | 0 | 0 | 0 | 0 | 0 | 0 | 76.7467 | 75.5112 | 74.124 | 73.1748 | 72.0968 | 71.0038 | 70.255 | 70.0588 | 72.3498 | 77.5284 | 83.1591 | 88.0759 | 91.9008 | 94.3135 | 94.9841 | 95.6198 | 95.6028 | 94.7142 | 92.9654 | 89.9277 | 85.6007 | 82.5005 | 80.3921 | 78.6355 | 0.2485 | 0.23135 | 0.22735 | 0.22684 | 0.24546 | 0.28388 | 0.3725 | 0.4016 | 0.40811 | 0.39242 | 0.38856 | 0.41454 | 0.47881 | 0.55555 | 0.61242 | 0.64448 | 0.66476 | 0.62061 | 0.55532 | 0.44512 | 0.40525 | 0.35538 | 0.28814 | 0.22979
Portfolio Adjusted1-in-10Size: 20 kW to 199.99 kWOther2021October Monthly Peak | Portfolio Adjusted | 1-in-10 | Size: 20 kW to 199.99 kW | Other | 2021 | October Monthly Peak | 10 | 13.4202 | 12.7166 | 12.342 | 12.2405 | 12.7499 | 14.0564 | 15.9851 | 17.5594 | 20.4242 | 23.0842 | 25.4074 | 27.0516 | 28.0727 | 28.9249 | 29.2255 | 28.8008 | 27.6264 | 25.5297 | 24.2133 | 23.3081 | 21.6341 | 19.5377 | 16.969 | 14.9599 | 0 | 0 | 0 | 0 | 0 | 0 | 0 | 0 | 0 | 0 | 0 | 0 | 0 | 0 | 0.43838 | 0.43201 | 0.4144 | 0.38295 | 0 | 0 | 0 | 0 | 0 | 0 | 72.3304 | 71.1464 | 69.9845 | 68.5753 | 67.5511 | 66.4985 | 66.0681 | 65.633 | 66.4391 | 71.2855 | 76.9696 | 81.7614 | 85.1103 | 87.5412 | 88.7323 | 89.0463 | 88.4148 | 86.9254 | 84.3901 | 81.1922 | 78.0154 | 75.6781 | 73.833 | 72.3391 | 0.24638 | 0.22937 | 0.22541 | 0.2249 | 0.24336 | 0.28145 | 0.36932 | 0.39816 | 0.40462 | 0.38906 | 0.38524 | 0.41099 | 0.47472 | 0.5508 | 0.60719 | 0.63897 | 0.65908 | 0.6153 | 0.55058 | 0.44131 | 0.40178 | 0.35234 | 0.28567 | 0.22782
Portfolio Adjusted1-in-10Size: 20 kW to 199.99 kWOther2021November Monthly Peak | Portfolio Adjusted | 1-in-10 | Size: 20 kW to 199.99 kW | Other | 2021 | November Monthly Peak | 11 | 11.9533 | 11.4651 | 11.2498 | 11.3123 | 11.8424 | 13.1043 | 14.3197 | 15.7382 | 17.9494 | 19.531 | 20.8365 | 21.7061 | 22.1679 | 22.5862 | 22.5683 | 21.9736 | 21.318 | 21.2243 | 19.9588 | 18.8702 | 17.8151 | 16.3706 | 14.5384 | 13.035 | 0 | 0 | 0 | 0 | 0 | 0 | 0 | 0 | 0 | 0 | 0 | 0 | 0 | 0 | 0.33852 | 0.3296 | 0.31977 | 0.31836 | 0 | 0 | 0 | 0 | 0 | 0 | 59.4864 | 58.1127 | 56.9189 | 55.6153 | 54.8342 | 54.3157 | 53.7141 | 53.3444 | 55.6832 | 60.2126 | 65.6563 | 69.8849 | 72.6841 | 74.3696 | 75.4957 | 75.8177 | 74.9154 | 72.6161 | 69.7676 | 66.4789 | 64.1556 | 62.6386 | 61.1203 | 60.0181 | 0.24469 | 0.2278 | 0.22386 | 0.22336 | 0.2417 | 0.27952 | 0.36679 | 0.39543 | 0.40185 | 0.38639 | 0.3826 | 0.40817 | 0.47146 | 0.54702 | 0.60302 | 0.63459 | 0.65456 | 0.61108 | 0.5468 | 0.43829 | 0.39903 | 0.34992 | 0.28371 | 0.22626
Portfolio Adjusted1-in-10Size: 20 kW to 199.99 kWOther2021December Monthly Peak | Portfolio Adjusted | 1-in-10 | Size: 20 kW to 199.99 kW | Other | 2021 | December Monthly Peak | 12 | 12.6765 | 12.2371 | 12.0954 | 12.1605 | 12.7438 | 14.1162 | 16.1344 | 17.4267 | 19.1249 | 19.8124 | 19.9595 | 19.6252 | 19.0037 | 18.5753 | 18.069 | 17.5767 | 17.9407 | 19.0529 | 18.3673 | 17.9732 | 17.2866 | 16.3106 | 14.9087 | 13.6645 | 0 | 0 | 0 | 0 | 0 | 0 | 0 | 0 | 0 | 0 | 0 | 0 | 0 | 0 | 0.27103 | 0.26365 | 0.26911 | 0.28579 | 0 | 0 | 0 | 0 | 0 | 0 | 40.826 | 40.1494 | 39.8795 | 39.3845 | 38.9502 | 38.3561 | 38.1683 | 37.9353 | 38.5306 | 41.3729 | 44.1734 | 46.7364 | 48.425 | 49.2942 | 49.7054 | 49.682 | 48.9385 | 47.3214 | 45.5445 | 44.2483 | 43.2669 | 42.2574 | 41.8693 | 41.4077 | 0.25507 | 0.23746 | 0.23336 | 0.23283 | 0.25195 | 0.29138 | 0.38234 | 0.4122 | 0.41889 | 0.40278 | 0.39882 | 0.42549 | 0.49146 | 0.57022 | 0.6286 | 0.6615 | 0.68232 | 0.637 | 0.56999 | 0.45688 | 0.41595 | 0.36476 | 0.29575 | 0.23586
Portfolio Adjusted1-in-10Size: 20 kW to 199.99 kWOther2021Typical Event Day | Portfolio Adjusted | 1-in-10 | Size: 20 kW to 199.99 kW | Other | 2021 | Typical Event Day | 8 | 14.8822 | 14.009 | 13.5511 | 13.4102 | 13.949 | 15.3531 | 16.7756 | 19.4583 | 23.226 | 26.3483 | 28.8559 | 30.5069 | 31.3598 | 32.0251 | 32.2206 | 31.8317 | 30.7579 | 28.7178 | 26.1197 | 24.8966 | 24.2056 | 21.9304 | 18.9567 | 16.6748 | 0 | 0 | 0 | 0 | 0 | 0 | 0 | 0 | 0 | 0 | 0 | 0 | 0 | 0 | 0.48331 | 0.47748 | 0.46137 | 0.43077 | 0 | 0 | 0 | 0 | 0 | 0 | 75.6479 | 74.4159 | 73.1821 | 72.0959 | 71.1801 | 70.1216 | 69.3875 | 69.5702 | 72.6866 | 77.8799 | 82.9415 | 87.0807 | 90.1305 | 92.1683 | 93.2086 | 93.7145 | 93.6414 | 92.9096 | 91.4719 | 89.081 | 85.6289 | 82.403 | 80.2391 | 78.5027 | 0.24733 | 0.23026 | 0.22628 | 0.22577 | 0.2443 | 0.28254 | 0.37074 | 0.3997 | 0.40618 | 0.39056 | 0.38672 | 0.41258 | 0.47655 | 0.55292 | 0.60953 | 0.64143 | 0.66162 | 0.61767 | 0.5527 | 0.44302 | 0.40333 | 0.3537 | 0.28677 | 0.2287
Portfolio Adjusted1-in-10Size: 20 kW to 199.99 kWOther2022January Monthly Peak | Portfolio Adjusted | 1-in-10 | Size: 20 kW to 199.99 kW | Other | 2022 | January Monthly Peak | 1 | 13.0954 | 12.7468 | 12.6471 | 12.7533 | 13.41 | 14.8772 | 17.3338 | 18.7194 | 20.488 | 21.0375 | 20.9004 | 20.2979 | 19.4417 | 18.9073 | 18.28 | 17.8502 | 17.8213 | 19.3681 | 18.9786 | 18.7095 | 18.0327 | 16.9469 | 15.347 | 14.141 | 0 | 0 | 0 | 0 | 0 | 0 | 0 | 0 | 0 | 0 | 0 | 0 | 0 | 0 | 0.2742 | 0.26775 | 0.26732 | 0.29052 | 0 | 0 | 0 | 0 | 0 | 0 | 37.49 | 36.7351 | 36.1941 | 35.4007 | 34.8811 | 34.3871 | 33.9112 | 33.6112 | 34.1901 | 37.28 | 40.6154 | 43.1248 | 44.7953 | 46.0562 | 47.0584 | 47.2262 | 47.0278 | 46.0597 | 44.1986 | 42.8391 | 41.716 | 41.0425 | 40.2475 | 39.5833 | 0.2777 | 0.25853 | 0.25407 | 0.25349 | 0.2743 | 0.31723 | 0.41627 | 0.44878 | 0.45606 | 0.43852 | 0.43421 | 0.46324 | 0.53507 | 0.62082 | 0.68438 | 0.7202 | 0.74287 | 0.69353 | 0.62057 | 0.49742 | 0.45286 | 0.39713 | 0.32199 | 0.25679
Portfolio Adjusted1-in-10Size: 20 kW to 199.99 kWOther2022February Monthly Peak | Portfolio Adjusted | 1-in-10 | Size: 20 kW to 199.99 kW | Other | 2022 | February Monthly Peak | 2 | 12.1673 | 11.7982 | 11.6441 | 11.7152 | 12.2881 | 13.6212 | 15.4227 | 16.5752 | 18.4719 | 19.3931 | 19.8493 | 19.9662 | 19.8568 | 19.89 | 19.6552 | 19.2765 | 18.8283 | 18.9988 | 19.0826 | 18.3648 | 17.5151 | 16.263 | 14.5355 | 13.1789 | 0 | 0 | 0 | 0 | 0 | 0 | 0 | 0 | 0 | 0 | 0 | 0 | 0 | 0 | 0.29483 | 0.28915 | 0.28242 | 0.28498 | 0 | 0 | 0 | 0 | 0 | 0 | 45.6587 | 45.2977 | 45.0703 | 44.7165 | 44.6413 | 43.9261 | 43.4376 | 43.5535 | 44.8084 | 48.2038 | 51.3371 | 53.7253 | 55.385 | 56.3403 | 57.0079 | 57.3118 | 56.8813 | 55.8534 | 53.7004 | 51.452 | 49.8301 | 48.4684 | 47.3457 | 46.1348 | 0.24626 | 0.22926 | 0.2253 | 0.22479 | 0.24325 | 0.28132 | 0.36914 | 0.39797 | 0.40443 | 0.38888 | 0.38506 | 0.4108 | 0.47449 | 0.55054 | 0.6069 | 0.63867 | 0.65877 | 0.61501 | 0.55032 | 0.4411 | 0.40159 | 0.35217 | 0.28554 | 0.22772
Portfolio Adjusted1-in-10Size: 20 kW to 199.99 kWOther2022March Monthly Peak | Portfolio Adjusted | 1-in-10 | Size: 20 kW to 199.99 kW | Other | 2022 | March Monthly Peak | 3 | 12.1781 | 11.6201 | 11.363 | 11.3492 | 11.8477 | 13.0845 | 14.7702 | 16.0418 | 18.0953 | 19.5834 | 20.7314 | 21.5551 | 22.0442 | 22.5761 | 22.7974 | 22.5489 | 21.7547 | 20.4509 | 19.5423 | 19.5942 | 18.6457 | 17.0824 | 15.0265 | 13.3816 | 0 | 0 | 0 | 0 | 0 | 0 | 0 | 0 | 0 | 0 | 0 | 0 | 0 | 0 | 0.34196 | 0.33823 | 0.32632 | 0.30676 | 0 | 0 | 0 | 0 | 0 | 0 | 56.2694 | 55.1161 | 54.2892 | 53.3548 | 52.6366 | 51.8205 | 51.1878 | 51.6648 | 55.3455 | 60.7955 | 66.0478 | 70.3268 | 73.1452 | 74.7128 | 75.5057 | 75.8661 | 75.5127 | 74.1323 | 71.4941 | 67.6262 | 64.1888 | 61.373 | 59.2399 | 57.6326 | 0.24376 | 0.22693 | 0.22301 | 0.22251 | 0.24077 | 0.27846 | 0.36539 | 0.39393 | 0.40031 | 0.38492 | 0.38114 | 0.40662 | 0.46967 | 0.54494 | 0.60072 | 0.63217 | 0.65206 | 0.60875 | 0.54472 | 0.43662 | 0.39751 | 0.34859 | 0.28263 | 0.2254
Portfolio Adjusted1-in-10Size: 20 kW to 199.99 kWOther2022April Monthly Peak | Portfolio Adjusted | 1-in-10 | Size: 20 kW to 199.99 kW | Other | 2022 | April Monthly Peak | 4 | 12.9037 | 12.2396 | 11.9124 | 11.8221 | 12.3291 | 13.5315 | 14.8009 | 16.6215 | 19.5025 | 21.7786 | 23.6167 | 24.9641 | 25.7954 | 26.5652 | 26.9032 | 26.6725 | 25.6895 | 23.8434 | 21.8944 | 21.5573 | 20.7613 | 18.7983 | 16.3443 | 14.4353 | 0 | 0 | 0 | 0 | 0 | 0 | 0 | 0 | 0 | 0 | 0 | 0 | 0 | 0 | 0.40355 | 0.40009 | 0.38534 | 0.35765 | 0 | 0 | 0 | 0 | 0 | 0 | 66.7851 | 65.3763 | 63.7453 | 62.5945 | 61.453 | 60.3626 | 59.765 | 59.731 | 63.2135 | 69.5571 | 75.8583 | 81.0916 | 84.1818 | 86.203 | 87.4206 | 88.0753 | 87.9031 | 87.2138 | 85.1508 | 82.036 | 77.91 | 74.1871 | 71.4379 | 69.8004 | 0.24566 | 0.2287 | 0.22475 | 0.22424 | 0.24265 | 0.28063 | 0.36824 | 0.397 | 0.40344 | 0.38792 | 0.38411 | 0.40979 | 0.47333 | 0.54919 | 0.60541 | 0.6371 | 0.65715 | 0.6135 | 0.54896 | 0.44002 | 0.40061 | 0.35131 | 0.28484 | 0.22716
Portfolio Adjusted1-in-10Size: 20 kW to 199.99 kWOther2022May Monthly Peak | Portfolio Adjusted | 1-in-10 | Size: 20 kW to 199.99 kW | Other | 2022 | May Monthly Peak | 5 | 13.4032 | 12.6787 | 12.2975 | 12.172 | 12.6688 | 13.7847 | 14.7987 | 17.4196 | 20.8972 | 23.6251 | 25.7807 | 27.2384 | 28.0425 | 28.7368 | 28.9766 | 28.6744 | 27.6477 | 25.7614 | 23.51 | 22.4014 | 21.9743 | 19.9 | 17.2308 | 15.1446 | 0 | 0 | 0 | 0 | 0 | 0 | 0 | 0 | 0 | 0 | 0 | 0 | 0 | 0 | 0.43465 | 0.43012 | 0.41472 | 0.38642 | 0 | 0 | 0 | 0 | 0 | 0 | 71.2793 | 69.6246 | 68.2914 | 66.9413 | 65.6296 | 64.6958 | 64.132 | 64.5422 | 67.9694 | 73.4852 | 79.3729 | 83.6009 | 87.0176 | 89.3026 | 90.7176 | 91.2917 | 90.9918 | 90.3022 | 88.5994 | 86.128 | 82.3112 | 78.2281 | 75.2632 | 72.483 | 0.24601 | 0.22903 | 0.22508 | 0.22457 | 0.243 | 0.28104 | 0.36877 | 0.39757 | 0.40402 | 0.38849 | 0.38467 | 0.41039 | 0.47402 | 0.54998 | 0.60629 | 0.63802 | 0.6581 | 0.61439 | 0.54976 | 0.44066 | 0.40119 | 0.35182 | 0.28525 | 0.22749
Portfolio Adjusted1-in-10Size: 20 kW to 199.99 kWOther2022June Monthly Peak | Portfolio Adjusted | 1-in-10 | Size: 20 kW to 199.99 kW | Other | 2022 | June Monthly Peak | 6 | 14.4167 | 13.5845 | 13.1485 | 12.9772 | 13.4861 | 14.4726 | 15.7275 | 18.7604 | 22.3544 | 25.3153 | 27.6685 | 29.2365 | 30.1158 | 30.8315 | 31.1111 | 30.8225 | 29.8726 | 27.952 | 25.5177 | 23.99 | 23.4197 | 21.411 | 18.5162 | 16.2816 | 0 | 0 | 0 | 0 | 0 | 0 | 0 | 0 | 0 | 0 | 0 | 0 | 0 | 0 | 0.46667 | 0.46234 | 0.44809 | 0.41928 | 0 | 0 | 0 | 0 | 0 | 0 | 73.899 | 72.3865 | 71.2786 | 69.9092 | 69.0774 | 67.5979 | 66.7486 | 67.5448 | 71.6756 | 77.1115 | 82.1686 | 85.7404 | 88.2444 | 90.0741 | 91.4055 | 92.1683 | 92.5542 | 92.0111 | 90.7338 | 88.6649 | 85.5359 | 81.7099 | 79.1291 | 77.2347 | 0.24806 | 0.23093 | 0.22694 | 0.22643 | 0.24502 | 0.28337 | 0.37184 | 0.40088 | 0.40738 | 0.39171 | 0.38786 | 0.41379 | 0.47795 | 0.55455 | 0.61132 | 0.64332 | 0.66357 | 0.61949 | 0.55433 | 0.44432 | 0.40452 | 0.35474 | 0.28762 | 0.22938
Portfolio Adjusted1-in-10Size: 20 kW to 199.99 kWOther2022July Monthly Peak | Portfolio Adjusted | 1-in-10 | Size: 20 kW to 199.99 kW | Other | 2022 | July Monthly Peak | 7 | 15.2252 | 14.3245 | 13.8468 | 13.6913 | 14.2448 | 15.5057 | 16.8419 | 19.9356 | 23.5982 | 26.5221 | 28.8326 | 30.3644 | 31.1723 | 31.7858 | 31.9836 | 31.6406 | 30.6737 | 28.7597 | 26.3365 | 24.8141 | 24.3024 | 22.2934 | 19.2972 | 16.9958 | 0 | 0 | 0 | 0 | 0 | 0 | 0 | 0 | 0 | 0 | 0 | 0 | 0 | 0 | 0.47975 | 0.47461 | 0.46011 | 0.43139 | 0 | 0 | 0 | 0 | 0 | 0 | 75.6776 | 74.5916 | 73.4717 | 72.4474 | 71.6171 | 70.7003 | 70.0309 | 70.316 | 73.635 | 78.6499 | 83.542 | 87.3781 | 90.0393 | 91.8219 | 92.6893 | 92.9321 | 92.7153 | 92.104 | 90.5993 | 88.3535 | 85.5527 | 82.4852 | 80.3198 | 78.842 | 0.24493 | 0.22802 | 0.22408 | 0.22358 | 0.24193 | 0.2798 | 0.36715 | 0.39582 | 0.40224 | 0.38678 | 0.38297 | 0.40858 | 0.47193 | 0.54756 | 0.60362 | 0.63522 | 0.65521 | 0.61169 | 0.54734 | 0.43872 | 0.39942 | 0.35027 | 0.28399 | 0.22649
Portfolio Adjusted1-in-10Size: 20 kW to 199.99 kWOther2022August Monthly Peak | Portfolio Adjusted | 1-in-10 | Size: 20 kW to 199.99 kW | Other | 2022 | August Monthly Peak | 8 | 14.9689 | 14.087 | 13.6237 | 13.4805 | 14.0216 | 15.4345 | 16.8717 | 19.594 | 23.4156 | 26.5815 | 29.1193 | 30.7847 | 31.6383 | 32.3012 | 32.4929 | 32.1012 | 31.0209 | 28.973 | 26.3377 | 25.0995 | 24.3865 | 22.0849 | 19.0846 | 16.7838 | 0 | 0 | 0 | 0 | 0 | 0 | 0 | 0 | 0 | 0 | 0 | 0 | 0 | 0 | 0.48739 | 0.48152 | 0.46531 | 0.4346 | 0 | 0 | 0 | 0 | 0 | 0 | 76.2684 | 75.1741 | 73.854 | 72.8522 | 71.9289 | 71.1846 | 70.5156 | 70.3613 | 73.0858 | 78.2297 | 82.8961 | 87.1285 | 90.3374 | 92.4637 | 93.7555 | 94.1379 | 93.6932 | 92.8091 | 91.5892 | 89.378 | 85.8264 | 82.9163 | 81.1153 | 79.2984 | 0.24821 | 0.23108 | 0.22709 | 0.22657 | 0.24518 | 0.28355 | 0.37207 | 0.40113 | 0.40763 | 0.39196 | 0.38811 | 0.41405 | 0.47825 | 0.5549 | 0.61171 | 0.64373 | 0.66399 | 0.61988 | 0.55468 | 0.4446 | 0.40477 | 0.35496 | 0.2878 | 0.22952
Portfolio Adjusted1-in-10Size: 20 kW to 199.99 kWOther2022September Monthly Peak | Portfolio Adjusted | 1-in-10 | Size: 20 kW to 199.99 kW | Other | 2022 | September Monthly Peak | 9 | 14.8676 | 14.0271 | 13.5679 | 13.4383 | 13.9876 | 15.3935 | 17.2709 | 19.5546 | 23.4378 | 26.643 | 29.1938 | 30.8767 | 31.783 | 32.4874 | 32.699 | 32.273 | 31.0939 | 28.8941 | 26.2756 | 25.7585 | 24.1319 | 21.7294 | 18.7997 | 16.5681 | 0 | 0 | 0 | 0 | 0 | 0 | 0 | 0 | 0 | 0 | 0 | 0 | 0 | 0 | 0.49049 | 0.48409 | 0.46641 | 0.43341 | 0 | 0 | 0 | 0 | 0 | 0 | 76.7468 | 75.5112 | 74.124 | 73.1748 | 72.0968 | 71.0038 | 70.255 | 70.0588 | 72.3498 | 77.5284 | 83.1591 | 88.0759 | 91.9008 | 94.3135 | 94.9841 | 95.6198 | 95.6028 | 94.7142 | 92.9654 | 89.9277 | 85.6007 | 82.5005 | 80.3921 | 78.6355 | 0.2485 | 0.23135 | 0.22735 | 0.22684 | 0.24546 | 0.28388 | 0.3725 | 0.4016 | 0.40811 | 0.39242 | 0.38856 | 0.41454 | 0.47881 | 0.55555 | 0.61242 | 0.64448 | 0.66476 | 0.62061 | 0.55532 | 0.44512 | 0.40525 | 0.35538 | 0.28814 | 0.22979
Portfolio Adjusted1-in-10Size: 20 kW to 199.99 kWOther2022October Monthly Peak | Portfolio Adjusted | 1-in-10 | Size: 20 kW to 199.99 kW | Other | 2022 | October Monthly Peak | 10 | 13.4202 | 12.7166 | 12.342 | 12.2405 | 12.7499 | 14.0564 | 15.9851 | 17.5594 | 20.4242 | 23.0842 | 25.4074 | 27.0516 | 28.0727 | 28.9249 | 29.2255 | 28.8008 | 27.6264 | 25.5297 | 24.2133 | 23.3081 | 21.6341 | 19.5377 | 16.969 | 14.9599 | 0 | 0 | 0 | 0 | 0 | 0 | 0 | 0 | 0 | 0 | 0 | 0 | 0 | 0 | 0.43838 | 0.43201 | 0.4144 | 0.38295 | 0 | 0 | 0 | 0 | 0 | 0 | 72.3304 | 71.1464 | 69.9845 | 68.5753 | 67.5511 | 66.4985 | 66.0681 | 65.633 | 66.4391 | 71.2855 | 76.9696 | 81.7614 | 85.1103 | 87.5412 | 88.7323 | 89.0463 | 88.4148 | 86.9254 | 84.3901 | 81.1922 | 78.0154 | 75.6781 | 73.833 | 72.3391 | 0.24638 | 0.22937 | 0.22541 | 0.2249 | 0.24336 | 0.28145 | 0.36932 | 0.39816 | 0.40462 | 0.38906 | 0.38524 | 0.41099 | 0.47472 | 0.5508 | 0.60719 | 0.63897 | 0.65908 | 0.6153 | 0.55058 | 0.44131 | 0.40178 | 0.35234 | 0.28567 | 0.22782
Portfolio Adjusted1-in-10Size: 20 kW to 199.99 kWOther2022November Monthly Peak | Portfolio Adjusted | 1-in-10 | Size: 20 kW to 199.99 kW | Other | 2022 | November Monthly Peak | 11 | 11.9533 | 11.4651 | 11.2498 | 11.3123 | 11.8424 | 13.1043 | 14.3197 | 15.7382 | 17.9494 | 19.531 | 20.8365 | 21.7061 | 22.1679 | 22.5862 | 22.5683 | 21.9736 | 21.318 | 21.2243 | 19.9588 | 18.8702 | 17.8151 | 16.3706 | 14.5384 | 13.035 | 0 | 0 | 0 | 0 | 0 | 0 | 0 | 0 | 0 | 0 | 0 | 0 | 0 | 0 | 0.33852 | 0.3296 | 0.31977 | 0.31836 | 0 | 0 | 0 | 0 | 0 | 0 | 59.4864 | 58.1127 | 56.9189 | 55.6153 | 54.8342 | 54.3157 | 53.7141 | 53.3444 | 55.6832 | 60.2126 | 65.6563 | 69.8849 | 72.6841 | 74.3696 | 75.4957 | 75.8177 | 74.9154 | 72.6161 | 69.7676 | 66.4789 | 64.1556 | 62.6386 | 61.1203 | 60.0181 | 0.24469 | 0.2278 | 0.22386 | 0.22336 | 0.2417 | 0.27952 | 0.36679 | 0.39543 | 0.40185 | 0.38639 | 0.3826 | 0.40817 | 0.47146 | 0.54702 | 0.60302 | 0.63459 | 0.65456 | 0.61108 | 0.5468 | 0.43829 | 0.39903 | 0.34992 | 0.28371 | 0.22626
Portfolio Adjusted1-in-10Size: 20 kW to 199.99 kWOther2022December Monthly Peak | Portfolio Adjusted | 1-in-10 | Size: 20 kW to 199.99 kW | Other | 2022 | December Monthly Peak | 12 | 12.6765 | 12.2371 | 12.0954 | 12.1605 | 12.7438 | 14.1162 | 16.1344 | 17.4267 | 19.1249 | 19.8124 | 19.9595 | 19.6252 | 19.0037 | 18.5753 | 18.069 | 17.5767 | 17.9407 | 19.0529 | 18.3673 | 17.9732 | 17.2866 | 16.3106 | 14.9087 | 13.6645 | 0 | 0 | 0 | 0 | 0 | 0 | 0 | 0 | 0 | 0 | 0 | 0 | 0 | 0 | 0.27103 | 0.26365 | 0.26911 | 0.28579 | 0 | 0 | 0 | 0 | 0 | 0 | 40.826 | 40.1494 | 39.8795 | 39.3844 | 38.9502 | 38.3561 | 38.1683 | 37.9353 | 38.5306 | 41.3729 | 44.1734 | 46.7364 | 48.425 | 49.2942 | 49.7054 | 49.682 | 48.9385 | 47.3214 | 45.5445 | 44.2483 | 43.2669 | 42.2574 | 41.8693 | 41.4077 | 0.25507 | 0.23746 | 0.23336 | 0.23283 | 0.25195 | 0.29138 | 0.38234 | 0.4122 | 0.41889 | 0.40278 | 0.39882 | 0.42549 | 0.49146 | 0.57022 | 0.6286 | 0.6615 | 0.68232 | 0.637 | 0.56999 | 0.45688 | 0.41595 | 0.36476 | 0.29575 | 0.23586
Portfolio Adjusted1-in-10Size: 20 kW to 199.99 kWOther2022Typical Event Day | Portfolio Adjusted | 1-in-10 | Size: 20 kW to 199.99 kW | Other | 2022 | Typical Event Day | 8 | 14.8822 | 14.009 | 13.5511 | 13.4102 | 13.949 | 15.3531 | 16.7756 | 19.4583 | 23.226 | 26.3483 | 28.8559 | 30.5069 | 31.3598 | 32.0251 | 32.2206 | 31.8317 | 30.7579 | 28.7178 | 26.1197 | 24.8966 | 24.2056 | 21.9304 | 18.9567 | 16.6748 | 0 | 0 | 0 | 0 | 0 | 0 | 0 | 0 | 0 | 0 | 0 | 0 | 0 | 0 | 0.48331 | 0.47748 | 0.46137 | 0.43077 | 0 | 0 | 0 | 0 | 0 | 0 | 75.6479 | 74.4159 | 73.1821 | 72.0959 | 71.1801 | 70.1217 | 69.3875 | 69.5702 | 72.6866 | 77.8799 | 82.9415 | 87.0807 | 90.1305 | 92.1683 | 93.2086 | 93.7145 | 93.6414 | 92.9096 | 91.4719 | 89.081 | 85.6289 | 82.403 | 80.2391 | 78.5027 | 0.24733 | 0.23026 | 0.22628 | 0.22577 | 0.2443 | 0.28254 | 0.37074 | 0.3997 | 0.40618 | 0.39056 | 0.38672 | 0.41258 | 0.47655 | 0.55292 | 0.60953 | 0.64143 | 0.66162 | 0.61767 | 0.5527 | 0.44302 | 0.40333 | 0.3537 | 0.28677 | 0.2287
Portfolio Adjusted1-in-10Size: 20 kW to 199.99 kWOther2023January Monthly Peak | Portfolio Adjusted | 1-in-10 | Size: 20 kW to 199.99 kW | Other | 2023 | January Monthly Peak | 1 | 13.0954 | 12.7468 | 12.6471 | 12.7533 | 13.41 | 14.8772 | 17.3338 | 18.7194 | 20.488 | 21.0375 | 20.9004 | 20.2979 | 19.4417 | 18.9073 | 18.28 | 17.8502 | 17.8213 | 19.3681 | 18.9786 | 18.7095 | 18.0327 | 16.9469 | 15.347 | 14.141 | 0 | 0 | 0 | 0 | 0 | 0 | 0 | 0 | 0 | 0 | 0 | 0 | 0 | 0 | 0.2742 | 0.26775 | 0.26732 | 0.29052 | 0 | 0 | 0 | 0 | 0 | 0 | 37.49 | 36.7351 | 36.1941 | 35.4007 | 34.8811 | 34.3871 | 33.9112 | 33.6112 | 34.1901 | 37.28 | 40.6154 | 43.1248 | 44.7953 | 46.0562 | 47.0584 | 47.2262 | 47.0278 | 46.0597 | 44.1986 | 42.8391 | 41.716 | 41.0425 | 40.2475 | 39.5833 | 0.2777 | 0.25853 | 0.25407 | 0.25349 | 0.2743 | 0.31723 | 0.41627 | 0.44878 | 0.45606 | 0.43852 | 0.43421 | 0.46324 | 0.53507 | 0.62082 | 0.68438 | 0.7202 | 0.74287 | 0.69353 | 0.62057 | 0.49742 | 0.45286 | 0.39713 | 0.32199 | 0.25679
Portfolio Adjusted1-in-10Size: 20 kW to 199.99 kWOther2023February Monthly Peak | Portfolio Adjusted | 1-in-10 | Size: 20 kW to 199.99 kW | Other | 2023 | February Monthly Peak | 2 | 12.1673 | 11.7982 | 11.6441 | 11.7152 | 12.2881 | 13.6212 | 15.4227 | 16.5752 | 18.4719 | 19.3931 | 19.8493 | 19.9662 | 19.8568 | 19.89 | 19.6552 | 19.2765 | 18.8283 | 18.9988 | 19.0826 | 18.3648 | 17.5151 | 16.263 | 14.5355 | 13.1789 | 0 | 0 | 0 | 0 | 0 | 0 | 0 | 0 | 0 | 0 | 0 | 0 | 0 | 0 | 0.29483 | 0.28915 | 0.28242 | 0.28498 | 0 | 0 | 0 | 0 | 0 | 0 | 45.6587 | 45.2977 | 45.0703 | 44.7165 | 44.6413 | 43.9261 | 43.4376 | 43.5535 | 44.8084 | 48.2038 | 51.3371 | 53.7253 | 55.385 | 56.3403 | 57.0079 | 57.3118 | 56.8813 | 55.8534 | 53.7004 | 51.452 | 49.8301 | 48.4684 | 47.3457 | 46.1348 | 0.24626 | 0.22926 | 0.2253 | 0.22479 | 0.24325 | 0.28132 | 0.36914 | 0.39797 | 0.40443 | 0.38888 | 0.38506 | 0.4108 | 0.47449 | 0.55054 | 0.6069 | 0.63867 | 0.65877 | 0.61501 | 0.55032 | 0.4411 | 0.40159 | 0.35217 | 0.28554 | 0.22772
Portfolio Adjusted1-in-10Size: 20 kW to 199.99 kWOther2023March Monthly Peak | Portfolio Adjusted | 1-in-10 | Size: 20 kW to 199.99 kW | Other | 2023 | March Monthly Peak | 3 | 12.1781 | 11.6201 | 11.363 | 11.3492 | 11.8477 | 13.0845 | 14.7702 | 16.0418 | 18.0953 | 19.5834 | 20.7314 | 21.5551 | 22.0442 | 22.5761 | 22.7974 | 22.5489 | 21.7547 | 20.4509 | 19.5423 | 19.5942 | 18.6457 | 17.0824 | 15.0265 | 13.3816 | 0 | 0 | 0 | 0 | 0 | 0 | 0 | 0 | 0 | 0 | 0 | 0 | 0 | 0 | 0.34196 | 0.33823 | 0.32632 | 0.30676 | 0 | 0 | 0 | 0 | 0 | 0 | 56.2693 | 55.1161 | 54.2892 | 53.3548 | 52.6366 | 51.8205 | 51.1878 | 51.6648 | 55.3455 | 60.7955 | 66.0478 | 70.3268 | 73.1452 | 74.7128 | 75.5057 | 75.8661 | 75.5127 | 74.1323 | 71.4941 | 67.6262 | 64.1888 | 61.373 | 59.2399 | 57.6326 | 0.24376 | 0.22693 | 0.22301 | 0.22251 | 0.24077 | 0.27846 | 0.36539 | 0.39393 | 0.40031 | 0.38492 | 0.38114 | 0.40662 | 0.46967 | 0.54494 | 0.60072 | 0.63217 | 0.65206 | 0.60875 | 0.54472 | 0.43662 | 0.39751 | 0.34859 | 0.28263 | 0.2254
Portfolio Adjusted1-in-10Size: 20 kW to 199.99 kWOther2023April Monthly Peak | Portfolio Adjusted | 1-in-10 | Size: 20 kW to 199.99 kW | Other | 2023 | April Monthly Peak | 4 | 12.9037 | 12.2396 | 11.9124 | 11.8221 | 12.3291 | 13.5315 | 14.8009 | 16.6215 | 19.5025 | 21.7786 | 23.6167 | 24.9641 | 25.7954 | 26.5652 | 26.9032 | 26.6725 | 25.6895 | 23.8434 | 21.8944 | 21.5573 | 20.7613 | 18.7983 | 16.3443 | 14.4353 | 0 | 0 | 0 | 0 | 0 | 0 | 0 | 0 | 0 | 0 | 0 | 0 | 0 | 0 | 0.40355 | 0.40009 | 0.38534 | 0.35765 | 0 | 0 | 0 | 0 | 0 | 0 | 66.7851 | 65.3763 | 63.7453 | 62.5945 | 61.453 | 60.3626 | 59.765 | 59.731 | 63.2136 | 69.5571 | 75.8583 | 81.0916 | 84.1818 | 86.203 | 87.4206 | 88.0753 | 87.9031 | 87.2138 | 85.1508 | 82.036 | 77.91 | 74.1871 | 71.4379 | 69.8004 | 0.24566 | 0.2287 | 0.22475 | 0.22424 | 0.24265 | 0.28063 | 0.36824 | 0.397 | 0.40344 | 0.38792 | 0.38411 | 0.40979 | 0.47333 | 0.54919 | 0.60541 | 0.6371 | 0.65715 | 0.6135 | 0.54896 | 0.44002 | 0.40061 | 0.35131 | 0.28484 | 0.22716
Portfolio Adjusted1-in-10Size: 20 kW to 199.99 kWOther2023May Monthly Peak | Portfolio Adjusted | 1-in-10 | Size: 20 kW to 199.99 kW | Other | 2023 | May Monthly Peak | 5 | 13.4032 | 12.6787 | 12.2975 | 12.172 | 12.6688 | 13.7847 | 14.7987 | 17.4196 | 20.8972 | 23.6251 | 25.7807 | 27.2384 | 28.0425 | 28.7368 | 28.9766 | 28.6744 | 27.6477 | 25.7614 | 23.51 | 22.4014 | 21.9743 | 19.9 | 17.2308 | 15.1446 | 0 | 0 | 0 | 0 | 0 | 0 | 0 | 0 | 0 | 0 | 0 | 0 | 0 | 0 | 0.43465 | 0.43012 | 0.41472 | 0.38642 | 0 | 0 | 0 | 0 | 0 | 0 | 71.2793 | 69.6246 | 68.2914 | 66.9413 | 65.6296 | 64.6958 | 64.132 | 64.5422 | 67.9694 | 73.4852 | 79.3729 | 83.6009 | 87.0176 | 89.3026 | 90.7176 | 91.2917 | 90.9918 | 90.3022 | 88.5994 | 86.128 | 82.3112 | 78.2281 | 75.2632 | 72.483 | 0.24601 | 0.22903 | 0.22508 | 0.22457 | 0.243 | 0.28104 | 0.36877 | 0.39757 | 0.40402 | 0.38849 | 0.38467 | 0.41039 | 0.47402 | 0.54998 | 0.60629 | 0.63802 | 0.6581 | 0.61439 | 0.54976 | 0.44066 | 0.40119 | 0.35182 | 0.28525 | 0.22749
Portfolio Adjusted1-in-10Size: 20 kW to 199.99 kWOther2023June Monthly Peak | Portfolio Adjusted | 1-in-10 | Size: 20 kW to 199.99 kW | Other | 2023 | June Monthly Peak | 6 | 14.4167 | 13.5845 | 13.1485 | 12.9772 | 13.4861 | 14.4726 | 15.7275 | 18.7604 | 22.3544 | 25.3153 | 27.6685 | 29.2365 | 30.1158 | 30.8315 | 31.1111 | 30.8225 | 29.8726 | 27.952 | 25.5177 | 23.99 | 23.4197 | 21.411 | 18.5162 | 16.2816 | 0 | 0 | 0 | 0 | 0 | 0 | 0 | 0 | 0 | 0 | 0 | 0 | 0 | 0 | 0.46667 | 0.46234 | 0.44809 | 0.41928 | 0 | 0 | 0 | 0 | 0 | 0 | 73.899 | 72.3865 | 71.2786 | 69.9092 | 69.0774 | 67.5979 | 66.7486 | 67.5448 | 71.6756 | 77.1115 | 82.1686 | 85.7404 | 88.2444 | 90.0741 | 91.4055 | 92.1683 | 92.5542 | 92.0111 | 90.7338 | 88.6649 | 85.5359 | 81.7099 | 79.1291 | 77.2347 | 0.24806 | 0.23093 | 0.22694 | 0.22643 | 0.24502 | 0.28337 | 0.37184 | 0.40088 | 0.40738 | 0.39171 | 0.38786 | 0.41379 | 0.47795 | 0.55455 | 0.61132 | 0.64332 | 0.66357 | 0.61949 | 0.55433 | 0.44432 | 0.40452 | 0.35474 | 0.28762 | 0.22938
Portfolio Adjusted1-in-10Size: 20 kW to 199.99 kWOther2023July Monthly Peak | Portfolio Adjusted | 1-in-10 | Size: 20 kW to 199.99 kW | Other | 2023 | July Monthly Peak | 7 | 15.2252 | 14.3245 | 13.8468 | 13.6913 | 14.2448 | 15.5057 | 16.8419 | 19.9356 | 23.5982 | 26.5221 | 28.8326 | 30.3644 | 31.1723 | 31.7858 | 31.9836 | 31.6406 | 30.6737 | 28.7597 | 26.3365 | 24.8141 | 24.3024 | 22.2934 | 19.2972 | 16.9958 | 0 | 0 | 0 | 0 | 0 | 0 | 0 | 0 | 0 | 0 | 0 | 0 | 0 | 0 | 0.47975 | 0.47461 | 0.46011 | 0.43139 | 0 | 0 | 0 | 0 | 0 | 0 | 75.6776 | 74.5916 | 73.4717 | 72.4474 | 71.6171 | 70.7003 | 70.0309 | 70.316 | 73.635 | 78.6499 | 83.542 | 87.3781 | 90.0393 | 91.8219 | 92.6893 | 92.9321 | 92.7153 | 92.104 | 90.5993 | 88.3535 | 85.5527 | 82.4852 | 80.3198 | 78.842 | 0.24493 | 0.22802 | 0.22408 | 0.22358 | 0.24193 | 0.2798 | 0.36715 | 0.39582 | 0.40224 | 0.38678 | 0.38297 | 0.40858 | 0.47193 | 0.54756 | 0.60362 | 0.63522 | 0.65521 | 0.61169 | 0.54734 | 0.43872 | 0.39942 | 0.35027 | 0.28399 | 0.22649
Portfolio Adjusted1-in-10Size: 20 kW to 199.99 kWOther2023August Monthly Peak | Portfolio Adjusted | 1-in-10 | Size: 20 kW to 199.99 kW | Other | 2023 | August Monthly Peak | 8 | 14.9689 | 14.087 | 13.6237 | 13.4805 | 14.0216 | 15.4345 | 16.8717 | 19.594 | 23.4156 | 26.5815 | 29.1193 | 30.7847 | 31.6383 | 32.3012 | 32.4929 | 32.1012 | 31.0209 | 28.973 | 26.3377 | 25.0995 | 24.3865 | 22.0849 | 19.0846 | 16.7838 | 0 | 0 | 0 | 0 | 0 | 0 | 0 | 0 | 0 | 0 | 0 | 0 | 0 | 0 | 0.48739 | 0.48152 | 0.46531 | 0.4346 | 0 | 0 | 0 | 0 | 0 | 0 | 76.2684 | 75.1741 | 73.854 | 72.8522 | 71.9289 | 71.1846 | 70.5156 | 70.3613 | 73.0858 | 78.2297 | 82.8961 | 87.1285 | 90.3374 | 92.4637 | 93.7555 | 94.1379 | 93.6932 | 92.8091 | 91.5892 | 89.378 | 85.8264 | 82.9163 | 81.1153 | 79.2984 | 0.24821 | 0.23108 | 0.22709 | 0.22657 | 0.24518 | 0.28355 | 0.37207 | 0.40113 | 0.40763 | 0.39196 | 0.38811 | 0.41405 | 0.47825 | 0.5549 | 0.61171 | 0.64373 | 0.66399 | 0.61988 | 0.55468 | 0.4446 | 0.40477 | 0.35496 | 0.2878 | 0.22952
Portfolio Adjusted1-in-10Size: 20 kW to 199.99 kWOther2023September Monthly Peak | Portfolio Adjusted | 1-in-10 | Size: 20 kW to 199.99 kW | Other | 2023 | September Monthly Peak | 9 | 14.8676 | 14.0272 | 13.5679 | 13.4383 | 13.9876 | 15.3935 | 17.2709 | 19.5546 | 23.4378 | 26.643 | 29.1938 | 30.8767 | 31.783 | 32.4874 | 32.699 | 32.273 | 31.0939 | 28.8941 | 26.2756 | 25.7585 | 24.1319 | 21.7294 | 18.7997 | 16.5681 | 0 | 0 | 0 | 0 | 0 | 0 | 0 | 0 | 0 | 0 | 0 | 0 | 0 | 0 | 0.49049 | 0.48409 | 0.46641 | 0.43341 | 0 | 0 | 0 | 0 | 0 | 0 | 76.7468 | 75.5112 | 74.124 | 73.1748 | 72.0968 | 71.0038 | 70.255 | 70.0588 | 72.3498 | 77.5284 | 83.1591 | 88.0759 | 91.9008 | 94.3135 | 94.9841 | 95.6198 | 95.6028 | 94.7142 | 92.9654 | 89.9277 | 85.6007 | 82.5005 | 80.3921 | 78.6355 | 0.2485 | 0.23135 | 0.22735 | 0.22684 | 0.24546 | 0.28388 | 0.3725 | 0.4016 | 0.40811 | 0.39242 | 0.38856 | 0.41454 | 0.47881 | 0.55555 | 0.61242 | 0.64448 | 0.66476 | 0.62061 | 0.55532 | 0.44512 | 0.40525 | 0.35538 | 0.28814 | 0.22979
Portfolio Adjusted1-in-10Size: 20 kW to 199.99 kWOther2023October Monthly Peak | Portfolio Adjusted | 1-in-10 | Size: 20 kW to 199.99 kW | Other | 2023 | October Monthly Peak | 10 | 13.4202 | 12.7166 | 12.342 | 12.2405 | 12.7499 | 14.0564 | 15.9851 | 17.5594 | 20.4242 | 23.0842 | 25.4074 | 27.0516 | 28.0727 | 28.9249 | 29.2255 | 28.8008 | 27.6264 | 25.5297 | 24.2133 | 23.3081 | 21.6341 | 19.5377 | 16.969 | 14.9599 | 0 | 0 | 0 | 0 | 0 | 0 | 0 | 0 | 0 | 0 | 0 | 0 | 0 | 0 | 0.43838 | 0.43201 | 0.4144 | 0.38295 | 0 | 0 | 0 | 0 | 0 | 0 | 72.3304 | 71.1464 | 69.9845 | 68.5753 | 67.5511 | 66.4985 | 66.0681 | 65.633 | 66.4391 | 71.2855 | 76.9696 | 81.7614 | 85.1103 | 87.5412 | 88.7323 | 89.0463 | 88.4148 | 86.9254 | 84.3901 | 81.1922 | 78.0154 | 75.6781 | 73.833 | 72.3391 | 0.24638 | 0.22937 | 0.22541 | 0.2249 | 0.24336 | 0.28145 | 0.36932 | 0.39816 | 0.40462 | 0.38906 | 0.38524 | 0.41099 | 0.47472 | 0.5508 | 0.60719 | 0.63897 | 0.65908 | 0.6153 | 0.55058 | 0.44131 | 0.40178 | 0.35234 | 0.28567 | 0.22782
Portfolio Adjusted1-in-10Size: 20 kW to 199.99 kWOther2023November Monthly Peak | Portfolio Adjusted | 1-in-10 | Size: 20 kW to 199.99 kW | Other | 2023 | November Monthly Peak | 11 | 11.9533 | 11.4651 | 11.2498 | 11.3123 | 11.8424 | 13.1043 | 14.3197 | 15.7382 | 17.9494 | 19.531 | 20.8365 | 21.7061 | 22.1679 | 22.5862 | 22.5683 | 21.9736 | 21.318 | 21.2243 | 19.9588 | 18.8702 | 17.8151 | 16.3706 | 14.5384 | 13.035 | 0 | 0 | 0 | 0 | 0 | 0 | 0 | 0 | 0 | 0 | 0 | 0 | 0 | 0 | 0.33852 | 0.3296 | 0.31977 | 0.31836 | 0 | 0 | 0 | 0 | 0 | 0 | 59.4864 | 58.1127 | 56.9189 | 55.6153 | 54.8342 | 54.3157 | 53.7141 | 53.3444 | 55.6832 | 60.2126 | 65.6563 | 69.8849 | 72.6841 | 74.3696 | 75.4957 | 75.8176 | 74.9154 | 72.6161 | 69.7676 | 66.4789 | 64.1556 | 62.6386 | 61.1203 | 60.0181 | 0.24469 | 0.2278 | 0.22386 | 0.22336 | 0.2417 | 0.27952 | 0.36679 | 0.39543 | 0.40185 | 0.38639 | 0.3826 | 0.40817 | 0.47146 | 0.54702 | 0.60302 | 0.63459 | 0.65456 | 0.61108 | 0.5468 | 0.43829 | 0.39903 | 0.34992 | 0.28371 | 0.22626
Portfolio Adjusted1-in-10Size: 20 kW to 199.99 kWOther2023December Monthly Peak | Portfolio Adjusted | 1-in-10 | Size: 20 kW to 199.99 kW | Other | 2023 | December Monthly Peak | 12 | 12.6765 | 12.2371 | 12.0954 | 12.1605 | 12.7438 | 14.1162 | 16.1344 | 17.4267 | 19.1249 | 19.8124 | 19.9595 | 19.6252 | 19.0037 | 18.5753 | 18.069 | 17.5767 | 17.9407 | 19.0529 | 18.3673 | 17.9732 | 17.2866 | 16.3106 | 14.9087 | 13.6645 | 0 | 0 | 0 | 0 | 0 | 0 | 0 | 0 | 0 | 0 | 0 | 0 | 0 | 0 | 0.27103 | 0.26365 | 0.26911 | 0.28579 | 0 | 0 | 0 | 0 | 0 | 0 | 40.826 | 40.1494 | 39.8795 | 39.3845 | 38.9502 | 38.3561 | 38.1683 | 37.9353 | 38.5306 | 41.3729 | 44.1734 | 46.7364 | 48.425 | 49.2942 | 49.7054 | 49.682 | 48.9385 | 47.3214 | 45.5445 | 44.2483 | 43.2669 | 42.2574 | 41.8693 | 41.4077 | 0.25507 | 0.23746 | 0.23336 | 0.23283 | 0.25195 | 0.29138 | 0.38234 | 0.4122 | 0.41889 | 0.40278 | 0.39882 | 0.42549 | 0.49146 | 0.57022 | 0.6286 | 0.6615 | 0.68232 | 0.637 | 0.56999 | 0.45688 | 0.41595 | 0.36476 | 0.29575 | 0.23586
Portfolio Adjusted1-in-10Size: 20 kW to 199.99 kWOther2023Typical Event Day | Portfolio Adjusted | 1-in-10 | Size: 20 kW to 199.99 kW | Other | 2023 | Typical Event Day | 8 | 14.8822 | 14.009 | 13.5511 | 13.4102 | 13.949 | 15.3531 | 16.7756 | 19.4583 | 23.226 | 26.3483 | 28.8559 | 30.5069 | 31.3598 | 32.0251 | 32.2206 | 31.8317 | 30.7579 | 28.7178 | 26.1197 | 24.8966 | 24.2056 | 21.9304 | 18.9567 | 16.6748 | 0 | 0 | 0 | 0 | 0 | 0 | 0 | 0 | 0 | 0 | 0 | 0 | 0 | 0 | 0.48331 | 0.47748 | 0.46137 | 0.43077 | 0 | 0 | 0 | 0 | 0 | 0 | 75.6479 | 74.4158 | 73.1821 | 72.0959 | 71.1801 | 70.1216 | 69.3875 | 69.5702 | 72.6866 | 77.8799 | 82.9415 | 87.0807 | 90.1305 | 92.1683 | 93.2086 | 93.7145 | 93.6414 | 92.9096 | 91.4719 | 89.081 | 85.6289 | 82.403 | 80.2391 | 78.5027 | 0.24733 | 0.23026 | 0.22628 | 0.22577 | 0.2443 | 0.28254 | 0.37074 | 0.3997 | 0.40618 | 0.39056 | 0.38672 | 0.41258 | 0.47655 | 0.55292 | 0.60953 | 0.64143 | 0.66162 | 0.61767 | 0.5527 | 0.44302 | 0.40333 | 0.3537 | 0.28677 | 0.2287
Portfolio Adjusted1-in-10Size: 20 kW to 199.99 kWOther2024January Monthly Peak | Portfolio Adjusted | 1-in-10 | Size: 20 kW to 199.99 kW | Other | 2024 | January Monthly Peak | 1 | 13.0954 | 12.7468 | 12.6471 | 12.7533 | 13.41 | 14.8772 | 17.3338 | 18.7194 | 20.488 | 21.0375 | 20.9004 | 20.2979 | 19.4417 | 18.9073 | 18.28 | 17.8502 | 17.8213 | 19.3681 | 18.9786 | 18.7095 | 18.0327 | 16.9469 | 15.347 | 14.141 | 0 | 0 | 0 | 0 | 0 | 0 | 0 | 0 | 0 | 0 | 0 | 0 | 0 | 0 | 0.2742 | 0.26775 | 0.26732 | 0.29052 | 0 | 0 | 0 | 0 | 0 | 0 | 37.49 | 36.7351 | 36.1941 | 35.4007 | 34.8811 | 34.3871 | 33.9112 | 33.6112 | 34.1901 | 37.28 | 40.6154 | 43.1248 | 44.7953 | 46.0562 | 47.0584 | 47.2262 | 47.0278 | 46.0597 | 44.1986 | 42.8391 | 41.716 | 41.0425 | 40.2475 | 39.5833 | 0.2777 | 0.25853 | 0.25407 | 0.25349 | 0.2743 | 0.31723 | 0.41627 | 0.44878 | 0.45606 | 0.43852 | 0.43421 | 0.46324 | 0.53507 | 0.62082 | 0.68438 | 0.7202 | 0.74287 | 0.69353 | 0.62057 | 0.49742 | 0.45286 | 0.39713 | 0.32199 | 0.25679
Portfolio Adjusted1-in-10Size: 20 kW to 199.99 kWOther2024February Monthly Peak | Portfolio Adjusted | 1-in-10 | Size: 20 kW to 199.99 kW | Other | 2024 | February Monthly Peak | 2 | 12.1673 | 11.7982 | 11.6441 | 11.7152 | 12.2881 | 13.6212 | 15.4227 | 16.5752 | 18.4719 | 19.3931 | 19.8493 | 19.9662 | 19.8568 | 19.89 | 19.6552 | 19.2765 | 18.8283 | 18.9988 | 19.0826 | 18.3648 | 17.5151 | 16.263 | 14.5355 | 13.1789 | 0 | 0 | 0 | 0 | 0 | 0 | 0 | 0 | 0 | 0 | 0 | 0 | 0 | 0 | 0.29483 | 0.28915 | 0.28242 | 0.28498 | 0 | 0 | 0 | 0 | 0 | 0 | 45.6587 | 45.2977 | 45.0703 | 44.7165 | 44.6413 | 43.9261 | 43.4376 | 43.5535 | 44.8084 | 48.2038 | 51.3371 | 53.7253 | 55.385 | 56.3403 | 57.0079 | 57.3118 | 56.8813 | 55.8534 | 53.7004 | 51.452 | 49.8301 | 48.4684 | 47.3457 | 46.1348 | 0.24626 | 0.22926 | 0.2253 | 0.22479 | 0.24325 | 0.28132 | 0.36914 | 0.39797 | 0.40443 | 0.38888 | 0.38506 | 0.4108 | 0.47449 | 0.55054 | 0.6069 | 0.63867 | 0.65877 | 0.61501 | 0.55032 | 0.4411 | 0.40159 | 0.35217 | 0.28554 | 0.22772
Portfolio Adjusted1-in-10Size: 20 kW to 199.99 kWOther2024March Monthly Peak | Portfolio Adjusted | 1-in-10 | Size: 20 kW to 199.99 kW | Other | 2024 | March Monthly Peak | 3 | 12.1781 | 11.6201 | 11.363 | 11.3492 | 11.8477 | 13.0845 | 14.7702 | 16.0418 | 18.0953 | 19.5834 | 20.7314 | 21.5551 | 22.0442 | 22.5761 | 22.7974 | 22.5489 | 21.7547 | 20.4509 | 19.5423 | 19.5942 | 18.6457 | 17.0824 | 15.0265 | 13.3816 | 0 | 0 | 0 | 0 | 0 | 0 | 0 | 0 | 0 | 0 | 0 | 0 | 0 | 0 | 0.34196 | 0.33823 | 0.32632 | 0.30676 | 0 | 0 | 0 | 0 | 0 | 0 | 56.2694 | 55.1161 | 54.2892 | 53.3548 | 52.6366 | 51.8205 | 51.1878 | 51.6648 | 55.3455 | 60.7955 | 66.0478 | 70.3268 | 73.1452 | 74.7128 | 75.5057 | 75.8661 | 75.5127 | 74.1323 | 71.4941 | 67.6262 | 64.1888 | 61.373 | 59.2399 | 57.6326 | 0.24376 | 0.22693 | 0.22301 | 0.22251 | 0.24077 | 0.27846 | 0.36539 | 0.39393 | 0.40031 | 0.38492 | 0.38114 | 0.40662 | 0.46967 | 0.54494 | 0.60072 | 0.63217 | 0.65206 | 0.60875 | 0.54472 | 0.43662 | 0.39751 | 0.34859 | 0.28263 | 0.2254
Portfolio Adjusted1-in-10Size: 20 kW to 199.99 kWOther2024April Monthly Peak | Portfolio Adjusted | 1-in-10 | Size: 20 kW to 199.99 kW | Other | 2024 | April Monthly Peak | 4 | 12.9037 | 12.2396 | 11.9124 | 11.8221 | 12.3291 | 13.5315 | 14.8009 | 16.6215 | 19.5025 | 21.7786 | 23.6167 | 24.9641 | 25.7954 | 26.5652 | 26.9032 | 26.6725 | 25.6895 | 23.8434 | 21.8944 | 21.5573 | 20.7613 | 18.7983 | 16.3443 | 14.4353 | 0 | 0 | 0 | 0 | 0 | 0 | 0 | 0 | 0 | 0 | 0 | 0 | 0 | 0 | 0.40355 | 0.40009 | 0.38534 | 0.35765 | 0 | 0 | 0 | 0 | 0 | 0 | 66.7851 | 65.3763 | 63.7453 | 62.5945 | 61.453 | 60.3626 | 59.765 | 59.731 | 63.2135 | 69.5571 | 75.8583 | 81.0916 | 84.1818 | 86.203 | 87.4206 | 88.0753 | 87.9031 | 87.2138 | 85.1508 | 82.036 | 77.91 | 74.1871 | 71.4379 | 69.8004 | 0.24566 | 0.2287 | 0.22475 | 0.22424 | 0.24265 | 0.28063 | 0.36824 | 0.397 | 0.40344 | 0.38792 | 0.38411 | 0.40979 | 0.47333 | 0.54919 | 0.60541 | 0.6371 | 0.65715 | 0.6135 | 0.54896 | 0.44002 | 0.40061 | 0.35131 | 0.28484 | 0.22716
Portfolio Adjusted1-in-10Size: 20 kW to 199.99 kWOther2024May Monthly Peak | Portfolio Adjusted | 1-in-10 | Size: 20 kW to 199.99 kW | Other | 2024 | May Monthly Peak | 5 | 13.4032 | 12.6787 | 12.2975 | 12.172 | 12.6688 | 13.7847 | 14.7987 | 17.4196 | 20.8972 | 23.6251 | 25.7807 | 27.2384 | 28.0425 | 28.7368 | 28.9766 | 28.6744 | 27.6477 | 25.7614 | 23.51 | 22.4014 | 21.9743 | 19.9 | 17.2308 | 15.1446 | 0 | 0 | 0 | 0 | 0 | 0 | 0 | 0 | 0 | 0 | 0 | 0 | 0 | 0 | 0.43465 | 0.43012 | 0.41472 | 0.38642 | 0 | 0 | 0 | 0 | 0 | 0 | 71.2793 | 69.6246 | 68.2914 | 66.9413 | 65.6296 | 64.6958 | 64.132 | 64.5422 | 67.9694 | 73.4852 | 79.3729 | 83.6009 | 87.0176 | 89.3026 | 90.7176 | 91.2917 | 90.9918 | 90.3022 | 88.5994 | 86.128 | 82.3112 | 78.2281 | 75.2632 | 72.4831 | 0.24601 | 0.22903 | 0.22508 | 0.22457 | 0.243 | 0.28104 | 0.36877 | 0.39757 | 0.40402 | 0.38849 | 0.38467 | 0.41039 | 0.47402 | 0.54998 | 0.60629 | 0.63802 | 0.6581 | 0.61439 | 0.54976 | 0.44066 | 0.40119 | 0.35182 | 0.28525 | 0.22749
Portfolio Adjusted1-in-10Size: 20 kW to 199.99 kWOther2024June Monthly Peak | Portfolio Adjusted | 1-in-10 | Size: 20 kW to 199.99 kW | Other | 2024 | June Monthly Peak | 6 | 14.4167 | 13.5845 | 13.1485 | 12.9772 | 13.4861 | 14.4726 | 15.7275 | 18.7604 | 22.3544 | 25.3153 | 27.6685 | 29.2365 | 30.1158 | 30.8315 | 31.1111 | 30.8225 | 29.8726 | 27.952 | 25.5177 | 23.99 | 23.4197 | 21.411 | 18.5162 | 16.2816 | 0 | 0 | 0 | 0 | 0 | 0 | 0 | 0 | 0 | 0 | 0 | 0 | 0 | 0 | 0.46667 | 0.46234 | 0.44809 | 0.41928 | 0 | 0 | 0 | 0 | 0 | 0 | 73.899 | 72.3865 | 71.2786 | 69.9093 | 69.0774 | 67.5979 | 66.7486 | 67.5448 | 71.6756 | 77.1115 | 82.1686 | 85.7404 | 88.2444 | 90.0741 | 91.4055 | 92.1683 | 92.5542 | 92.0111 | 90.7338 | 88.6649 | 85.5359 | 81.7099 | 79.1291 | 77.2347 | 0.24806 | 0.23093 | 0.22694 | 0.22643 | 0.24502 | 0.28337 | 0.37184 | 0.40088 | 0.40738 | 0.39171 | 0.38786 | 0.41379 | 0.47795 | 0.55455 | 0.61132 | 0.64332 | 0.66357 | 0.61949 | 0.55433 | 0.44432 | 0.40452 | 0.35474 | 0.28762 | 0.22938
Portfolio Adjusted1-in-10Size: 20 kW to 199.99 kWOther2024July Monthly Peak | Portfolio Adjusted | 1-in-10 | Size: 20 kW to 199.99 kW | Other | 2024 | July Monthly Peak | 7 | 15.2252 | 14.3245 | 13.8468 | 13.6913 | 14.2448 | 15.5057 | 16.8419 | 19.9356 | 23.5982 | 26.5221 | 28.8326 | 30.3644 | 31.1723 | 31.7858 | 31.9836 | 31.6406 | 30.6737 | 28.7597 | 26.3365 | 24.8141 | 24.3024 | 22.2934 | 19.2972 | 16.9958 | 0 | 0 | 0 | 0 | 0 | 0 | 0 | 0 | 0 | 0 | 0 | 0 | 0 | 0 | 0.47975 | 0.47461 | 0.46011 | 0.43139 | 0 | 0 | 0 | 0 | 0 | 0 | 75.6776 | 74.5916 | 73.4717 | 72.4474 | 71.6171 | 70.7003 | 70.0309 | 70.316 | 73.635 | 78.6499 | 83.542 | 87.3781 | 90.0393 | 91.8219 | 92.6893 | 92.9321 | 92.7153 | 92.104 | 90.5993 | 88.3535 | 85.5527 | 82.4852 | 80.3198 | 78.842 | 0.24493 | 0.22802 | 0.22408 | 0.22358 | 0.24193 | 0.2798 | 0.36715 | 0.39582 | 0.40224 | 0.38678 | 0.38297 | 0.40858 | 0.47193 | 0.54756 | 0.60362 | 0.63522 | 0.65521 | 0.61169 | 0.54734 | 0.43872 | 0.39942 | 0.35027 | 0.28399 | 0.22649
Portfolio Adjusted1-in-10Size: 20 kW to 199.99 kWOther2024August Monthly Peak | Portfolio Adjusted | 1-in-10 | Size: 20 kW to 199.99 kW | Other | 2024 | August Monthly Peak | 8 | 14.9689 | 14.087 | 13.6237 | 13.4805 | 14.0216 | 15.4345 | 16.8717 | 19.594 | 23.4156 | 26.5815 | 29.1193 | 30.7847 | 31.6383 | 32.3012 | 32.4929 | 32.1012 | 31.0209 | 28.973 | 26.3377 | 25.0995 | 24.3865 | 22.0849 | 19.0846 | 16.7838 | 0 | 0 | 0 | 0 | 0 | 0 | 0 | 0 | 0 | 0 | 0 | 0 | 0 | 0 | 0.48739 | 0.48152 | 0.46531 | 0.4346 | 0 | 0 | 0 | 0 | 0 | 0 | 76.2684 | 75.1741 | 73.854 | 72.8522 | 71.9289 | 71.1846 | 70.5156 | 70.3613 | 73.0858 | 78.2297 | 82.8961 | 87.1285 | 90.3374 | 92.4637 | 93.7555 | 94.1379 | 93.6932 | 92.8091 | 91.5892 | 89.378 | 85.8264 | 82.9163 | 81.1153 | 79.2984 | 0.24821 | 0.23108 | 0.22709 | 0.22657 | 0.24518 | 0.28355 | 0.37207 | 0.40113 | 0.40763 | 0.39196 | 0.38811 | 0.41405 | 0.47825 | 0.5549 | 0.61171 | 0.64373 | 0.66399 | 0.61988 | 0.55468 | 0.4446 | 0.40477 | 0.35496 | 0.2878 | 0.22952
Portfolio Adjusted1-in-10Size: 20 kW to 199.99 kWOther2024September Monthly Peak | Portfolio Adjusted | 1-in-10 | Size: 20 kW to 199.99 kW | Other | 2024 | September Monthly Peak | 9 | 14.8676 | 14.0271 | 13.5679 | 13.4383 | 13.9876 | 15.3935 | 17.2709 | 19.5546 | 23.4378 | 26.643 | 29.1938 | 30.8767 | 31.783 | 32.4874 | 32.699 | 32.273 | 31.0939 | 28.8941 | 26.2756 | 25.7585 | 24.1319 | 21.7294 | 18.7997 | 16.5681 | 0 | 0 | 0 | 0 | 0 | 0 | 0 | 0 | 0 | 0 | 0 | 0 | 0 | 0 | 0.49049 | 0.48409 | 0.46641 | 0.43341 | 0 | 0 | 0 | 0 | 0 | 0 | 76.7468 | 75.5112 | 74.124 | 73.1748 | 72.0968 | 71.0038 | 70.255 | 70.0588 | 72.3498 | 77.5284 | 83.1591 | 88.0759 | 91.9008 | 94.3135 | 94.9841 | 95.6198 | 95.6028 | 94.7142 | 92.9654 | 89.9277 | 85.6007 | 82.5005 | 80.3921 | 78.6355 | 0.2485 | 0.23135 | 0.22735 | 0.22684 | 0.24546 | 0.28388 | 0.3725 | 0.4016 | 0.40811 | 0.39242 | 0.38856 | 0.41454 | 0.47881 | 0.55555 | 0.61242 | 0.64448 | 0.66476 | 0.62061 | 0.55532 | 0.44512 | 0.40525 | 0.35538 | 0.28814 | 0.22979
Portfolio Adjusted1-in-10Size: 20 kW to 199.99 kWOther2024October Monthly Peak | Portfolio Adjusted | 1-in-10 | Size: 20 kW to 199.99 kW | Other | 2024 | October Monthly Peak | 10 | 13.4202 | 12.7166 | 12.342 | 12.2405 | 12.7499 | 14.0564 | 15.9851 | 17.5594 | 20.4242 | 23.0842 | 25.4074 | 27.0516 | 28.0727 | 28.9249 | 29.2255 | 28.8008 | 27.6264 | 25.5297 | 24.2133 | 23.3081 | 21.6341 | 19.5377 | 16.969 | 14.9599 | 0 | 0 | 0 | 0 | 0 | 0 | 0 | 0 | 0 | 0 | 0 | 0 | 0 | 0 | 0.43838 | 0.43201 | 0.4144 | 0.38295 | 0 | 0 | 0 | 0 | 0 | 0 | 72.3304 | 71.1464 | 69.9845 | 68.5753 | 67.5511 | 66.4985 | 66.0681 | 65.633 | 66.4391 | 71.2855 | 76.9696 | 81.7614 | 85.1103 | 87.5412 | 88.7323 | 89.0463 | 88.4148 | 86.9254 | 84.3901 | 81.1922 | 78.0154 | 75.6781 | 73.833 | 72.3391 | 0.24638 | 0.22937 | 0.22541 | 0.2249 | 0.24336 | 0.28145 | 0.36932 | 0.39816 | 0.40462 | 0.38906 | 0.38524 | 0.41099 | 0.47472 | 0.5508 | 0.60719 | 0.63897 | 0.65908 | 0.6153 | 0.55058 | 0.44131 | 0.40178 | 0.35234 | 0.28567 | 0.22782
Portfolio Adjusted1-in-10Size: 20 kW to 199.99 kWOther2024November Monthly Peak | Portfolio Adjusted | 1-in-10 | Size: 20 kW to 199.99 kW | Other | 2024 | November Monthly Peak | 11 | 11.9533 | 11.4651 | 11.2498 | 11.3123 | 11.8424 | 13.1043 | 14.3197 | 15.7382 | 17.9494 | 19.531 | 20.8365 | 21.7061 | 22.1679 | 22.5862 | 22.5683 | 21.9736 | 21.318 | 21.2243 | 19.9588 | 18.8702 | 17.8151 | 16.3706 | 14.5384 | 13.035 | 0 | 0 | 0 | 0 | 0 | 0 | 0 | 0 | 0 | 0 | 0 | 0 | 0 | 0 | 0.33852 | 0.3296 | 0.31977 | 0.31836 | 0 | 0 | 0 | 0 | 0 | 0 | 59.4864 | 58.1127 | 56.9189 | 55.6153 | 54.8342 | 54.3157 | 53.7141 | 53.3444 | 55.6832 | 60.2126 | 65.6563 | 69.8849 | 72.6841 | 74.3696 | 75.4957 | 75.8176 | 74.9154 | 72.6161 | 69.7676 | 66.4789 | 64.1556 | 62.6386 | 61.1203 | 60.0181 | 0.24469 | 0.2278 | 0.22386 | 0.22336 | 0.2417 | 0.27952 | 0.36679 | 0.39543 | 0.40185 | 0.38639 | 0.3826 | 0.40817 | 0.47146 | 0.54702 | 0.60302 | 0.63459 | 0.65456 | 0.61108 | 0.5468 | 0.43829 | 0.39903 | 0.34992 | 0.28371 | 0.22626
Portfolio Adjusted1-in-10Size: 20 kW to 199.99 kWOther2024December Monthly Peak | Portfolio Adjusted | 1-in-10 | Size: 20 kW to 199.99 kW | Other | 2024 | December Monthly Peak | 12 | 12.6765 | 12.2371 | 12.0954 | 12.1605 | 12.7438 | 14.1162 | 16.1344 | 17.4267 | 19.1249 | 19.8124 | 19.9595 | 19.6252 | 19.0037 | 18.5753 | 18.069 | 17.5767 | 17.9407 | 19.0529 | 18.3673 | 17.9732 | 17.2866 | 16.3106 | 14.9087 | 13.6645 | 0 | 0 | 0 | 0 | 0 | 0 | 0 | 0 | 0 | 0 | 0 | 0 | 0 | 0 | 0.27103 | 0.26365 | 0.26911 | 0.28579 | 0 | 0 | 0 | 0 | 0 | 0 | 40.826 | 40.1494 | 39.8795 | 39.3845 | 38.9502 | 38.3561 | 38.1683 | 37.9353 | 38.5306 | 41.3729 | 44.1734 | 46.7364 | 48.425 | 49.2942 | 49.7054 | 49.682 | 48.9385 | 47.3214 | 45.5445 | 44.2483 | 43.2669 | 42.2574 | 41.8693 | 41.4077 | 0.25507 | 0.23746 | 0.23336 | 0.23283 | 0.25195 | 0.29138 | 0.38234 | 0.4122 | 0.41889 | 0.40278 | 0.39882 | 0.42549 | 0.49146 | 0.57022 | 0.6286 | 0.6615 | 0.68232 | 0.637 | 0.56999 | 0.45688 | 0.41595 | 0.36476 | 0.29575 | 0.23586
Portfolio Adjusted1-in-10Size: 20 kW to 199.99 kWOther2024Typical Event Day | Portfolio Adjusted | 1-in-10 | Size: 20 kW to 199.99 kW | Other | 2024 | Typical Event Day | 8 | 14.8822 | 14.009 | 13.5511 | 13.4102 | 13.949 | 15.3531 | 16.7756 | 19.4583 | 23.226 | 26.3483 | 28.8559 | 30.5069 | 31.3598 | 32.0251 | 32.2206 | 31.8317 | 30.7579 | 28.7178 | 26.1197 | 24.8966 | 24.2056 | 21.9304 | 18.9567 | 16.6748 | 0 | 0 | 0 | 0 | 0 | 0 | 0 | 0 | 0 | 0 | 0 | 0 | 0 | 0 | 0.48331 | 0.47748 | 0.46137 | 0.43077 | 0 | 0 | 0 | 0 | 0 | 0 | 75.6479 | 74.4159 | 73.1821 | 72.0959 | 71.1801 | 70.1217 | 69.3875 | 69.5702 | 72.6866 | 77.8799 | 82.9415 | 87.0807 | 90.1305 | 92.1683 | 93.2086 | 93.7145 | 93.6414 | 92.9096 | 91.4719 | 89.081 | 85.6289 | 82.403 | 80.2391 | 78.5027 | 0.24733 | 0.23026 | 0.22628 | 0.22577 | 0.2443 | 0.28254 | 0.37074 | 0.3997 | 0.40618 | 0.39056 | 0.38672 | 0.41258 | 0.47655 | 0.55292 | 0.60953 | 0.64143 | 0.66162 | 0.61767 | 0.5527 | 0.44302 | 0.40333 | 0.3537 | 0.28677 | 0.2287
Portfolio Adjusted1-in-10Size: 20 kW to 199.99 kWOther2025January Monthly Peak | Portfolio Adjusted | 1-in-10 | Size: 20 kW to 199.99 kW | Other | 2025 | January Monthly Peak | 1 | 13.0954 | 12.7468 | 12.6471 | 12.7533 | 13.41 | 14.8772 | 17.3338 | 18.7194 | 20.488 | 21.0375 | 20.9004 | 20.2979 | 19.4417 | 18.9073 | 18.28 | 17.8502 | 17.8213 | 19.3681 | 18.9786 | 18.7095 | 18.0327 | 16.9469 | 15.347 | 14.141 | 0 | 0 | 0 | 0 | 0 | 0 | 0 | 0 | 0 | 0 | 0 | 0 | 0 | 0 | 0.2742 | 0.26775 | 0.26732 | 0.29052 | 0 | 0 | 0 | 0 | 0 | 0 | 37.49 | 36.7351 | 36.1941 | 35.4007 | 34.8811 | 34.3871 | 33.9112 | 33.6112 | 34.1901 | 37.28 | 40.6154 | 43.1248 | 44.7953 | 46.0562 | 47.0584 | 47.2262 | 47.0278 | 46.0597 | 44.1986 | 42.8391 | 41.716 | 41.0425 | 40.2475 | 39.5833 | 0.2777 | 0.25853 | 0.25407 | 0.25349 | 0.2743 | 0.31723 | 0.41627 | 0.44878 | 0.45606 | 0.43852 | 0.43421 | 0.46324 | 0.53507 | 0.62082 | 0.68438 | 0.7202 | 0.74287 | 0.69353 | 0.62057 | 0.49742 | 0.45286 | 0.39713 | 0.32199 | 0.25679
Portfolio Adjusted1-in-10Size: 20 kW to 199.99 kWOther2025February Monthly Peak | Portfolio Adjusted | 1-in-10 | Size: 20 kW to 199.99 kW | Other | 2025 | February Monthly Peak | 2 | 12.1673 | 11.7982 | 11.6441 | 11.7152 | 12.2881 | 13.6212 | 15.4227 | 16.5752 | 18.4719 | 19.3931 | 19.8493 | 19.9662 | 19.8568 | 19.89 | 19.6552 | 19.2765 | 18.8283 | 18.9988 | 19.0826 | 18.3648 | 17.5151 | 16.263 | 14.5355 | 13.1789 | 0 | 0 | 0 | 0 | 0 | 0 | 0 | 0 | 0 | 0 | 0 | 0 | 0 | 0 | 0.29483 | 0.28915 | 0.28242 | 0.28498 | 0 | 0 | 0 | 0 | 0 | 0 | 45.6587 | 45.2977 | 45.0703 | 44.7165 | 44.6413 | 43.9261 | 43.4376 | 43.5535 | 44.8084 | 48.2038 | 51.3371 | 53.7253 | 55.385 | 56.3403 | 57.0079 | 57.3118 | 56.8813 | 55.8534 | 53.7004 | 51.452 | 49.8301 | 48.4684 | 47.3457 | 46.1348 | 0.24626 | 0.22926 | 0.2253 | 0.22479 | 0.24325 | 0.28132 | 0.36914 | 0.39797 | 0.40443 | 0.38888 | 0.38506 | 0.4108 | 0.47449 | 0.55054 | 0.6069 | 0.63867 | 0.65877 | 0.61501 | 0.55032 | 0.4411 | 0.40159 | 0.35217 | 0.28554 | 0.22772
Portfolio Adjusted1-in-10Size: 20 kW to 199.99 kWOther2025March Monthly Peak | Portfolio Adjusted | 1-in-10 | Size: 20 kW to 199.99 kW | Other | 2025 | March Monthly Peak | 3 | 12.1781 | 11.6201 | 11.363 | 11.3492 | 11.8477 | 13.0845 | 14.7702 | 16.0418 | 18.0953 | 19.5834 | 20.7314 | 21.5551 | 22.0442 | 22.5761 | 22.7974 | 22.5489 | 21.7547 | 20.4509 | 19.5423 | 19.5942 | 18.6457 | 17.0824 | 15.0265 | 13.3816 | 0 | 0 | 0 | 0 | 0 | 0 | 0 | 0 | 0 | 0 | 0 | 0 | 0 | 0 | 0.34196 | 0.33823 | 0.32632 | 0.30676 | 0 | 0 | 0 | 0 | 0 | 0 | 56.2694 | 55.1161 | 54.2892 | 53.3548 | 52.6366 | 51.8205 | 51.1878 | 51.6648 | 55.3455 | 60.7955 | 66.0478 | 70.3268 | 73.1452 | 74.7128 | 75.5057 | 75.8661 | 75.5127 | 74.1323 | 71.4941 | 67.6262 | 64.1888 | 61.373 | 59.2399 | 57.6326 | 0.24376 | 0.22693 | 0.22301 | 0.22251 | 0.24077 | 0.27846 | 0.36539 | 0.39393 | 0.40031 | 0.38492 | 0.38114 | 0.40662 | 0.46967 | 0.54494 | 0.60072 | 0.63217 | 0.65206 | 0.60875 | 0.54472 | 0.43662 | 0.39751 | 0.34859 | 0.28263 | 0.2254
Portfolio Adjusted1-in-10Size: 20 kW to 199.99 kWOther2025April Monthly Peak | Portfolio Adjusted | 1-in-10 | Size: 20 kW to 199.99 kW | Other | 2025 | April Monthly Peak | 4 | 12.9037 | 12.2396 | 11.9124 | 11.8221 | 12.3291 | 13.5315 | 14.8009 | 16.6215 | 19.5025 | 21.7786 | 23.6167 | 24.9641 | 25.7954 | 26.5652 | 26.9032 | 26.6725 | 25.6895 | 23.8434 | 21.8944 | 21.5573 | 20.7613 | 18.7983 | 16.3443 | 14.4353 | 0 | 0 | 0 | 0 | 0 | 0 | 0 | 0 | 0 | 0 | 0 | 0 | 0 | 0 | 0.40355 | 0.40009 | 0.38534 | 0.35765 | 0 | 0 | 0 | 0 | 0 | 0 | 66.7851 | 65.3763 | 63.7453 | 62.5945 | 61.453 | 60.3626 | 59.765 | 59.731 | 63.2136 | 69.5571 | 75.8583 | 81.0916 | 84.1818 | 86.203 | 87.4206 | 88.0753 | 87.9031 | 87.2138 | 85.1508 | 82.036 | 77.91 | 74.1871 | 71.4379 | 69.8004 | 0.24566 | 0.2287 | 0.22475 | 0.22424 | 0.24265 | 0.28063 | 0.36824 | 0.397 | 0.40344 | 0.38792 | 0.38411 | 0.40979 | 0.47333 | 0.54919 | 0.60541 | 0.6371 | 0.65715 | 0.6135 | 0.54896 | 0.44002 | 0.40061 | 0.35131 | 0.28484 | 0.22716
Portfolio Adjusted1-in-10Size: 20 kW to 199.99 kWOther2025May Monthly Peak | Portfolio Adjusted | 1-in-10 | Size: 20 kW to 199.99 kW | Other | 2025 | May Monthly Peak | 5 | 13.4032 | 12.6787 | 12.2975 | 12.172 | 12.6688 | 13.7847 | 14.7987 | 17.4196 | 20.8972 | 23.6251 | 25.7807 | 27.2384 | 28.0425 | 28.7368 | 28.9766 | 28.6744 | 27.6477 | 25.7614 | 23.51 | 22.4014 | 21.9743 | 19.9 | 17.2308 | 15.1446 | 0 | 0 | 0 | 0 | 0 | 0 | 0 | 0 | 0 | 0 | 0 | 0 | 0 | 0 | 0.43465 | 0.43012 | 0.41472 | 0.38642 | 0 | 0 | 0 | 0 | 0 | 0 | 71.2793 | 69.6246 | 68.2914 | 66.9413 | 65.6296 | 64.6958 | 64.132 | 64.5422 | 67.9694 | 73.4852 | 79.3729 | 83.6009 | 87.0176 | 89.3026 | 90.7176 | 91.2917 | 90.9918 | 90.3022 | 88.5994 | 86.128 | 82.3112 | 78.2281 | 75.2632 | 72.4831 | 0.24601 | 0.22903 | 0.22508 | 0.22457 | 0.243 | 0.28104 | 0.36877 | 0.39757 | 0.40402 | 0.38849 | 0.38467 | 0.41039 | 0.47402 | 0.54998 | 0.60629 | 0.63802 | 0.6581 | 0.61439 | 0.54976 | 0.44066 | 0.40119 | 0.35182 | 0.28525 | 0.22749
Portfolio Adjusted1-in-10Size: 20 kW to 199.99 kWOther2025June Monthly Peak | Portfolio Adjusted | 1-in-10 | Size: 20 kW to 199.99 kW | Other | 2025 | June Monthly Peak | 6 | 14.4167 | 13.5845 | 13.1485 | 12.9772 | 13.4861 | 14.4726 | 15.7275 | 18.7604 | 22.3544 | 25.3153 | 27.6685 | 29.2365 | 30.1158 | 30.8315 | 31.1111 | 30.8225 | 29.8726 | 27.952 | 25.5177 | 23.99 | 23.4197 | 21.411 | 18.5162 | 16.2816 | 0 | 0 | 0 | 0 | 0 | 0 | 0 | 0 | 0 | 0 | 0 | 0 | 0 | 0 | 0.46667 | 0.46234 | 0.44809 | 0.41928 | 0 | 0 | 0 | 0 | 0 | 0 | 73.899 | 72.3865 | 71.2786 | 69.9093 | 69.0774 | 67.5979 | 66.7486 | 67.5448 | 71.6756 | 77.1115 | 82.1686 | 85.7404 | 88.2444 | 90.0741 | 91.4055 | 92.1683 | 92.5542 | 92.0111 | 90.7338 | 88.6649 | 85.5359 | 81.7099 | 79.1291 | 77.2347 | 0.24806 | 0.23093 | 0.22694 | 0.22643 | 0.24502 | 0.28337 | 0.37184 | 0.40088 | 0.40738 | 0.39171 | 0.38786 | 0.41379 | 0.47795 | 0.55455 | 0.61132 | 0.64332 | 0.66357 | 0.61949 | 0.55433 | 0.44432 | 0.40452 | 0.35474 | 0.28762 | 0.22938
Portfolio Adjusted1-in-10Size: 20 kW to 199.99 kWOther2025July Monthly Peak | Portfolio Adjusted | 1-in-10 | Size: 20 kW to 199.99 kW | Other | 2025 | July Monthly Peak | 7 | 15.2252 | 14.3245 | 13.8468 | 13.6913 | 14.2448 | 15.5057 | 16.8419 | 19.9356 | 23.5982 | 26.5221 | 28.8326 | 30.3644 | 31.1723 | 31.7858 | 31.9836 | 31.6406 | 30.6737 | 28.7597 | 26.3365 | 24.8141 | 24.3024 | 22.2934 | 19.2972 | 16.9958 | 0 | 0 | 0 | 0 | 0 | 0 | 0 | 0 | 0 | 0 | 0 | 0 | 0 | 0 | 0.47975 | 0.47461 | 0.46011 | 0.43139 | 0 | 0 | 0 | 0 | 0 | 0 | 75.6776 | 74.5916 | 73.4717 | 72.4474 | 71.6171 | 70.7003 | 70.0309 | 70.316 | 73.635 | 78.6499 | 83.542 | 87.3781 | 90.0393 | 91.8219 | 92.6893 | 92.9321 | 92.7153 | 92.104 | 90.5993 | 88.3535 | 85.5527 | 82.4852 | 80.3198 | 78.842 | 0.24493 | 0.22802 | 0.22408 | 0.22358 | 0.24193 | 0.2798 | 0.36715 | 0.39582 | 0.40224 | 0.38678 | 0.38297 | 0.40858 | 0.47193 | 0.54756 | 0.60362 | 0.63522 | 0.65521 | 0.61169 | 0.54734 | 0.43872 | 0.39942 | 0.35027 | 0.28399 | 0.22649
Portfolio Adjusted1-in-10Size: 20 kW to 199.99 kWOther2025August Monthly Peak | Portfolio Adjusted | 1-in-10 | Size: 20 kW to 199.99 kW | Other | 2025 | August Monthly Peak | 8 | 14.9689 | 14.087 | 13.6237 | 13.4805 | 14.0216 | 15.4345 | 16.8716 | 19.594 | 23.4156 | 26.5815 | 29.1193 | 30.7847 | 31.6383 | 32.3012 | 32.4929 | 32.1012 | 31.0209 | 28.973 | 26.3377 | 25.0995 | 24.3865 | 22.0849 | 19.0846 | 16.7838 | 0 | 0 | 0 | 0 | 0 | 0 | 0 | 0 | 0 | 0 | 0 | 0 | 0 | 0 | 0.48739 | 0.48152 | 0.46531 | 0.4346 | 0 | 0 | 0 | 0 | 0 | 0 | 76.2684 | 75.1741 | 73.854 | 72.8522 | 71.9289 | 71.1846 | 70.5156 | 70.3613 | 73.0858 | 78.2296 | 82.8961 | 87.1284 | 90.3374 | 92.4637 | 93.7555 | 94.1379 | 93.6932 | 92.8091 | 91.5892 | 89.378 | 85.8264 | 82.9163 | 81.1153 | 79.2984 | 0.24821 | 0.23108 | 0.22709 | 0.22657 | 0.24518 | 0.28355 | 0.37207 | 0.40113 | 0.40763 | 0.39196 | 0.38811 | 0.41405 | 0.47825 | 0.5549 | 0.61171 | 0.64373 | 0.66399 | 0.61988 | 0.55468 | 0.4446 | 0.40477 | 0.35496 | 0.2878 | 0.22952
Portfolio Adjusted1-in-10Size: 20 kW to 199.99 kWOther2025September Monthly Peak | Portfolio Adjusted | 1-in-10 | Size: 20 kW to 199.99 kW | Other | 2025 | September Monthly Peak | 9 | 14.8676 | 14.0271 | 13.5679 | 13.4383 | 13.9876 | 15.3935 | 17.2709 | 19.5546 | 23.4378 | 26.643 | 29.1938 | 30.8767 | 31.783 | 32.4874 | 32.699 | 32.273 | 31.0939 | 28.8941 | 26.2756 | 25.7585 | 24.1319 | 21.7294 | 18.7997 | 16.5681 | 0 | 0 | 0 | 0 | 0 | 0 | 0 | 0 | 0 | 0 | 0 | 0 | 0 | 0 | 0.49049 | 0.48409 | 0.46641 | 0.43341 | 0 | 0 | 0 | 0 | 0 | 0 | 76.7468 | 75.5112 | 74.124 | 73.1748 | 72.0968 | 71.0038 | 70.255 | 70.0588 | 72.3498 | 77.5284 | 83.1591 | 88.0759 | 91.9008 | 94.3135 | 94.9841 | 95.6198 | 95.6028 | 94.7142 | 92.9654 | 89.9277 | 85.6007 | 82.5005 | 80.3921 | 78.6355 | 0.2485 | 0.23135 | 0.22735 | 0.22684 | 0.24546 | 0.28388 | 0.3725 | 0.4016 | 0.40811 | 0.39242 | 0.38856 | 0.41454 | 0.47881 | 0.55555 | 0.61242 | 0.64448 | 0.66476 | 0.62061 | 0.55532 | 0.44512 | 0.40525 | 0.35538 | 0.28814 | 0.22979
Portfolio Adjusted1-in-10Size: 20 kW to 199.99 kWOther2025October Monthly Peak | Portfolio Adjusted | 1-in-10 | Size: 20 kW to 199.99 kW | Other | 2025 | October Monthly Peak | 10 | 13.4202 | 12.7166 | 12.342 | 12.2405 | 12.7499 | 14.0564 | 15.9851 | 17.5594 | 20.4242 | 23.0842 | 25.4074 | 27.0516 | 28.0727 | 28.9249 | 29.2255 | 28.8008 | 27.6264 | 25.5297 | 24.2133 | 23.3081 | 21.6341 | 19.5377 | 16.969 | 14.9599 | 0 | 0 | 0 | 0 | 0 | 0 | 0 | 0 | 0 | 0 | 0 | 0 | 0 | 0 | 0.43838 | 0.43201 | 0.4144 | 0.38295 | 0 | 0 | 0 | 0 | 0 | 0 | 72.3304 | 71.1464 | 69.9845 | 68.5753 | 67.5511 | 66.4985 | 66.0681 | 65.633 | 66.4391 | 71.2855 | 76.9696 | 81.7614 | 85.1103 | 87.5412 | 88.7323 | 89.0463 | 88.4148 | 86.9254 | 84.3901 | 81.1922 | 78.0154 | 75.6781 | 73.833 | 72.3391 | 0.24638 | 0.22937 | 0.22541 | 0.2249 | 0.24336 | 0.28145 | 0.36932 | 0.39816 | 0.40462 | 0.38906 | 0.38524 | 0.41099 | 0.47472 | 0.5508 | 0.60719 | 0.63897 | 0.65908 | 0.6153 | 0.55058 | 0.44131 | 0.40178 | 0.35234 | 0.28567 | 0.22782
Portfolio Adjusted1-in-10Size: 20 kW to 199.99 kWOther2025November Monthly Peak | Portfolio Adjusted | 1-in-10 | Size: 20 kW to 199.99 kW | Other | 2025 | November Monthly Peak | 11 | 11.9533 | 11.4651 | 11.2498 | 11.3123 | 11.8424 | 13.1043 | 14.3197 | 15.7382 | 17.9494 | 19.531 | 20.8365 | 21.7061 | 22.1679 | 22.5862 | 22.5683 | 21.9736 | 21.318 | 21.2243 | 19.9588 | 18.8702 | 17.8151 | 16.3706 | 14.5384 | 13.035 | 0 | 0 | 0 | 0 | 0 | 0 | 0 | 0 | 0 | 0 | 0 | 0 | 0 | 0 | 0.33852 | 0.3296 | 0.31977 | 0.31836 | 0 | 0 | 0 | 0 | 0 | 0 | 59.4864 | 58.1127 | 56.9189 | 55.6153 | 54.8342 | 54.3157 | 53.7141 | 53.3444 | 55.6832 | 60.2126 | 65.6563 | 69.8849 | 72.6841 | 74.3696 | 75.4957 | 75.8177 | 74.9154 | 72.6161 | 69.7676 | 66.4789 | 64.1556 | 62.6386 | 61.1203 | 60.0181 | 0.24469 | 0.2278 | 0.22386 | 0.22336 | 0.2417 | 0.27952 | 0.36679 | 0.39543 | 0.40185 | 0.38639 | 0.3826 | 0.40817 | 0.47146 | 0.54702 | 0.60302 | 0.63459 | 0.65456 | 0.61108 | 0.5468 | 0.43829 | 0.39903 | 0.34992 | 0.28371 | 0.22626
Portfolio Adjusted1-in-10Size: 20 kW to 199.99 kWOther2025December Monthly Peak | Portfolio Adjusted | 1-in-10 | Size: 20 kW to 199.99 kW | Other | 2025 | December Monthly Peak | 12 | 12.6765 | 12.2371 | 12.0954 | 12.1605 | 12.7438 | 14.1162 | 16.1344 | 17.4267 | 19.1249 | 19.8124 | 19.9595 | 19.6252 | 19.0037 | 18.5753 | 18.069 | 17.5767 | 17.9407 | 19.0529 | 18.3673 | 17.9732 | 17.2866 | 16.3106 | 14.9087 | 13.6645 | 0 | 0 | 0 | 0 | 0 | 0 | 0 | 0 | 0 | 0 | 0 | 0 | 0 | 0 | 0.27103 | 0.26365 | 0.26911 | 0.28579 | 0 | 0 | 0 | 0 | 0 | 0 | 40.826 | 40.1494 | 39.8795 | 39.3845 | 38.9502 | 38.3561 | 38.1683 | 37.9353 | 38.5306 | 41.3729 | 44.1734 | 46.7364 | 48.425 | 49.2942 | 49.7054 | 49.682 | 48.9385 | 47.3214 | 45.5445 | 44.2483 | 43.2669 | 42.2574 | 41.8693 | 41.4077 | 0.25507 | 0.23746 | 0.23336 | 0.23283 | 0.25195 | 0.29138 | 0.38234 | 0.4122 | 0.41889 | 0.40278 | 0.39882 | 0.42549 | 0.49146 | 0.57022 | 0.6286 | 0.6615 | 0.68232 | 0.637 | 0.56999 | 0.45688 | 0.41595 | 0.36476 | 0.29575 | 0.23586
Portfolio Adjusted1-in-10Size: 20 kW to 199.99 kWOther2025Typical Event Day | Portfolio Adjusted | 1-in-10 | Size: 20 kW to 199.99 kW | Other | 2025 | Typical Event Day | 8 | 14.8822 | 14.009 | 13.5511 | 13.4102 | 13.949 | 15.3531 | 16.7756 | 19.4583 | 23.226 | 26.3483 | 28.8559 | 30.5069 | 31.3598 | 32.0251 | 32.2206 | 31.8317 | 30.7579 | 28.7178 | 26.1197 | 24.8966 | 24.2056 | 21.9304 | 18.9567 | 16.6748 | 0 | 0 | 0 | 0 | 0 | 0 | 0 | 0 | 0 | 0 | 0 | 0 | 0 | 0 | 0.48331 | 0.47748 | 0.46137 | 0.43077 | 0 | 0 | 0 | 0 | 0 | 0 | 75.6479 | 74.4159 | 73.1821 | 72.0959 | 71.1801 | 70.1217 | 69.3875 | 69.5702 | 72.6866 | 77.8799 | 82.9415 | 87.0807 | 90.1305 | 92.1683 | 93.2086 | 93.7145 | 93.6414 | 92.9096 | 91.4719 | 89.081 | 85.6289 | 82.403 | 80.2391 | 78.5027 | 0.24733 | 0.23026 | 0.22628 | 0.22577 | 0.2443 | 0.28254 | 0.37074 | 0.3997 | 0.40618 | 0.39056 | 0.38672 | 0.41258 | 0.47655 | 0.55292 | 0.60953 | 0.64143 | 0.66162 | 0.61767 | 0.5527 | 0.44302 | 0.40333 | 0.3537 | 0.28677 | 0.2287
Portfolio Adjusted1-in-2Size: 20 kW to 199.99 kWOther2015January Monthly Peak | Portfolio Adjusted | 1-in-2 | Size: 20 kW to 199.99 kW | Other | 2015 | January Monthly Peak | 1
Portfolio Adjusted1-in-2Size: 20 kW to 199.99 kWOther2015February Monthly Peak | Portfolio Adjusted | 1-in-2 | Size: 20 kW to 199.99 kW | Other | 2015 | February Monthly Peak | 2
Portfolio Adjusted1-in-2Size: 20 kW to 199.99 kWOther2015March Monthly Peak | Portfolio Adjusted | 1-in-2 | Size: 20 kW to 199.99 kW | Other | 2015 | March Monthly Peak | 3
Portfolio Adjusted1-in-2Size: 20 kW to 199.99 kWOther2015April Monthly Peak | Portfolio Adjusted | 1-in-2 | Size: 20 kW to 199.99 kW | Other | 2015 | April Monthly Peak | 4
Portfolio Adjusted1-in-2Size: 20 kW to 199.99 kWOther2015May Monthly Peak | Portfolio Adjusted | 1-in-2 | Size: 20 kW to 199.99 kW | Other | 2015 | May Monthly Peak | 5
Portfolio Adjusted1-in-2Size: 20 kW to 199.99 kWOther2015June Monthly Peak | Portfolio Adjusted | 1-in-2 | Size: 20 kW to 199.99 kW | Other | 2015 | June Monthly Peak | 6
Portfolio Adjusted1-in-2Size: 20 kW to 199.99 kWOther2015July Monthly Peak | Portfolio Adjusted | 1-in-2 | Size: 20 kW to 199.99 kW | Other | 2015 | July Monthly Peak | 7
Portfolio Adjusted1-in-2Size: 20 kW to 199.99 kWOther2015August Monthly Peak | Portfolio Adjusted | 1-in-2 | Size: 20 kW to 199.99 kW | Other | 2015 | August Monthly Peak | 8
Portfolio Adjusted1-in-2Size: 20 kW to 199.99 kWOther2015September Monthly Peak | Portfolio Adjusted | 1-in-2 | Size: 20 kW to 199.99 kW | Other | 2015 | September Monthly Peak | 9
Portfolio Adjusted1-in-2Size: 20 kW to 199.99 kWOther2015October Monthly Peak | Portfolio Adjusted | 1-in-2 | Size: 20 kW to 199.99 kW | Other | 2015 | October Monthly Peak | 10
Portfolio Adjusted1-in-2Size: 20 kW to 199.99 kWOther2015November Monthly Peak | Portfolio Adjusted | 1-in-2 | Size: 20 kW to 199.99 kW | Other | 2015 | November Monthly Peak | 11
Portfolio Adjusted1-in-2Size: 20 kW to 199.99 kWOther2015December Monthly Peak | Portfolio Adjusted | 1-in-2 | Size: 20 kW to 199.99 kW | Other | 2015 | December Monthly Peak | 12
Portfolio Adjusted1-in-2Size: 20 kW to 199.99 kWOther2015Typical Event Day | Portfolio Adjusted | 1-in-2 | Size: 20 kW to 199.99 kW | Other | 2015 | Typical Event Day | 8
Portfolio Adjusted1-in-2Size: 20 kW to 199.99 kWOther2016January Monthly Peak | Portfolio Adjusted | 1-in-2 | Size: 20 kW to 199.99 kW | Other | 2016 | January Monthly Peak | 1
Portfolio Adjusted1-in-2Size: 20 kW to 199.99 kWOther2016February Monthly Peak | Portfolio Adjusted | 1-in-2 | Size: 20 kW to 199.99 kW | Other | 2016 | February Monthly Peak | 2
Portfolio Adjusted1-in-2Size: 20 kW to 199.99 kWOther2016March Monthly Peak | Portfolio Adjusted | 1-in-2 | Size: 20 kW to 199.99 kW | Other | 2016 | March Monthly Peak | 3
Portfolio Adjusted1-in-2Size: 20 kW to 199.99 kWOther2016April Monthly Peak | Portfolio Adjusted | 1-in-2 | Size: 20 kW to 199.99 kW | Other | 2016 | April Monthly Peak | 4
Portfolio Adjusted1-in-2Size: 20 kW to 199.99 kWOther2016May Monthly Peak | Portfolio Adjusted | 1-in-2 | Size: 20 kW to 199.99 kW | Other | 2016 | May Monthly Peak | 5
Portfolio Adjusted1-in-2Size: 20 kW to 199.99 kWOther2016June Monthly Peak | Portfolio Adjusted | 1-in-2 | Size: 20 kW to 199.99 kW | Other | 2016 | June Monthly Peak | 6
Portfolio Adjusted1-in-2Size: 20 kW to 199.99 kWOther2016July Monthly Peak | Portfolio Adjusted | 1-in-2 | Size: 20 kW to 199.99 kW | Other | 2016 | July Monthly Peak | 7
Portfolio Adjusted1-in-2Size: 20 kW to 199.99 kWOther2016August Monthly Peak | Portfolio Adjusted | 1-in-2 | Size: 20 kW to 199.99 kW | Other | 2016 | August Monthly Peak | 8
Portfolio Adjusted1-in-2Size: 20 kW to 199.99 kWOther2016September Monthly Peak | Portfolio Adjusted | 1-in-2 | Size: 20 kW to 199.99 kW | Other | 2016 | September Monthly Peak | 9
Portfolio Adjusted1-in-2Size: 20 kW to 199.99 kWOther2016October Monthly Peak | Portfolio Adjusted | 1-in-2 | Size: 20 kW to 199.99 kW | Other | 2016 | October Monthly Peak | 10
Portfolio Adjusted1-in-2Size: 20 kW to 199.99 kWOther2016November Monthly Peak | Portfolio Adjusted | 1-in-2 | Size: 20 kW to 199.99 kW | Other | 2016 | November Monthly Peak | 11
Portfolio Adjusted1-in-2Size: 20 kW to 199.99 kWOther2016December Monthly Peak | Portfolio Adjusted | 1-in-2 | Size: 20 kW to 199.99 kW | Other | 2016 | December Monthly Peak | 12
Portfolio Adjusted1-in-2Size: 20 kW to 199.99 kWOther2016Typical Event Day | Portfolio Adjusted | 1-in-2 | Size: 20 kW to 199.99 kW | Other | 2016 | Typical Event Day | 8
Portfolio Adjusted1-in-2Size: 20 kW to 199.99 kWOther2017January Monthly Peak | Portfolio Adjusted | 1-in-2 | Size: 20 kW to 199.99 kW | Other | 2017 | January Monthly Peak | 1
Portfolio Adjusted1-in-2Size: 20 kW to 199.99 kWOther2017February Monthly Peak | Portfolio Adjusted | 1-in-2 | Size: 20 kW to 199.99 kW | Other | 2017 | February Monthly Peak | 2
Portfolio Adjusted1-in-2Size: 20 kW to 199.99 kWOther2017March Monthly Peak | Portfolio Adjusted | 1-in-2 | Size: 20 kW to 199.99 kW | Other | 2017 | March Monthly Peak | 3
Portfolio Adjusted1-in-2Size: 20 kW to 199.99 kWOther2017April Monthly Peak | Portfolio Adjusted | 1-in-2 | Size: 20 kW to 199.99 kW | Other | 2017 | April Monthly Peak | 4 | 12.3863 | 11.7884 | 11.5093 | 11.4403 | 11.9392 | 13.0976 | 14.3261 | 15.8863 | 18.3616 | 20.2434 | 21.7512 | 22.864 | 23.5675 | 24.2573 | 24.5563 | 24.3381 | 23.464 | 21.8217 | 20.2058 | 20.0662 | 19.465 | 17.7277 | 15.4935 | 13.7515 | 0 | 0 | 0 | 0 | 0 | 0 | 0 | 0 | 0 | 0 | 0 | 0 | 0 | 0 | 0.36834 | 0.36507 | 0.35196 | 0.32733 | 0 | 0 | 0 | 0 | 0 | 0 | 62.0213 | 60.814 | 59.3674 | 58.1507 | 57.2512 | 56.6023 | 56.0541 | 56.1491 | 58.795 | 62.8501 | 68.1042 | 72.5 | 75.8524 | 78.2492 | 79.3588 | 79.9893 | 79.9933 | 79.622 | 78.3692 | 75.9947 | 72.2082 | 69.0809 | 66.9168 | 64.6749 | 0.24334 | 0.22654 | 0.22263 | 0.22213 | 0.24036 | 0.27798 | 0.36476 | 0.39325 | 0.39963 | 0.38426 | 0.38048 | 0.40592 | 0.46886 | 0.544 | 0.5997 | 0.63109 | 0.65095 | 0.60771 | 0.54378 | 0.43587 | 0.39683 | 0.34799 | 0.28215 | 0.22501
Portfolio Adjusted1-in-2Size: 20 kW to 199.99 kWOther2017May Monthly Peak | Portfolio Adjusted | 1-in-2 | Size: 20 kW to 199.99 kW | Other | 2017 | May Monthly Peak | 5 | 12.6879 | 12.0453 | 11.7201 | 11.6192 | 12.1007 | 13.15 | 14.0765 | 16.3532 | 19.3261 | 21.5989 | 23.398 | 24.6307 | 25.3411 | 25.9877 | 26.2148 | 25.933 | 25.0098 | 23.2999 | 21.4345 | 20.5276 | 20.3274 | 18.5195 | 16.113 | 14.2218 | 0 | 0 | 0 | 0 | 0 | 0 | 0 | 0 | 0 | 0 | 0 | 0 | 0 | 0 | 0.39322 | 0.38899 | 0.37515 | 0.3495 | 0 | 0 | 0 | 0 | 0 | 0 | 65.8241 | 64.6838 | 63.7903 | 62.8399 | 62.0182 | 61.2662 | 60.4969 | 60.9158 | 63.425 | 67.2162 | 70.9488 | 74.6288 | 77.7802 | 80.3975 | 81.4924 | 81.9656 | 81.7818 | 81.2326 | 79.9407 | 77.6546 | 74.284 | 71.4531 | 69.0209 | 67.3544 | 0.24328 | 0.22649 | 0.22258 | 0.22207 | 0.24031 | 0.27792 | 0.36468 | 0.39316 | 0.39954 | 0.38417 | 0.3804 | 0.40583 | 0.46875 | 0.54388 | 0.59956 | 0.63094 | 0.6508 | 0.60757 | 0.54366 | 0.43577 | 0.39673 | 0.34791 | 0.28208 | 0.22496
Portfolio Adjusted1-in-2Size: 20 kW to 199.99 kWOther2017June Monthly Peak | Portfolio Adjusted | 1-in-2 | Size: 20 kW to 199.99 kW | Other | 2017 | June Monthly Peak | 6 | 13.8523 | 13.0802 | 12.6835 | 12.5292 | 13.0241 | 13.9554 | 15.1266 | 17.8956 | 21.1179 | 23.7624 | 25.8819 | 27.3194 | 28.1641 | 28.872 | 29.161 | 28.8899 | 27.9995 | 26.1682 | 24.003 | 22.6008 | 22.1892 | 20.3691 | 17.662 | 15.5643 | 0 | 0 | 0 | 0 | 0 | 0 | 0 | 0 | 0 | 0 | 0 | 0 | 0 | 0 | 0.43742 | 0.43335 | 0.41999 | 0.39252 | 0 | 0 | 0 | 0 | 0 | 0 | 69.829 | 68.4255 | 67.2638 | 66.2166 | 65.1089 | 64.0709 | 63.1353 | 64.0107 | 67.6897 | 72.4378 | 77.146 | 81.5383 | 84.6706 | 86.3404 | 87.1817 | 87.5388 | 87.6477 | 87.2954 | 86.2714 | 84.3423 | 81.316 | 77.231 | 74.5665 | 72.5408 | 0.24394 | 0.22711 | 0.22318 | 0.22268 | 0.24096 | 0.27867 | 0.36567 | 0.39423 | 0.40062 | 0.38522 | 0.38143 | 0.40693 | 0.47003 | 0.54536 | 0.60119 | 0.63266 | 0.65257 | 0.60922 | 0.54514 | 0.43695 | 0.39781 | 0.34886 | 0.28285 | 0.22557
Portfolio Adjusted1-in-2Size: 20 kW to 199.99 kWOther2017July Monthly Peak | Portfolio Adjusted | 1-in-2 | Size: 20 kW to 199.99 kW | Other | 2017 | July Monthly Peak | 7 | 15.1179 | 14.2279 | 13.757 | 13.6045 | 14.155 | 15.4051 | 16.7234 | 19.7679 | 23.3634 | 26.2329 | 28.5055 | 30.0188 | 30.8254 | 31.4415 | 31.6437 | 31.3043 | 30.3456 | 28.4418 | 26.0651 | 24.5619 | 24.0777 | 22.1016 | 19.1385 | 16.8609 | 0 | 0 | 0 | 0 | 0 | 0 | 0 | 0 | 0 | 0 | 0 | 0 | 0 | 0 | 0.47466 | 0.46956 | 0.45518 | 0.42663 | 0 | 0 | 0 | 0 | 0 | 0 | 75.7244 | 74.3618 | 73.406 | 72.4689 | 71.4377 | 70.4882 | 69.7094 | 70.1674 | 73.4651 | 77.8925 | 82.3104 | 85.7008 | 88.7347 | 90.4223 | 91.3646 | 91.8009 | 91.7017 | 90.6812 | 89.4987 | 88.1229 | 85.5317 | 81.9753 | 79.5097 | 77.7192 | 0.24426 | 0.2274 | 0.22347 | 0.22296 | 0.24127 | 0.27903 | 0.36614 | 0.39474 | 0.40114 | 0.38571 | 0.38192 | 0.40746 | 0.47063 | 0.54606 | 0.60196 | 0.63347 | 0.65341 | 0.61001 | 0.54584 | 0.43752 | 0.39832 | 0.34931 | 0.28321 | 0.22586
Portfolio Adjusted1-in-2Size: 20 kW to 199.99 kWOther2017August Monthly Peak | Portfolio Adjusted | 1-in-2 | Size: 20 kW to 199.99 kW | Other | 2017 | August Monthly Peak | 8 | 14.5576 | 13.7176 | 13.2806 | 13.1488 | 13.6788 | 15.0503 | 16.42 | 18.9533 | 22.5159 | 25.4699 | 27.8584 | 29.4495 | 30.2952 | 30.9655 | 31.1728 | 30.7944 | 29.7476 | 27.7428 | 25.2881 | 24.1263 | 23.5201 | 21.3464 | 18.4743 | 16.2658 | 0 | 0 | 0 | 0 | 0 | 0 | 0 | 0 | 0 | 0 | 0 | 0 | 0 | 0 | 0.46759 | 0.46192 | 0.44621 | 0.41614 | 0 | 0 | 0 | 0 | 0 | 0 | 74.1451 | 72.9837 | 71.4978 | 70.251 | 69.2246 | 68.2864 | 67.6979 | 67.0763 | 69.398 | 74.6061 | 80.2242 | 84.7292 | 88.2004 | 90.2324 | 91.5039 | 92.1292 | 91.9536 | 91.3211 | 89.8535 | 87.2659 | 83.4732 | 80.2539 | 77.9777 | 76.2444 | 0.24476 | 0.22787 | 0.22393 | 0.22343 | 0.24177 | 0.27961 | 0.3669 | 0.39555 | 0.40197 | 0.38651 | 0.38271 | 0.4083 | 0.47161 | 0.54719 | 0.60321 | 0.63478 | 0.65476 | 0.61127 | 0.54697 | 0.43842 | 0.39915 | 0.35003 | 0.2838 | 0.22633
Portfolio Adjusted1-in-2Size: 20 kW to 199.99 kWOther2017September Monthly Peak | Portfolio Adjusted | 1-in-2 | Size: 20 kW to 199.99 kW | Other | 2017 | September Monthly Peak | 9 | 14.1864 | 13.4154 | 13.0004 | 12.8899 | 13.4209 | 14.7584 | 16.5252 | 18.4952 | 21.947 | 24.798 | 27.0976 | 28.6538 | 29.5438 | 30.2583 | 30.4939 | 30.0899 | 28.9682 | 26.8436 | 24.5271 | 24.1394 | 22.6913 | 20.5024 | 17.7865 | 15.7091 | 0 | 0 | 0 | 0 | 0 | 0 | 0 | 0 | 0 | 0 | 0 | 0 | 0 | 0 | 0.45741 | 0.45135 | 0.43452 | 0.40265 | 0 | 0 | 0 | 0 | 0 | 0 | 72.4006 | 71.1701 | 69.8503 | 68.5321 | 67.4021 | 66.4708 | 65.9273 | 65.6239 | 68.0555 | 73.3334 | 78.8679 | 83.6451 | 87.5646 | 89.8632 | 91.1459 | 91.5556 | 91.4338 | 90.5992 | 89.1723 | 86.3565 | 82.1944 | 79.1847 | 76.9133 | 75.3508 | 0.24362 | 0.2268 | 0.22288 | 0.22238 | 0.24064 | 0.2783 | 0.36518 | 0.3937 | 0.40009 | 0.3847 | 0.38092 | 0.40639 | 0.4694 | 0.54463 | 0.60039 | 0.63181 | 0.6517 | 0.60841 | 0.54441 | 0.43637 | 0.39728 | 0.34839 | 0.28247 | 0.22527
Portfolio Adjusted1-in-2Size: 20 kW to 199.99 kWOther2017October Monthly Peak | Portfolio Adjusted | 1-in-2 | Size: 20 kW to 199.99 kW | Other | 2017 | October Monthly Peak | 10 | 12.7073 | 12.0861 | 11.7683 | 11.6917 | 12.1863 | 13.427 | 15.2712 | 16.5011 | 18.8579 | 21.0563 | 23.0153 | 24.4265 | 25.3467 | 26.1459 | 26.4302 | 26.0254 | 24.9584 | 23.047 | 22.1218 | 21.424 | 19.9798 | 18.1529 | 15.8497 | 14.0382 | 0 | 0 | 0 | 0 | 0 | 0 | 0 | 0 | 0 | 0 | 0 | 0 | 0 | 0 | 0.39645 | 0.39038 | 0.37438 | 0.3457 | 0 | 0 | 0 | 0 | 0 | 0 | 63.942 | 63.002 | 62.0606 | 61.0614 | 60.089 | 59.3385 | 58.4886 | 57.8974 | 58.7808 | 63.1836 | 69.3804 | 75.6862 | 80.5994 | 83.5691 | 84.7498 | 85.632 | 85.6871 | 84.8431 | 82.6342 | 78.0609 | 73.9791 | 70.8003 | 68.2907 | 66.2729 | 0.24274 | 0.22598 | 0.22208 | 0.22158 | 0.23977 | 0.27729 | 0.36386 | 0.39228 | 0.39864 | 0.38331 | 0.37954 | 0.40492 | 0.4677 | 0.54266 | 0.59821 | 0.62953 | 0.64934 | 0.60621 | 0.54244 | 0.43479 | 0.39584 | 0.34713 | 0.28145 | 0.22446
Portfolio Adjusted1-in-2Size: 20 kW to 199.99 kWOther2017November Monthly Peak | Portfolio Adjusted | 1-in-2 | Size: 20 kW to 199.99 kW | Other | 2017 | November Monthly Peak | 11 | 11.8566 | 11.3896 | 11.1927 | 11.2637 | 11.7961 | 13.0549 | 14.2908 | 15.6463 | 17.7306 | 19.1566 | 20.3092 | 21.0445 | 21.407 | 21.753 | 21.6904 | 21.0953 | 20.5028 | 20.5431 | 19.4076 | 18.4208 | 17.4407 | 16.0799 | 14.3263 | 12.8866 | 0 | 0 | 0 | 0 | 0 | 0 | 0 | 0 | 0 | 0 | 0 | 0 | 0 | 0 | 0.32536 | 0.31643 | 0.30754 | 0.30815 | 0 | 0 | 0 | 0 | 0 | 0 | 55.6391 | 54.7082 | 53.8524 | 52.9001 | 51.8622 | 51.2664 | 50.9875 | 50.9543 | 53.2561 | 58.3337 | 63.2495 | 67.585 | 70.387 | 71.8503 | 72.4328 | 72.3293 | 70.9649 | 68.0828 | 64.5743 | 62.4056 | 60.7335 | 59.3951 | 58.274 | 57.1582 | 0.24441 | 0.22754 | 0.22361 | 0.22311 | 0.24142 | 0.27921 | 0.36638 | 0.39499 | 0.40139 | 0.38596 | 0.38217 | 0.40772 | 0.47094 | 0.54641 | 0.60235 | 0.63388 | 0.65382 | 0.6104 | 0.54619 | 0.4378 | 0.39858 | 0.34953 | 0.2834 | 0.22601
Portfolio Adjusted1-in-2Size: 20 kW to 199.99 kWOther2017December Monthly Peak | Portfolio Adjusted | 1-in-2 | Size: 20 kW to 199.99 kW | Other | 2017 | December Monthly Peak | 12 | 12.1733 | 11.7355 | 11.5726 | 11.6265 | 12.1747 | 13.4672 | 15.2442 | 16.3863 | 18.0553 | 18.9456 | 19.4247 | 19.5097 | 19.3046 | 19.2083 | 18.9324 | 18.4718 | 18.636 | 19.2595 | 18.4124 | 17.7461 | 16.9717 | 15.9183 | 14.4614 | 13.1465 | 0 | 0 | 0 | 0 | 0 | 0 | 0 | 0 | 0 | 0 | 0 | 0 | 0 | 0 | 0.28399 | 0.27708 | 0.27954 | 0.28889 | 0 | 0 | 0 | 0 | 0 | 0 | 46.5203 | 45.9083 | 45.5402 | 44.9639 | 44.4396 | 43.9916 | 43.6992 | 43.5909 | 44.3004 | 47.6129 | 51.2827 | 54.4562 | 56.4633 | 57.348 | 58.0325 | 58.2658 | 57.5388 | 55.1117 | 52.088 | 50.0478 | 48.588 | 46.755 | 45.0189 | 43.7815 | 0.24391 | 0.22708 | 0.22315 | 0.22265 | 0.24093 | 0.27864 | 0.36562 | 0.39418 | 0.40057 | 0.38517 | 0.38138 | 0.40688 | 0.46997 | 0.54529 | 0.60111 | 0.63257 | 0.65248 | 0.60914 | 0.54507 | 0.4369 | 0.39776 | 0.34881 | 0.28281 | 0.22554
Portfolio Adjusted1-in-2Size: 20 kW to 199.99 kWOther2017Typical Event Day | Portfolio Adjusted | 1-in-2 | Size: 20 kW to 199.99 kW | Other | 2017 | Typical Event Day | 8 | 14.4314 | 13.6044 | 13.176 | 13.0478 | 13.5746 | 14.9335 | 16.2836 | 18.7582 | 22.2394 | 25.1252 | 27.4645 | 29.0294 | 29.8698 | 30.5403 | 30.7508 | 30.3765 | 29.3416 | 27.3536 | 24.9569 | 23.8211 | 23.2491 | 21.1163 | 18.2849 | 16.1059 | 0 | 0 | 0 | 0 | 0 | 0 | 0 | 0 | 0 | 0 | 0 | 0 | 0 | 0 | 0.46126 | 0.45565 | 0.44012 | 0.4103 | 0 | 0 | 0 | 0 | 0 | 0 | 73.0248 | 71.7353 | 70.5045 | 69.3672 | 68.2933 | 67.3291 | 66.6175 | 66.7195 | 69.652 | 74.5674 | 79.6371 | 83.9034 | 87.2926 | 89.2146 | 90.299 | 90.7562 | 90.6842 | 89.9742 | 88.699 | 86.5219 | 83.1288 | 79.6612 | 77.2418 | 75.4638 | 0.24408 | 0.22724 | 0.22331 | 0.22281 | 0.2411 | 0.27883 | 0.36588 | 0.39446 | 0.40085 | 0.38544 | 0.38165 | 0.40717 | 0.4703 | 0.54567 | 0.60153 | 0.63302 | 0.65294 | 0.60957 | 0.54545 | 0.4372 | 0.39804 | 0.34906 | 0.28301 | 0.2257
Portfolio Adjusted1-in-2Size: 20 kW to 199.99 kWOther2018January Monthly Peak | Portfolio Adjusted | 1-in-2 | Size: 20 kW to 199.99 kW | Other | 2018 | January Monthly Peak | 1 | 12.5401 | 12.2039 | 12.0926 | 12.1919 | 12.8145 | 14.1998 | 16.4246 | 17.6269 | 19.301 | 19.9743 | 20.092 | 19.8417 | 19.3525 | 19.1147 | 18.6959 | 18.2977 | 18.1005 | 19.2252 | 18.7404 | 18.2502 | 17.5238 | 16.4032 | 14.7886 | 13.5444 | 0 | 0 | 0 | 0 | 0 | 0 | 0 | 0 | 0 | 0 | 0 | 0 | 0 | 0 | 0.28044 | 0.27447 | 0.27151 | 0.28838 | 0 | 0 | 0 | 0 | 0 | 0 | 42.391 | 41.9546 | 41.329 | 40.6932 | 40.0308 | 39.572 | 39.4768 | 39.2499 | 39.5338 | 41.9625 | 45.5256 | 48.2206 | 50.1784 | 51.4594 | 52.3026 | 52.7088 | 52.4186 | 51.0932 | 49.1488 | 47.7846 | 46.5655 | 45.6583 | 44.8036 | 44.2167 | 0.25581 | 0.23815 | 0.23403 | 0.23351 | 0.25268 | 0.29222 | 0.38345 | 0.4134 | 0.4201 | 0.40395 | 0.39998 | 0.42672 | 0.49289 | 0.57188 | 0.63042 | 0.66342 | 0.6843 | 0.63885 | 0.57165 | 0.4582 | 0.41716 | 0.36582 | 0.2966 | 0.23654
Portfolio Adjusted1-in-2Size: 20 kW to 199.99 kWOther2018February Monthly Peak | Portfolio Adjusted | 1-in-2 | Size: 20 kW to 199.99 kW | Other | 2018 | February Monthly Peak | 2 | 12.2041 | 11.8356 | 11.684 | 11.7563 | 12.3321 | 13.6716 | 15.4933 | 16.6554 | 18.5495 | 19.4483 | 19.8718 | 19.9496 | 19.8029 | 19.8064 | 19.5513 | 19.1701 | 18.7404 | 18.9556 | 19.0574 | 18.3655 | 17.5258 | 16.2832 | 14.5632 | 13.2149 | 0 | 0 | 0 | 0 | 0 | 0 | 0 | 0 | 0 | 0 | 0 | 0 | 0 | 0 | 0.29327 | 0.28755 | 0.28111 | 0.28433 | 0 | 0 | 0 | 0 | 0 | 0 | 47.1382 | 46.6563 | 46.3085 | 45.9239 | 45.7237 | 45.7048 | 45.7102 | 45.6768 | 45.9385 | 47.7671 | 49.891 | 51.7897 | 52.6529 | 52.6467 | 52.7052 | 52.3541 | 51.6811 | 50.5591 | 49.0214 | 47.5739 | 46.2158 | 45.2155 | 43.9932 | 43.0402 | 0.24701 | 0.22996 | 0.22598 | 0.22547 | 0.24399 | 0.28217 | 0.37026 | 0.39918 | 0.40565 | 0.39006 | 0.38622 | 0.41204 | 0.47593 | 0.55221 | 0.60874 | 0.6406 | 0.66076 | 0.61687 | 0.55198 | 0.44244 | 0.40281 | 0.35324 | 0.2864 | 0.22841
Portfolio Adjusted1-in-2Size: 20 kW to 199.99 kWOther2018March Monthly Peak | Portfolio Adjusted | 1-in-2 | Size: 20 kW to 199.99 kW | Other | 2018 | March Monthly Peak | 3 | 12.2932 | 11.7916 | 11.6006 | 11.6182 | 12.1494 | 13.4379 | 15.3608 | 16.5737 | 18.3038 | 19.216 | 19.698 | 19.841 | 19.7466 | 19.8322 | 19.7585 | 19.4851 | 19.0126 | 18.4412 | 18.0079 | 18.5413 | 17.8635 | 16.5861 | 14.7854 | 13.3672 | 0 | 0 | 0 | 0 | 0 | 0 | 0 | 0 | 0 | 0 | 0 | 0 | 0 | 0 | 0.29638 | 0.29228 | 0.28519 | 0.27662 | 0 | 0 | 0 | 0 | 0 | 0 | 46.7173 | 46.2656 | 45.8445 | 45.5285 | 45.137 | 44.6927 | 44.2803 | 44.0658 | 45.8038 | 48.1364 | 50.3936 | 52.4658 | 54.0658 | 55.1569 | 55.67 | 56.1017 | 55.9401 | 55.2701 | 53.6407 | 51.3591 | 49.7838 | 48.5711 | 47.7134 | 46.8049 | 0.2488 | 0.23163 | 0.22762 | 0.22711 | 0.24576 | 0.28422 | 0.37295 | 0.40208 | 0.4086 | 0.39289 | 0.38902 | 0.41503 | 0.47939 | 0.55621 | 0.61315 | 0.64525 | 0.66556 | 0.62135 | 0.55599 | 0.44565 | 0.40573 | 0.3558 | 0.28848 | 0.23006
Portfolio Adjusted1-in-2Size: 20 kW to 199.99 kWOther2018April Monthly Peak | Portfolio Adjusted | 1-in-2 | Size: 20 kW to 199.99 kW | Other | 2018 | April Monthly Peak | 4 | 12.3863 | 11.7884 | 11.5093 | 11.4403 | 11.9392 | 13.0976 | 14.3261 | 15.8863 | 18.3616 | 20.2434 | 21.7512 | 22.864 | 23.5675 | 24.2573 | 24.5563 | 24.3381 | 23.464 | 21.8217 | 20.2058 | 20.0662 | 19.465 | 17.7277 | 15.4935 | 13.7515 | 0 | 0 | 0 | 0 | 0 | 0 | 0 | 0 | 0 | 0 | 0 | 0 | 0 | 0 | 0.36834 | 0.36507 | 0.35196 | 0.32733 | 0 | 0 | 0 | 0 | 0 | 0 | 62.0213 | 60.814 | 59.3674 | 58.1507 | 57.2512 | 56.6023 | 56.0541 | 56.1491 | 58.795 | 62.8501 | 68.1043 | 72.5 | 75.8524 | 78.2492 | 79.3588 | 79.9893 | 79.9933 | 79.622 | 78.3692 | 75.9947 | 72.2082 | 69.0809 | 66.9168 | 64.6749 | 0.24334 | 0.22654 | 0.22263 | 0.22213 | 0.24036 | 0.27798 | 0.36476 | 0.39325 | 0.39963 | 0.38426 | 0.38048 | 0.40592 | 0.46886 | 0.544 | 0.5997 | 0.63109 | 0.65095 | 0.60771 | 0.54378 | 0.43587 | 0.39683 | 0.34799 | 0.28215 | 0.22501
Portfolio Adjusted1-in-2Size: 20 kW to 199.99 kWOther2018May Monthly Peak | Portfolio Adjusted | 1-in-2 | Size: 20 kW to 199.99 kW | Other | 2018 | May Monthly Peak | 5 | 12.6879 | 12.0453 | 11.7201 | 11.6192 | 12.1007 | 13.15 | 14.0765 | 16.3532 | 19.3261 | 21.5989 | 23.398 | 24.6307 | 25.3411 | 25.9877 | 26.2148 | 25.933 | 25.0098 | 23.2999 | 21.4345 | 20.5276 | 20.3274 | 18.5195 | 16.113 | 14.2218 | 0 | 0 | 0 | 0 | 0 | 0 | 0 | 0 | 0 | 0 | 0 | 0 | 0 | 0 | 0.39322 | 0.38899 | 0.37515 | 0.3495 | 0 | 0 | 0 | 0 | 0 | 0 | 65.8241 | 64.6838 | 63.7903 | 62.8399 | 62.0182 | 61.2662 | 60.4969 | 60.9158 | 63.425 | 67.2162 | 70.9488 | 74.6288 | 77.7802 | 80.3975 | 81.4924 | 81.9656 | 81.7818 | 81.2326 | 79.9407 | 77.6546 | 74.284 | 71.4531 | 69.0209 | 67.3544 | 0.24328 | 0.22649 | 0.22258 | 0.22207 | 0.24031 | 0.27792 | 0.36468 | 0.39316 | 0.39954 | 0.38417 | 0.3804 | 0.40583 | 0.46875 | 0.54388 | 0.59956 | 0.63094 | 0.6508 | 0.60757 | 0.54366 | 0.43577 | 0.39673 | 0.34791 | 0.28208 | 0.22496
Portfolio Adjusted1-in-2Size: 20 kW to 199.99 kWOther2018June Monthly Peak | Portfolio Adjusted | 1-in-2 | Size: 20 kW to 199.99 kW | Other | 2018 | June Monthly Peak | 6 | 13.8523 | 13.0802 | 12.6835 | 12.5292 | 13.0241 | 13.9554 | 15.1266 | 17.8956 | 21.1179 | 23.7624 | 25.8819 | 27.3194 | 28.1641 | 28.872 | 29.161 | 28.8899 | 27.9995 | 26.1682 | 24.003 | 22.6008 | 22.1892 | 20.3691 | 17.662 | 15.5643 | 0 | 0 | 0 | 0 | 0 | 0 | 0 | 0 | 0 | 0 | 0 | 0 | 0 | 0 | 0.43742 | 0.43335 | 0.41999 | 0.39252 | 0 | 0 | 0 | 0 | 0 | 0 | 69.829 | 68.4255 | 67.2638 | 66.2166 | 65.1089 | 64.0709 | 63.1353 | 64.0107 | 67.6897 | 72.4378 | 77.146 | 81.5383 | 84.6706 | 86.3404 | 87.1817 | 87.5388 | 87.6477 | 87.2954 | 86.2714 | 84.3423 | 81.316 | 77.231 | 74.5665 | 72.5408 | 0.24394 | 0.22711 | 0.22318 | 0.22268 | 0.24096 | 0.27867 | 0.36567 | 0.39423 | 0.40062 | 0.38522 | 0.38143 | 0.40693 | 0.47003 | 0.54536 | 0.60119 | 0.63266 | 0.65257 | 0.60922 | 0.54514 | 0.43695 | 0.39781 | 0.34886 | 0.28285 | 0.22557
Portfolio Adjusted1-in-2Size: 20 kW to 199.99 kWOther2018July Monthly Peak | Portfolio Adjusted | 1-in-2 | Size: 20 kW to 199.99 kW | Other | 2018 | July Monthly Peak | 7 | 15.1179 | 14.2279 | 13.757 | 13.6045 | 14.155 | 15.4051 | 16.7234 | 19.7679 | 23.3634 | 26.2329 | 28.5055 | 30.0188 | 30.8254 | 31.4415 | 31.6437 | 31.3043 | 30.3456 | 28.4418 | 26.0651 | 24.5619 | 24.0777 | 22.1016 | 19.1385 | 16.8609 | 0 | 0 | 0 | 0 | 0 | 0 | 0 | 0 | 0 | 0 | 0 | 0 | 0 | 0 | 0.47466 | 0.46956 | 0.45518 | 0.42663 | 0 | 0 | 0 | 0 | 0 | 0 | 75.7244 | 74.3618 | 73.406 | 72.4689 | 71.4377 | 70.4882 | 69.7094 | 70.1674 | 73.4651 | 77.8925 | 82.3104 | 85.7008 | 88.7347 | 90.4223 | 91.3646 | 91.8009 | 91.7017 | 90.6812 | 89.4987 | 88.1229 | 85.5317 | 81.9753 | 79.5097 | 77.7192 | 0.24426 | 0.2274 | 0.22347 | 0.22296 | 0.24127 | 0.27903 | 0.36614 | 0.39474 | 0.40114 | 0.38571 | 0.38192 | 0.40746 | 0.47063 | 0.54606 | 0.60196 | 0.63347 | 0.65341 | 0.61001 | 0.54584 | 0.43752 | 0.39832 | 0.34931 | 0.28321 | 0.22586
Portfolio Adjusted1-in-2Size: 20 kW to 199.99 kWOther2018August Monthly Peak | Portfolio Adjusted | 1-in-2 | Size: 20 kW to 199.99 kW | Other | 2018 | August Monthly Peak | 8 | 14.5576 | 13.7176 | 13.2806 | 13.1488 | 13.6788 | 15.0503 | 16.42 | 18.9533 | 22.5159 | 25.4699 | 27.8584 | 29.4495 | 30.2952 | 30.9655 | 31.1727 | 30.7944 | 29.7476 | 27.7428 | 25.2881 | 24.1263 | 23.5201 | 21.3464 | 18.4743 | 16.2658 | 0 | 0 | 0 | 0 | 0 | 0 | 0 | 0 | 0 | 0 | 0 | 0 | 0 | 0 | 0.46759 | 0.46192 | 0.44621 | 0.41614 | 0 | 0 | 0 | 0 | 0 | 0 | 74.1451 | 72.9837 | 71.4978 | 70.251 | 69.2246 | 68.2864 | 67.6979 | 67.0763 | 69.398 | 74.6061 | 80.2242 | 84.7292 | 88.2004 | 90.2324 | 91.5039 | 92.1292 | 91.9536 | 91.3211 | 89.8535 | 87.2659 | 83.4732 | 80.2539 | 77.9777 | 76.2444 | 0.24476 | 0.22787 | 0.22393 | 0.22343 | 0.24177 | 0.27961 | 0.3669 | 0.39555 | 0.40197 | 0.38651 | 0.38271 | 0.4083 | 0.47161 | 0.54719 | 0.60321 | 0.63478 | 0.65476 | 0.61127 | 0.54697 | 0.43842 | 0.39915 | 0.35003 | 0.2838 | 0.22633
Portfolio Adjusted1-in-2Size: 20 kW to 199.99 kWOther2018September Monthly Peak | Portfolio Adjusted | 1-in-2 | Size: 20 kW to 199.99 kW | Other | 2018 | September Monthly Peak | 9 | 14.1864 | 13.4154 | 13.0004 | 12.8899 | 13.4209 | 14.7584 | 16.5252 | 18.4952 | 21.947 | 24.798 | 27.0976 | 28.6538 | 29.5438 | 30.2583 | 30.4939 | 30.0899 | 28.9682 | 26.8436 | 24.5271 | 24.1394 | 22.6913 | 20.5024 | 17.7865 | 15.7091 | 0 | 0 | 0 | 0 | 0 | 0 | 0 | 0 | 0 | 0 | 0 | 0 | 0 | 0 | 0.45741 | 0.45135 | 0.43452 | 0.40265 | 0 | 0 | 0 | 0 | 0 | 0 | 72.4006 | 71.1701 | 69.8503 | 68.5321 | 67.4021 | 66.4708 | 65.9273 | 65.6239 | 68.0555 | 73.3334 | 78.8679 | 83.6451 | 87.5646 | 89.8632 | 91.1459 | 91.5556 | 91.4338 | 90.5992 | 89.1723 | 86.3565 | 82.1944 | 79.1847 | 76.9133 | 75.3508 | 0.24362 | 0.2268 | 0.22288 | 0.22238 | 0.24064 | 0.2783 | 0.36518 | 0.3937 | 0.40009 | 0.3847 | 0.38092 | 0.40639 | 0.4694 | 0.54463 | 0.60039 | 0.63181 | 0.6517 | 0.60841 | 0.54441 | 0.43637 | 0.39728 | 0.34839 | 0.28247 | 0.22527
Portfolio Adjusted1-in-2Size: 20 kW to 199.99 kWOther2018October Monthly Peak | Portfolio Adjusted | 1-in-2 | Size: 20 kW to 199.99 kW | Other | 2018 | October Monthly Peak | 10 | 12.7073 | 12.0861 | 11.7683 | 11.6917 | 12.1863 | 13.427 | 15.2712 | 16.5011 | 18.8579 | 21.0563 | 23.0153 | 24.4265 | 25.3467 | 26.1459 | 26.4302 | 26.0254 | 24.9584 | 23.047 | 22.1218 | 21.424 | 19.9798 | 18.1529 | 15.8497 | 14.0382 | 0 | 0 | 0 | 0 | 0 | 0 | 0 | 0 | 0 | 0 | 0 | 0 | 0 | 0 | 0.39645 | 0.39038 | 0.37438 | 0.3457 | 0 | 0 | 0 | 0 | 0 | 0 | 63.942 | 63.002 | 62.0606 | 61.0614 | 60.089 | 59.3385 | 58.4886 | 57.8974 | 58.7808 | 63.1836 | 69.3804 | 75.6862 | 80.5994 | 83.5691 | 84.7498 | 85.632 | 85.6871 | 84.8431 | 82.6342 | 78.0609 | 73.9791 | 70.8003 | 68.2907 | 66.2729 | 0.24274 | 0.22598 | 0.22208 | 0.22158 | 0.23977 | 0.27729 | 0.36386 | 0.39228 | 0.39864 | 0.38331 | 0.37954 | 0.40492 | 0.4677 | 0.54266 | 0.59821 | 0.62953 | 0.64934 | 0.60621 | 0.54244 | 0.43479 | 0.39584 | 0.34713 | 0.28145 | 0.22446
Portfolio Adjusted1-in-2Size: 20 kW to 199.99 kWOther2018November Monthly Peak | Portfolio Adjusted | 1-in-2 | Size: 20 kW to 199.99 kW | Other | 2018 | November Monthly Peak | 11 | 11.8566 | 11.3896 | 11.1927 | 11.2637 | 11.7961 | 13.0549 | 14.2908 | 15.6463 | 17.7306 | 19.1566 | 20.3092 | 21.0445 | 21.407 | 21.753 | 21.6904 | 21.0953 | 20.5028 | 20.5431 | 19.4076 | 18.4208 | 17.4407 | 16.0799 | 14.3263 | 12.8866 | 0 | 0 | 0 | 0 | 0 | 0 | 0 | 0 | 0 | 0 | 0 | 0 | 0 | 0 | 0.32536 | 0.31643 | 0.30754 | 0.30815 | 0 | 0 | 0 | 0 | 0 | 0 | 55.6391 | 54.7082 | 53.8524 | 52.9001 | 51.8622 | 51.2664 | 50.9875 | 50.9543 | 53.2561 | 58.3337 | 63.2495 | 67.585 | 70.387 | 71.8503 | 72.4328 | 72.3293 | 70.9649 | 68.0828 | 64.5743 | 62.4056 | 60.7335 | 59.3951 | 58.274 | 57.1582 | 0.24441 | 0.22754 | 0.22361 | 0.22311 | 0.24142 | 0.27921 | 0.36638 | 0.39499 | 0.40139 | 0.38596 | 0.38217 | 0.40772 | 0.47094 | 0.54641 | 0.60235 | 0.63388 | 0.65382 | 0.6104 | 0.54619 | 0.4378 | 0.39858 | 0.34953 | 0.2834 | 0.22601
Portfolio Adjusted1-in-2Size: 20 kW to 199.99 kWOther2018December Monthly Peak | Portfolio Adjusted | 1-in-2 | Size: 20 kW to 199.99 kW | Other | 2018 | December Monthly Peak | 12 | 12.1733 | 11.7355 | 11.5726 | 11.6265 | 12.1747 | 13.4672 | 15.2442 | 16.3863 | 18.0553 | 18.9456 | 19.4247 | 19.5097 | 19.3046 | 19.2083 | 18.9324 | 18.4718 | 18.636 | 19.2595 | 18.4124 | 17.7461 | 16.9717 | 15.9183 | 14.4614 | 13.1465 | 0 | 0 | 0 | 0 | 0 | 0 | 0 | 0 | 0 | 0 | 0 | 0 | 0 | 0 | 0.28399 | 0.27708 | 0.27954 | 0.28889 | 0 | 0 | 0 | 0 | 0 | 0 | 46.5203 | 45.9083 | 45.5402 | 44.9639 | 44.4396 | 43.9916 | 43.6992 | 43.5909 | 44.3004 | 47.6129 | 51.2827 | 54.4562 | 56.4633 | 57.348 | 58.0325 | 58.2658 | 57.5388 | 55.1117 | 52.088 | 50.0478 | 48.588 | 46.755 | 45.0189 | 43.7815 | 0.24391 | 0.22708 | 0.22315 | 0.22265 | 0.24093 | 0.27864 | 0.36562 | 0.39418 | 0.40057 | 0.38517 | 0.38138 | 0.40688 | 0.46997 | 0.54529 | 0.60111 | 0.63257 | 0.65248 | 0.60914 | 0.54507 | 0.4369 | 0.39776 | 0.34881 | 0.28281 | 0.22554
Portfolio Adjusted1-in-2Size: 20 kW to 199.99 kWOther2018Typical Event Day | Portfolio Adjusted | 1-in-2 | Size: 20 kW to 199.99 kW | Other | 2018 | Typical Event Day | 8 | 14.4314 | 13.6044 | 13.176 | 13.0478 | 13.5746 | 14.9335 | 16.2836 | 18.7582 | 22.2394 | 25.1252 | 27.4645 | 29.0294 | 29.8698 | 30.5403 | 30.7508 | 30.3765 | 29.3416 | 27.3536 | 24.9569 | 23.8211 | 23.2491 | 21.1163 | 18.2849 | 16.1059 | 0 | 0 | 0 | 0 | 0 | 0 | 0 | 0 | 0 | 0 | 0 | 0 | 0 | 0 | 0.46126 | 0.45565 | 0.44012 | 0.4103 | 0 | 0 | 0 | 0 | 0 | 0 | 73.0248 | 71.7353 | 70.5045 | 69.3671 | 68.2933 | 67.3291 | 66.6175 | 66.7195 | 69.652 | 74.5674 | 79.6371 | 83.9034 | 87.2926 | 89.2146 | 90.299 | 90.7562 | 90.6842 | 89.9742 | 88.699 | 86.5219 | 83.1288 | 79.6612 | 77.2418 | 75.4638 | 0.24408 | 0.22724 | 0.22331 | 0.22281 | 0.2411 | 0.27883 | 0.36588 | 0.39446 | 0.40085 | 0.38544 | 0.38165 | 0.40717 | 0.4703 | 0.54567 | 0.60153 | 0.63302 | 0.65294 | 0.60957 | 0.54545 | 0.4372 | 0.39804 | 0.34906 | 0.28301 | 0.2257
Portfolio Adjusted1-in-2Size: 20 kW to 199.99 kWOther2019January Monthly Peak | Portfolio Adjusted | 1-in-2 | Size: 20 kW to 199.99 kW | Other | 2019 | January Monthly Peak | 1 | 12.5401 | 12.2039 | 12.0926 | 12.1919 | 12.8145 | 14.1998 | 16.4246 | 17.6269 | 19.301 | 19.9743 | 20.092 | 19.8417 | 19.3525 | 19.1147 | 18.6959 | 18.2977 | 18.1005 | 19.2252 | 18.7404 | 18.2502 | 17.5238 | 16.4032 | 14.7886 | 13.5444 | 0 | 0 | 0 | 0 | 0 | 0 | 0 | 0 | 0 | 0 | 0 | 0 | 0 | 0 | 0.28044 | 0.27447 | 0.27151 | 0.28838 | 0 | 0 | 0 | 0 | 0 | 0 | 42.391 | 41.9546 | 41.329 | 40.6932 | 40.0308 | 39.572 | 39.4768 | 39.2499 | 39.5338 | 41.9625 | 45.5256 | 48.2206 | 50.1784 | 51.4594 | 52.3026 | 52.7088 | 52.4186 | 51.0932 | 49.1488 | 47.7846 | 46.5655 | 45.6583 | 44.8036 | 44.2167 | 0.25581 | 0.23815 | 0.23403 | 0.23351 | 0.25268 | 0.29222 | 0.38345 | 0.4134 | 0.4201 | 0.40395 | 0.39998 | 0.42672 | 0.49289 | 0.57188 | 0.63042 | 0.66342 | 0.6843 | 0.63885 | 0.57165 | 0.4582 | 0.41716 | 0.36582 | 0.2966 | 0.23654
Portfolio Adjusted1-in-2Size: 20 kW to 199.99 kWOther2019February Monthly Peak | Portfolio Adjusted | 1-in-2 | Size: 20 kW to 199.99 kW | Other | 2019 | February Monthly Peak | 2 | 12.2041 | 11.8356 | 11.684 | 11.7563 | 12.3321 | 13.6716 | 15.4933 | 16.6554 | 18.5495 | 19.4483 | 19.8718 | 19.9496 | 19.8029 | 19.8064 | 19.5513 | 19.1701 | 18.7404 | 18.9556 | 19.0574 | 18.3655 | 17.5258 | 16.2832 | 14.5632 | 13.2149 | 0 | 0 | 0 | 0 | 0 | 0 | 0 | 0 | 0 | 0 | 0 | 0 | 0 | 0 | 0.29327 | 0.28755 | 0.28111 | 0.28433 | 0 | 0 | 0 | 0 | 0 | 0 | 47.1382 | 46.6563 | 46.3085 | 45.9239 | 45.7237 | 45.7048 | 45.7102 | 45.6768 | 45.9385 | 47.7671 | 49.891 | 51.7897 | 52.6529 | 52.6467 | 52.7052 | 52.3541 | 51.6811 | 50.5591 | 49.0214 | 47.5739 | 46.2158 | 45.2155 | 43.9932 | 43.0402 | 0.24701 | 0.22996 | 0.22598 | 0.22547 | 0.24399 | 0.28217 | 0.37026 | 0.39918 | 0.40565 | 0.39006 | 0.38622 | 0.41204 | 0.47593 | 0.55221 | 0.60874 | 0.6406 | 0.66076 | 0.61687 | 0.55198 | 0.44244 | 0.40281 | 0.35324 | 0.2864 | 0.22841
Portfolio Adjusted1-in-2Size: 20 kW to 199.99 kWOther2019March Monthly Peak | Portfolio Adjusted | 1-in-2 | Size: 20 kW to 199.99 kW | Other | 2019 | March Monthly Peak | 3 | 12.2932 | 11.7916 | 11.6006 | 11.6182 | 12.1494 | 13.4379 | 15.3608 | 16.5737 | 18.3038 | 19.216 | 19.698 | 19.841 | 19.7466 | 19.8322 | 19.7585 | 19.4851 | 19.0126 | 18.4412 | 18.0079 | 18.5413 | 17.8635 | 16.5861 | 14.7854 | 13.3672 | 0 | 0 | 0 | 0 | 0 | 0 | 0 | 0 | 0 | 0 | 0 | 0 | 0 | 0 | 0.29638 | 0.29228 | 0.28519 | 0.27662 | 0 | 0 | 0 | 0 | 0 | 0 | 46.7173 | 46.2656 | 45.8445 | 45.5285 | 45.137 | 44.6927 | 44.2803 | 44.0658 | 45.8038 | 48.1364 | 50.3936 | 52.4658 | 54.0658 | 55.1569 | 55.67 | 56.1017 | 55.9401 | 55.2701 | 53.6407 | 51.3591 | 49.7838 | 48.5711 | 47.7134 | 46.8049 | 0.2488 | 0.23163 | 0.22762 | 0.22711 | 0.24576 | 0.28422 | 0.37295 | 0.40208 | 0.4086 | 0.39289 | 0.38902 | 0.41503 | 0.47939 | 0.55621 | 0.61315 | 0.64525 | 0.66556 | 0.62135 | 0.55599 | 0.44565 | 0.40573 | 0.3558 | 0.28848 | 0.23006
Portfolio Adjusted1-in-2Size: 20 kW to 199.99 kWOther2019April Monthly Peak | Portfolio Adjusted | 1-in-2 | Size: 20 kW to 199.99 kW | Other | 2019 | April Monthly Peak | 4 | 12.3863 | 11.7884 | 11.5093 | 11.4403 | 11.9392 | 13.0976 | 14.3261 | 15.8863 | 18.3616 | 20.2434 | 21.7512 | 22.864 | 23.5675 | 24.2573 | 24.5563 | 24.3381 | 23.464 | 21.8217 | 20.2058 | 20.0662 | 19.465 | 17.7277 | 15.4935 | 13.7515 | 0 | 0 | 0 | 0 | 0 | 0 | 0 | 0 | 0 | 0 | 0 | 0 | 0 | 0 | 0.36834 | 0.36507 | 0.35196 | 0.32733 | 0 | 0 | 0 | 0 | 0 | 0 | 62.0213 | 60.814 | 59.3674 | 58.1507 | 57.2512 | 56.6023 | 56.0541 | 56.1491 | 58.795 | 62.8501 | 68.1042 | 72.5 | 75.8524 | 78.2492 | 79.3588 | 79.9893 | 79.9933 | 79.622 | 78.3692 | 75.9947 | 72.2082 | 69.0809 | 66.9168 | 64.6749 | 0.24334 | 0.22654 | 0.22263 | 0.22213 | 0.24036 | 0.27798 | 0.36476 | 0.39325 | 0.39963 | 0.38426 | 0.38048 | 0.40592 | 0.46886 | 0.544 | 0.5997 | 0.63109 | 0.65095 | 0.60771 | 0.54378 | 0.43587 | 0.39683 | 0.34799 | 0.28215 | 0.22501
Portfolio Adjusted1-in-2Size: 20 kW to 199.99 kWOther2019May Monthly Peak | Portfolio Adjusted | 1-in-2 | Size: 20 kW to 199.99 kW | Other | 2019 | May Monthly Peak | 5 | 12.6879 | 12.0453 | 11.7201 | 11.6192 | 12.1007 | 13.15 | 14.0765 | 16.3532 | 19.3261 | 21.5988 | 23.398 | 24.6307 | 25.3411 | 25.9877 | 26.2148 | 25.933 | 25.0098 | 23.2999 | 21.4345 | 20.5276 | 20.3274 | 18.5195 | 16.113 | 14.2218 | 0 | 0 | 0 | 0 | 0 | 0 | 0 | 0 | 0 | 0 | 0 | 0 | 0 | 0 | 0.39322 | 0.38899 | 0.37515 | 0.3495 | 0 | 0 | 0 | 0 | 0 | 0 | 65.8241 | 64.6838 | 63.7903 | 62.8399 | 62.0182 | 61.2662 | 60.4969 | 60.9158 | 63.425 | 67.2162 | 70.9488 | 74.6288 | 77.7802 | 80.3975 | 81.4924 | 81.9656 | 81.7818 | 81.2326 | 79.9407 | 77.6546 | 74.284 | 71.4531 | 69.0209 | 67.3544 | 0.24328 | 0.22649 | 0.22258 | 0.22207 | 0.24031 | 0.27792 | 0.36468 | 0.39316 | 0.39954 | 0.38417 | 0.3804 | 0.40583 | 0.46875 | 0.54388 | 0.59956 | 0.63094 | 0.6508 | 0.60757 | 0.54366 | 0.43577 | 0.39673 | 0.34791 | 0.28208 | 0.22496
Portfolio Adjusted1-in-2Size: 20 kW to 199.99 kWOther2019June Monthly Peak | Portfolio Adjusted | 1-in-2 | Size: 20 kW to 199.99 kW | Other | 2019 | June Monthly Peak | 6 | 13.8523 | 13.0802 | 12.6835 | 12.5292 | 13.0241 | 13.9554 | 15.1266 | 17.8956 | 21.1179 | 23.7624 | 25.8819 | 27.3194 | 28.1641 | 28.872 | 29.161 | 28.8899 | 27.9995 | 26.1682 | 24.003 | 22.6008 | 22.1892 | 20.3691 | 17.662 | 15.5643 | 0 | 0 | 0 | 0 | 0 | 0 | 0 | 0 | 0 | 0 | 0 | 0 | 0 | 0 | 0.43742 | 0.43335 | 0.41999 | 0.39252 | 0 | 0 | 0 | 0 | 0 | 0 | 69.829 | 68.4255 | 67.2638 | 66.2166 | 65.1089 | 64.0709 | 63.1353 | 64.0107 | 67.6897 | 72.4378 | 77.146 | 81.5383 | 84.6706 | 86.3404 | 87.1817 | 87.5388 | 87.6477 | 87.2954 | 86.2714 | 84.3423 | 81.316 | 77.231 | 74.5665 | 72.5408 | 0.24394 | 0.22711 | 0.22318 | 0.22268 | 0.24096 | 0.27867 | 0.36567 | 0.39423 | 0.40062 | 0.38522 | 0.38143 | 0.40693 | 0.47003 | 0.54536 | 0.60119 | 0.63266 | 0.65257 | 0.60922 | 0.54514 | 0.43695 | 0.39781 | 0.34886 | 0.28285 | 0.22557
Portfolio Adjusted1-in-2Size: 20 kW to 199.99 kWOther2019July Monthly Peak | Portfolio Adjusted | 1-in-2 | Size: 20 kW to 199.99 kW | Other | 2019 | July Monthly Peak | 7 | 15.1179 | 14.2279 | 13.757 | 13.6045 | 14.155 | 15.4051 | 16.7234 | 19.7679 | 23.3634 | 26.2329 | 28.5055 | 30.0188 | 30.8254 | 31.4415 | 31.6437 | 31.3043 | 30.3456 | 28.4418 | 26.0651 | 24.5619 | 24.0777 | 22.1016 | 19.1385 | 16.8609 | 0 | 0 | 0 | 0 | 0 | 0 | 0 | 0 | 0 | 0 | 0 | 0 | 0 | 0 | 0.47466 | 0.46956 | 0.45518 | 0.42663 | 0 | 0 | 0 | 0 | 0 | 0 | 75.7243 | 74.3618 | 73.406 | 72.4689 | 71.4377 | 70.4882 | 69.7094 | 70.1674 | 73.4651 | 77.8925 | 82.3104 | 85.7008 | 88.7347 | 90.4223 | 91.3646 | 91.8009 | 91.7017 | 90.6812 | 89.4987 | 88.1229 | 85.5317 | 81.9753 | 79.5097 | 77.7192 | 0.24426 | 0.2274 | 0.22347 | 0.22296 | 0.24127 | 0.27903 | 0.36614 | 0.39474 | 0.40114 | 0.38571 | 0.38192 | 0.40746 | 0.47063 | 0.54606 | 0.60196 | 0.63347 | 0.65341 | 0.61001 | 0.54584 | 0.43752 | 0.39832 | 0.34931 | 0.28321 | 0.22586
Portfolio Adjusted1-in-2Size: 20 kW to 199.99 kWOther2019August Monthly Peak | Portfolio Adjusted | 1-in-2 | Size: 20 kW to 199.99 kW | Other | 2019 | August Monthly Peak | 8 | 14.5576 | 13.7176 | 13.2806 | 13.1488 | 13.6788 | 15.0503 | 16.42 | 18.9533 | 22.5159 | 25.4699 | 27.8584 | 29.4495 | 30.2952 | 30.9655 | 31.1728 | 30.7944 | 29.7476 | 27.7428 | 25.2881 | 24.1263 | 23.5201 | 21.3464 | 18.4743 | 16.2658 | 0 | 0 | 0 | 0 | 0 | 0 | 0 | 0 | 0 | 0 | 0 | 0 | 0 | 0 | 0.46759 | 0.46192 | 0.44621 | 0.41614 | 0 | 0 | 0 | 0 | 0 | 0 | 74.1451 | 72.9837 | 71.4978 | 70.251 | 69.2246 | 68.2864 | 67.6979 | 67.0763 | 69.398 | 74.6061 | 80.2242 | 84.7292 | 88.2004 | 90.2324 | 91.5039 | 92.1292 | 91.9536 | 91.3211 | 89.8535 | 87.2659 | 83.4732 | 80.2539 | 77.9777 | 76.2444 | 0.24476 | 0.22787 | 0.22393 | 0.22343 | 0.24177 | 0.27961 | 0.3669 | 0.39555 | 0.40197 | 0.38651 | 0.38271 | 0.4083 | 0.47161 | 0.54719 | 0.60321 | 0.63478 | 0.65476 | 0.61127 | 0.54697 | 0.43842 | 0.39915 | 0.35003 | 0.2838 | 0.22633
Portfolio Adjusted1-in-2Size: 20 kW to 199.99 kWOther2019September Monthly Peak | Portfolio Adjusted | 1-in-2 | Size: 20 kW to 199.99 kW | Other | 2019 | September Monthly Peak | 9 | 14.1864 | 13.4154 | 13.0004 | 12.8899 | 13.4209 | 14.7584 | 16.5252 | 18.4952 | 21.947 | 24.798 | 27.0976 | 28.6538 | 29.5438 | 30.2583 | 30.4939 | 30.0899 | 28.9682 | 26.8436 | 24.5271 | 24.1394 | 22.6913 | 20.5024 | 17.7865 | 15.7091 | 0 | 0 | 0 | 0 | 0 | 0 | 0 | 0 | 0 | 0 | 0 | 0 | 0 | 0 | 0.45741 | 0.45135 | 0.43452 | 0.40265 | 0 | 0 | 0 | 0 | 0 | 0 | 72.4006 | 71.1701 | 69.8503 | 68.5321 | 67.4021 | 66.4708 | 65.9273 | 65.6239 | 68.0555 | 73.3334 | 78.8679 | 83.6451 | 87.5646 | 89.8632 | 91.1459 | 91.5557 | 91.4338 | 90.5993 | 89.1723 | 86.3565 | 82.1944 | 79.1847 | 76.9133 | 75.3508 | 0.24362 | 0.2268 | 0.22288 | 0.22238 | 0.24064 | 0.2783 | 0.36518 | 0.3937 | 0.40009 | 0.3847 | 0.38092 | 0.40639 | 0.4694 | 0.54463 | 0.60039 | 0.63181 | 0.6517 | 0.60841 | 0.54441 | 0.43637 | 0.39728 | 0.34839 | 0.28247 | 0.22527
Portfolio Adjusted1-in-2Size: 20 kW to 199.99 kWOther2019October Monthly Peak | Portfolio Adjusted | 1-in-2 | Size: 20 kW to 199.99 kW | Other | 2019 | October Monthly Peak | 10 | 12.7073 | 12.0861 | 11.7683 | 11.6917 | 12.1863 | 13.427 | 15.2712 | 16.5011 | 18.8579 | 21.0563 | 23.0153 | 24.4265 | 25.3467 | 26.1459 | 26.4302 | 26.0254 | 24.9584 | 23.047 | 22.1218 | 21.424 | 19.9798 | 18.1529 | 15.8497 | 14.0382 | 0 | 0 | 0 | 0 | 0 | 0 | 0 | 0 | 0 | 0 | 0 | 0 | 0 | 0 | 0.39645 | 0.39038 | 0.37438 | 0.3457 | 0 | 0 | 0 | 0 | 0 | 0 | 63.942 | 63.002 | 62.0606 | 61.0614 | 60.089 | 59.3385 | 58.4886 | 57.8974 | 58.7808 | 63.1836 | 69.3804 | 75.6862 | 80.5994 | 83.5691 | 84.7498 | 85.632 | 85.6871 | 84.8431 | 82.6342 | 78.0609 | 73.9791 | 70.8003 | 68.2907 | 66.2729 | 0.24274 | 0.22598 | 0.22208 | 0.22158 | 0.23977 | 0.27729 | 0.36386 | 0.39228 | 0.39864 | 0.38331 | 0.37954 | 0.40492 | 0.4677 | 0.54266 | 0.59821 | 0.62953 | 0.64934 | 0.60621 | 0.54244 | 0.43479 | 0.39584 | 0.34713 | 0.28145 | 0.22446
Portfolio Adjusted1-in-2Size: 20 kW to 199.99 kWOther2019November Monthly Peak | Portfolio Adjusted | 1-in-2 | Size: 20 kW to 199.99 kW | Other | 2019 | November Monthly Peak | 11 | 11.8566 | 11.3896 | 11.1927 | 11.2637 | 11.7961 | 13.0549 | 14.2908 | 15.6463 | 17.7306 | 19.1566 | 20.3092 | 21.0445 | 21.407 | 21.753 | 21.6904 | 21.0953 | 20.5028 | 20.5431 | 19.4076 | 18.4208 | 17.4407 | 16.0799 | 14.3263 | 12.8866 | 0 | 0 | 0 | 0 | 0 | 0 | 0 | 0 | 0 | 0 | 0 | 0 | 0 | 0 | 0.32536 | 0.31643 | 0.30754 | 0.30815 | 0 | 0 | 0 | 0 | 0 | 0 | 55.6391 | 54.7082 | 53.8524 | 52.9001 | 51.8621 | 51.2664 | 50.9875 | 50.9543 | 53.2561 | 58.3337 | 63.2495 | 67.585 | 70.387 | 71.8503 | 72.4328 | 72.3293 | 70.9649 | 68.0828 | 64.5743 | 62.4056 | 60.7335 | 59.3951 | 58.274 | 57.1582 | 0.24441 | 0.22754 | 0.22361 | 0.22311 | 0.24142 | 0.27921 | 0.36638 | 0.39499 | 0.40139 | 0.38596 | 0.38217 | 0.40772 | 0.47094 | 0.54641 | 0.60235 | 0.63388 | 0.65382 | 0.6104 | 0.54619 | 0.4378 | 0.39858 | 0.34953 | 0.2834 | 0.22601
Portfolio Adjusted1-in-2Size: 20 kW to 199.99 kWOther2019December Monthly Peak | Portfolio Adjusted | 1-in-2 | Size: 20 kW to 199.99 kW | Other | 2019 | December Monthly Peak | 12 | 12.1733 | 11.7355 | 11.5726 | 11.6265 | 12.1747 | 13.4672 | 15.2442 | 16.3863 | 18.0553 | 18.9456 | 19.4247 | 19.5097 | 19.3046 | 19.2083 | 18.9324 | 18.4718 | 18.636 | 19.2595 | 18.4124 | 17.7461 | 16.9717 | 15.9183 | 14.4614 | 13.1465 | 0 | 0 | 0 | 0 | 0 | 0 | 0 | 0 | 0 | 0 | 0 | 0 | 0 | 0 | 0.28399 | 0.27708 | 0.27954 | 0.28889 | 0 | 0 | 0 | 0 | 0 | 0 | 46.5203 | 45.9083 | 45.5402 | 44.9639 | 44.4396 | 43.9916 | 43.6992 | 43.5909 | 44.3004 | 47.6129 | 51.2827 | 54.4562 | 56.4633 | 57.348 | 58.0325 | 58.2658 | 57.5388 | 55.1117 | 52.088 | 50.0478 | 48.588 | 46.755 | 45.0189 | 43.7815 | 0.24391 | 0.22708 | 0.22315 | 0.22265 | 0.24093 | 0.27864 | 0.36562 | 0.39418 | 0.40057 | 0.38517 | 0.38138 | 0.40688 | 0.46997 | 0.54529 | 0.60111 | 0.63257 | 0.65248 | 0.60914 | 0.54507 | 0.4369 | 0.39776 | 0.34881 | 0.28281 | 0.22554
Portfolio Adjusted1-in-2Size: 20 kW to 199.99 kWOther2019Typical Event Day | Portfolio Adjusted | 1-in-2 | Size: 20 kW to 199.99 kW | Other | 2019 | Typical Event Day | 8 | 14.4314 | 13.6044 | 13.176 | 13.0478 | 13.5746 | 14.9335 | 16.2836 | 18.7582 | 22.2394 | 25.1252 | 27.4645 | 29.0294 | 29.8698 | 30.5403 | 30.7508 | 30.3765 | 29.3416 | 27.3536 | 24.9569 | 23.8211 | 23.2491 | 21.1163 | 18.2849 | 16.1059 | 0 | 0 | 0 | 0 | 0 | 0 | 0 | 0 | 0 | 0 | 0 | 0 | 0 | 0 | 0.46126 | 0.45565 | 0.44012 | 0.4103 | 0 | 0 | 0 | 0 | 0 | 0 | 73.0248 | 71.7353 | 70.5045 | 69.3672 | 68.2933 | 67.3291 | 66.6175 | 66.7195 | 69.652 | 74.5674 | 79.6371 | 83.9033 | 87.2926 | 89.2146 | 90.299 | 90.7562 | 90.6842 | 89.9742 | 88.699 | 86.5219 | 83.1288 | 79.6612 | 77.2418 | 75.4638 | 0.24408 | 0.22724 | 0.22331 | 0.22281 | 0.2411 | 0.27883 | 0.36588 | 0.39446 | 0.40085 | 0.38544 | 0.38165 | 0.40717 | 0.4703 | 0.54567 | 0.60153 | 0.63302 | 0.65294 | 0.60957 | 0.54545 | 0.4372 | 0.39804 | 0.34906 | 0.28301 | 0.2257
Portfolio Adjusted1-in-2Size: 20 kW to 199.99 kWOther2020January Monthly Peak | Portfolio Adjusted | 1-in-2 | Size: 20 kW to 199.99 kW | Other | 2020 | January Monthly Peak | 1 | 12.5401 | 12.2039 | 12.0926 | 12.1919 | 12.8145 | 14.1998 | 16.4246 | 17.6269 | 19.301 | 19.9743 | 20.092 | 19.8417 | 19.3525 | 19.1147 | 18.6959 | 18.2977 | 18.1005 | 19.2252 | 18.7404 | 18.2502 | 17.5238 | 16.4032 | 14.7886 | 13.5444 | 0 | 0 | 0 | 0 | 0 | 0 | 0 | 0 | 0 | 0 | 0 | 0 | 0 | 0 | 0.28044 | 0.27447 | 0.27151 | 0.28838 | 0 | 0 | 0 | 0 | 0 | 0 | 42.391 | 41.9546 | 41.329 | 40.6932 | 40.0308 | 39.572 | 39.4768 | 39.2499 | 39.5338 | 41.9625 | 45.5256 | 48.2206 | 50.1784 | 51.4594 | 52.3026 | 52.7088 | 52.4186 | 51.0932 | 49.1488 | 47.7846 | 46.5655 | 45.6583 | 44.8036 | 44.2167 | 0.25581 | 0.23815 | 0.23403 | 0.23351 | 0.25268 | 0.29222 | 0.38345 | 0.4134 | 0.4201 | 0.40395 | 0.39998 | 0.42672 | 0.49289 | 0.57188 | 0.63042 | 0.66342 | 0.6843 | 0.63885 | 0.57165 | 0.4582 | 0.41716 | 0.36582 | 0.2966 | 0.23654
Portfolio Adjusted1-in-2Size: 20 kW to 199.99 kWOther2020February Monthly Peak | Portfolio Adjusted | 1-in-2 | Size: 20 kW to 199.99 kW | Other | 2020 | February Monthly Peak | 2 | 12.2041 | 11.8356 | 11.684 | 11.7563 | 12.3321 | 13.6716 | 15.4933 | 16.6554 | 18.5495 | 19.4483 | 19.8718 | 19.9496 | 19.8029 | 19.8064 | 19.5513 | 19.1701 | 18.7404 | 18.9556 | 19.0574 | 18.3655 | 17.5258 | 16.2832 | 14.5632 | 13.2149 | 0 | 0 | 0 | 0 | 0 | 0 | 0 | 0 | 0 | 0 | 0 | 0 | 0 | 0 | 0.29327 | 0.28755 | 0.28111 | 0.28433 | 0 | 0 | 0 | 0 | 0 | 0 | 47.1382 | 46.6563 | 46.3085 | 45.9239 | 45.7237 | 45.7048 | 45.7102 | 45.6768 | 45.9385 | 47.7671 | 49.891 | 51.7897 | 52.6529 | 52.6467 | 52.7052 | 52.3541 | 51.6811 | 50.5591 | 49.0214 | 47.5739 | 46.2158 | 45.2155 | 43.9932 | 43.0402 | 0.24701 | 0.22996 | 0.22598 | 0.22547 | 0.24399 | 0.28217 | 0.37026 | 0.39918 | 0.40565 | 0.39006 | 0.38622 | 0.41204 | 0.47593 | 0.55221 | 0.60874 | 0.6406 | 0.66076 | 0.61687 | 0.55198 | 0.44244 | 0.40281 | 0.35324 | 0.2864 | 0.22841
Portfolio Adjusted1-in-2Size: 20 kW to 199.99 kWOther2020March Monthly Peak | Portfolio Adjusted | 1-in-2 | Size: 20 kW to 199.99 kW | Other | 2020 | March Monthly Peak | 3 | 12.2932 | 11.7916 | 11.6006 | 11.6182 | 12.1494 | 13.4379 | 15.3608 | 16.5737 | 18.3038 | 19.216 | 19.698 | 19.841 | 19.7466 | 19.8322 | 19.7585 | 19.4851 | 19.0126 | 18.4412 | 18.0079 | 18.5413 | 17.8635 | 16.5861 | 14.7854 | 13.3672 | 0 | 0 | 0 | 0 | 0 | 0 | 0 | 0 | 0 | 0 | 0 | 0 | 0 | 0 | 0.29638 | 0.29228 | 0.28519 | 0.27662 | 0 | 0 | 0 | 0 | 0 | 0 | 46.7173 | 46.2656 | 45.8445 | 45.5285 | 45.137 | 44.6927 | 44.2803 | 44.0658 | 45.8038 | 48.1364 | 50.3936 | 52.4658 | 54.0658 | 55.1569 | 55.67 | 56.1017 | 55.9401 | 55.2701 | 53.6407 | 51.3591 | 49.7838 | 48.5711 | 47.7134 | 46.8049 | 0.2488 | 0.23163 | 0.22762 | 0.22711 | 0.24576 | 0.28422 | 0.37295 | 0.40208 | 0.4086 | 0.39289 | 0.38902 | 0.41503 | 0.47939 | 0.55621 | 0.61315 | 0.64525 | 0.66556 | 0.62135 | 0.55599 | 0.44565 | 0.40573 | 0.3558 | 0.28848 | 0.23006
Portfolio Adjusted1-in-2Size: 20 kW to 199.99 kWOther2020April Monthly Peak | Portfolio Adjusted | 1-in-2 | Size: 20 kW to 199.99 kW | Other | 2020 | April Monthly Peak | 4 | 12.3863 | 11.7884 | 11.5093 | 11.4403 | 11.9392 | 13.0976 | 14.3261 | 15.8863 | 18.3616 | 20.2434 | 21.7512 | 22.864 | 23.5675 | 24.2573 | 24.5563 | 24.3381 | 23.464 | 21.8217 | 20.2058 | 20.0662 | 19.465 | 17.7277 | 15.4935 | 13.7515 | 0 | 0 | 0 | 0 | 0 | 0 | 0 | 0 | 0 | 0 | 0 | 0 | 0 | 0 | 0.36834 | 0.36507 | 0.35196 | 0.32733 | 0 | 0 | 0 | 0 | 0 | 0 | 62.0213 | 60.814 | 59.3674 | 58.1507 | 57.2512 | 56.6023 | 56.0541 | 56.1491 | 58.795 | 62.8501 | 68.1043 | 72.5 | 75.8524 | 78.2492 | 79.3588 | 79.9893 | 79.9933 | 79.622 | 78.3692 | 75.9947 | 72.2082 | 69.0809 | 66.9168 | 64.6749 | 0.24334 | 0.22654 | 0.22263 | 0.22213 | 0.24036 | 0.27798 | 0.36476 | 0.39325 | 0.39963 | 0.38426 | 0.38048 | 0.40592 | 0.46886 | 0.544 | 0.5997 | 0.63109 | 0.65095 | 0.60771 | 0.54378 | 0.43587 | 0.39683 | 0.34799 | 0.28215 | 0.22501
Portfolio Adjusted1-in-2Size: 20 kW to 199.99 kWOther2020May Monthly Peak | Portfolio Adjusted | 1-in-2 | Size: 20 kW to 199.99 kW | Other | 2020 | May Monthly Peak | 5 | 12.6879 | 12.0453 | 11.7201 | 11.6192 | 12.1007 | 13.15 | 14.0765 | 16.3532 | 19.3261 | 21.5989 | 23.398 | 24.6307 | 25.3411 | 25.9877 | 26.2148 | 25.933 | 25.0098 | 23.2999 | 21.4345 | 20.5276 | 20.3274 | 18.5195 | 16.113 | 14.2218 | 0 | 0 | 0 | 0 | 0 | 0 | 0 | 0 | 0 | 0 | 0 | 0 | 0 | 0 | 0.39322 | 0.38899 | 0.37515 | 0.3495 | 0 | 0 | 0 | 0 | 0 | 0 | 65.8241 | 64.6838 | 63.7903 | 62.8399 | 62.0182 | 61.2662 | 60.4969 | 60.9158 | 63.425 | 67.2162 | 70.9488 | 74.6288 | 77.7802 | 80.3975 | 81.4924 | 81.9656 | 81.7818 | 81.2326 | 79.9407 | 77.6546 | 74.284 | 71.4531 | 69.0209 | 67.3544 | 0.24328 | 0.22649 | 0.22258 | 0.22207 | 0.24031 | 0.27792 | 0.36468 | 0.39316 | 0.39954 | 0.38417 | 0.3804 | 0.40583 | 0.46875 | 0.54388 | 0.59956 | 0.63094 | 0.6508 | 0.60757 | 0.54366 | 0.43577 | 0.39673 | 0.34791 | 0.28208 | 0.22496
Portfolio Adjusted1-in-2Size: 20 kW to 199.99 kWOther2020June Monthly Peak | Portfolio Adjusted | 1-in-2 | Size: 20 kW to 199.99 kW | Other | 2020 | June Monthly Peak | 6 | 13.8523 | 13.0802 | 12.6835 | 12.5292 | 13.0241 | 13.9554 | 15.1266 | 17.8956 | 21.1179 | 23.7624 | 25.8819 | 27.3194 | 28.1641 | 28.872 | 29.161 | 28.8899 | 27.9995 | 26.1682 | 24.003 | 22.6008 | 22.1892 | 20.3691 | 17.662 | 15.5643 | 0 | 0 | 0 | 0 | 0 | 0 | 0 | 0 | 0 | 0 | 0 | 0 | 0 | 0 | 0.43742 | 0.43335 | 0.41999 | 0.39252 | 0 | 0 | 0 | 0 | 0 | 0 | 69.829 | 68.4255 | 67.2638 | 66.2166 | 65.1089 | 64.0709 | 63.1353 | 64.0107 | 67.6897 | 72.4378 | 77.146 | 81.5383 | 84.6706 | 86.3404 | 87.1817 | 87.5388 | 87.6477 | 87.2954 | 86.2714 | 84.3423 | 81.316 | 77.231 | 74.5665 | 72.5408 | 0.24394 | 0.22711 | 0.22318 | 0.22268 | 0.24096 | 0.27867 | 0.36567 | 0.39423 | 0.40062 | 0.38522 | 0.38143 | 0.40693 | 0.47003 | 0.54536 | 0.60119 | 0.63266 | 0.65257 | 0.60922 | 0.54514 | 0.43695 | 0.39781 | 0.34886 | 0.28285 | 0.22557
Portfolio Adjusted1-in-2Size: 20 kW to 199.99 kWOther2020July Monthly Peak | Portfolio Adjusted | 1-in-2 | Size: 20 kW to 199.99 kW | Other | 2020 | July Monthly Peak | 7 | 15.1179 | 14.2279 | 13.757 | 13.6045 | 14.155 | 15.4051 | 16.7234 | 19.7679 | 23.3634 | 26.2329 | 28.5055 | 30.0188 | 30.8254 | 31.4415 | 31.6437 | 31.3043 | 30.3456 | 28.4418 | 26.0651 | 24.5619 | 24.0777 | 22.1016 | 19.1385 | 16.8609 | 0 | 0 | 0 | 0 | 0 | 0 | 0 | 0 | 0 | 0 | 0 | 0 | 0 | 0 | 0.47466 | 0.46956 | 0.45518 | 0.42663 | 0 | 0 | 0 | 0 | 0 | 0 | 75.7243 | 74.3618 | 73.406 | 72.4689 | 71.4377 | 70.4882 | 69.7094 | 70.1674 | 73.4651 | 77.8925 | 82.3104 | 85.7008 | 88.7347 | 90.4224 | 91.3646 | 91.8009 | 91.7017 | 90.6812 | 89.4987 | 88.1229 | 85.5317 | 81.9753 | 79.5097 | 77.7192 | 0.24426 | 0.2274 | 0.22347 | 0.22296 | 0.24127 | 0.27903 | 0.36614 | 0.39474 | 0.40114 | 0.38571 | 0.38192 | 0.40746 | 0.47063 | 0.54606 | 0.60196 | 0.63347 | 0.65341 | 0.61001 | 0.54584 | 0.43752 | 0.39832 | 0.34931 | 0.28321 | 0.22586
Portfolio Adjusted1-in-2Size: 20 kW to 199.99 kWOther2020August Monthly Peak | Portfolio Adjusted | 1-in-2 | Size: 20 kW to 199.99 kW | Other | 2020 | August Monthly Peak | 8 | 14.5576 | 13.7176 | 13.2806 | 13.1488 | 13.6788 | 15.0503 | 16.42 | 18.9533 | 22.5159 | 25.4699 | 27.8584 | 29.4495 | 30.2952 | 30.9655 | 31.1728 | 30.7944 | 29.7476 | 27.7428 | 25.2881 | 24.1263 | 23.5201 | 21.3464 | 18.4743 | 16.2658 | 0 | 0 | 0 | 0 | 0 | 0 | 0 | 0 | 0 | 0 | 0 | 0 | 0 | 0 | 0.46759 | 0.46192 | 0.44621 | 0.41614 | 0 | 0 | 0 | 0 | 0 | 0 | 74.1451 | 72.9837 | 71.4978 | 70.251 | 69.2246 | 68.2864 | 67.6979 | 67.0763 | 69.398 | 74.6061 | 80.2242 | 84.7292 | 88.2004 | 90.2324 | 91.5039 | 92.1292 | 91.9536 | 91.3211 | 89.8535 | 87.2659 | 83.4732 | 80.2539 | 77.9777 | 76.2444 | 0.24476 | 0.22787 | 0.22393 | 0.22343 | 0.24177 | 0.27961 | 0.3669 | 0.39555 | 0.40197 | 0.38651 | 0.38271 | 0.4083 | 0.47161 | 0.54719 | 0.60321 | 0.63478 | 0.65476 | 0.61127 | 0.54697 | 0.43842 | 0.39915 | 0.35003 | 0.2838 | 0.22633
Portfolio Adjusted1-in-2Size: 20 kW to 199.99 kWOther2020September Monthly Peak | Portfolio Adjusted | 1-in-2 | Size: 20 kW to 199.99 kW | Other | 2020 | September Monthly Peak | 9 | 14.1864 | 13.4154 | 13.0004 | 12.8899 | 13.4209 | 14.7584 | 16.5252 | 18.4952 | 21.947 | 24.798 | 27.0976 | 28.6538 | 29.5438 | 30.2583 | 30.4939 | 30.0899 | 28.9682 | 26.8436 | 24.5271 | 24.1394 | 22.6913 | 20.5024 | 17.7865 | 15.7091 | 0 | 0 | 0 | 0 | 0 | 0 | 0 | 0 | 0 | 0 | 0 | 0 | 0 | 0 | 0.45741 | 0.45135 | 0.43452 | 0.40265 | 0 | 0 | 0 | 0 | 0 | 0 | 72.4006 | 71.1701 | 69.8503 | 68.5321 | 67.4021 | 66.4708 | 65.9273 | 65.6239 | 68.0555 | 73.3334 | 78.8679 | 83.6451 | 87.5646 | 89.8632 | 91.1459 | 91.5556 | 91.4338 | 90.5992 | 89.1723 | 86.3565 | 82.1944 | 79.1847 | 76.9133 | 75.3508 | 0.24362 | 0.2268 | 0.22288 | 0.22238 | 0.24064 | 0.2783 | 0.36518 | 0.3937 | 0.40009 | 0.3847 | 0.38092 | 0.40639 | 0.4694 | 0.54463 | 0.60039 | 0.63181 | 0.6517 | 0.60841 | 0.54441 | 0.43637 | 0.39728 | 0.34839 | 0.28247 | 0.22527
Portfolio Adjusted1-in-2Size: 20 kW to 199.99 kWOther2020October Monthly Peak | Portfolio Adjusted | 1-in-2 | Size: 20 kW to 199.99 kW | Other | 2020 | October Monthly Peak | 10 | 12.7073 | 12.0861 | 11.7683 | 11.6917 | 12.1863 | 13.427 | 15.2712 | 16.5011 | 18.8579 | 21.0563 | 23.0153 | 24.4265 | 25.3467 | 26.1459 | 26.4302 | 26.0254 | 24.9584 | 23.047 | 22.1218 | 21.424 | 19.9798 | 18.1529 | 15.8497 | 14.0382 | 0 | 0 | 0 | 0 | 0 | 0 | 0 | 0 | 0 | 0 | 0 | 0 | 0 | 0 | 0.39645 | 0.39038 | 0.37438 | 0.3457 | 0 | 0 | 0 | 0 | 0 | 0 | 63.942 | 63.002 | 62.0606 | 61.0614 | 60.089 | 59.3385 | 58.4886 | 57.8974 | 58.7808 | 63.1836 | 69.3804 | 75.6862 | 80.5994 | 83.5691 | 84.7498 | 85.632 | 85.6871 | 84.8431 | 82.6342 | 78.0609 | 73.9791 | 70.8003 | 68.2907 | 66.2729 | 0.24274 | 0.22598 | 0.22208 | 0.22158 | 0.23977 | 0.27729 | 0.36386 | 0.39228 | 0.39864 | 0.38331 | 0.37954 | 0.40492 | 0.4677 | 0.54266 | 0.59821 | 0.62953 | 0.64934 | 0.60621 | 0.54244 | 0.43479 | 0.39584 | 0.34713 | 0.28145 | 0.22446
Portfolio Adjusted1-in-2Size: 20 kW to 199.99 kWOther2020November Monthly Peak | Portfolio Adjusted | 1-in-2 | Size: 20 kW to 199.99 kW | Other | 2020 | November Monthly Peak | 11 | 11.8566 | 11.3896 | 11.1927 | 11.2637 | 11.7961 | 13.0549 | 14.2908 | 15.6463 | 17.7306 | 19.1566 | 20.3092 | 21.0445 | 21.407 | 21.753 | 21.6904 | 21.0953 | 20.5028 | 20.5431 | 19.4076 | 18.4208 | 17.4407 | 16.0799 | 14.3263 | 12.8866 | 0 | 0 | 0 | 0 | 0 | 0 | 0 | 0 | 0 | 0 | 0 | 0 | 0 | 0 | 0.32536 | 0.31643 | 0.30754 | 0.30815 | 0 | 0 | 0 | 0 | 0 | 0 | 55.6391 | 54.7082 | 53.8524 | 52.9001 | 51.8622 | 51.2664 | 50.9875 | 50.9543 | 53.2561 | 58.3337 | 63.2495 | 67.585 | 70.387 | 71.8503 | 72.4328 | 72.3293 | 70.9649 | 68.0828 | 64.5743 | 62.4056 | 60.7335 | 59.3951 | 58.274 | 57.1582 | 0.24441 | 0.22754 | 0.22361 | 0.22311 | 0.24142 | 0.27921 | 0.36638 | 0.39499 | 0.40139 | 0.38596 | 0.38217 | 0.40772 | 0.47094 | 0.54641 | 0.60235 | 0.63388 | 0.65382 | 0.6104 | 0.54619 | 0.4378 | 0.39858 | 0.34953 | 0.2834 | 0.22601
Portfolio Adjusted1-in-2Size: 20 kW to 199.99 kWOther2020December Monthly Peak | Portfolio Adjusted | 1-in-2 | Size: 20 kW to 199.99 kW | Other | 2020 | December Monthly Peak | 12 | 12.1733 | 11.7355 | 11.5726 | 11.6265 | 12.1747 | 13.4672 | 15.2442 | 16.3863 | 18.0553 | 18.9456 | 19.4247 | 19.5097 | 19.3046 | 19.2083 | 18.9324 | 18.4718 | 18.636 | 19.2595 | 18.4124 | 17.7461 | 16.9717 | 15.9183 | 14.4614 | 13.1465 | 0 | 0 | 0 | 0 | 0 | 0 | 0 | 0 | 0 | 0 | 0 | 0 | 0 | 0 | 0.28399 | 0.27708 | 0.27954 | 0.28889 | 0 | 0 | 0 | 0 | 0 | 0 | 46.5203 | 45.9083 | 45.5402 | 44.9639 | 44.4396 | 43.9916 | 43.6992 | 43.5909 | 44.3004 | 47.6129 | 51.2827 | 54.4562 | 56.4633 | 57.348 | 58.0325 | 58.2658 | 57.5388 | 55.1117 | 52.088 | 50.0478 | 48.588 | 46.755 | 45.0189 | 43.7815 | 0.24391 | 0.22708 | 0.22315 | 0.22265 | 0.24093 | 0.27864 | 0.36562 | 0.39418 | 0.40057 | 0.38517 | 0.38138 | 0.40688 | 0.46997 | 0.54529 | 0.60111 | 0.63257 | 0.65248 | 0.60914 | 0.54507 | 0.4369 | 0.39776 | 0.34881 | 0.28281 | 0.22554
Portfolio Adjusted1-in-2Size: 20 kW to 199.99 kWOther2020Typical Event Day | Portfolio Adjusted | 1-in-2 | Size: 20 kW to 199.99 kW | Other | 2020 | Typical Event Day | 8 | 14.4314 | 13.6044 | 13.176 | 13.0478 | 13.5746 | 14.9335 | 16.2836 | 18.7582 | 22.2394 | 25.1252 | 27.4645 | 29.0294 | 29.8698 | 30.5403 | 30.7508 | 30.3765 | 29.3416 | 27.3536 | 24.9569 | 23.8211 | 23.2491 | 21.1163 | 18.2849 | 16.1059 | 0 | 0 | 0 | 0 | 0 | 0 | 0 | 0 | 0 | 0 | 0 | 0 | 0 | 0 | 0.46126 | 0.45565 | 0.44012 | 0.4103 | 0 | 0 | 0 | 0 | 0 | 0 | 73.0248 | 71.7353 | 70.5045 | 69.3671 | 68.2933 | 67.3291 | 66.6175 | 66.7195 | 69.652 | 74.5674 | 79.6371 | 83.9034 | 87.2926 | 89.2146 | 90.299 | 90.7562 | 90.6842 | 89.9742 | 88.699 | 86.5219 | 83.1288 | 79.6612 | 77.2418 | 75.4638 | 0.24408 | 0.22724 | 0.22331 | 0.22281 | 0.2411 | 0.27883 | 0.36588 | 0.39446 | 0.40085 | 0.38544 | 0.38165 | 0.40717 | 0.4703 | 0.54567 | 0.60153 | 0.63302 | 0.65294 | 0.60957 | 0.54545 | 0.4372 | 0.39804 | 0.34906 | 0.28301 | 0.2257
Portfolio Adjusted1-in-2Size: 20 kW to 199.99 kWOther2021January Monthly Peak | Portfolio Adjusted | 1-in-2 | Size: 20 kW to 199.99 kW | Other | 2021 | January Monthly Peak | 1 | 12.5401 | 12.2039 | 12.0926 | 12.1919 | 12.8145 | 14.1998 | 16.4246 | 17.6269 | 19.301 | 19.9743 | 20.092 | 19.8417 | 19.3525 | 19.1147 | 18.6959 | 18.2977 | 18.1005 | 19.2252 | 18.7404 | 18.2502 | 17.5238 | 16.4032 | 14.7886 | 13.5444 | 0 | 0 | 0 | 0 | 0 | 0 | 0 | 0 | 0 | 0 | 0 | 0 | 0 | 0 | 0.28044 | 0.27447 | 0.27151 | 0.28838 | 0 | 0 | 0 | 0 | 0 | 0 | 42.391 | 41.9546 | 41.329 | 40.6932 | 40.0308 | 39.572 | 39.4768 | 39.2499 | 39.5338 | 41.9625 | 45.5256 | 48.2206 | 50.1784 | 51.4594 | 52.3026 | 52.7088 | 52.4186 | 51.0932 | 49.1488 | 47.7846 | 46.5655 | 45.6583 | 44.8036 | 44.2167 | 0.25581 | 0.23815 | 0.23403 | 0.23351 | 0.25268 | 0.29222 | 0.38345 | 0.4134 | 0.4201 | 0.40395 | 0.39998 | 0.42672 | 0.49289 | 0.57188 | 0.63042 | 0.66342 | 0.6843 | 0.63885 | 0.57165 | 0.4582 | 0.41716 | 0.36582 | 0.2966 | 0.23654
Portfolio Adjusted1-in-2Size: 20 kW to 199.99 kWOther2021February Monthly Peak | Portfolio Adjusted | 1-in-2 | Size: 20 kW to 199.99 kW | Other | 2021 | February Monthly Peak | 2 | 12.2041 | 11.8356 | 11.684 | 11.7563 | 12.3321 | 13.6716 | 15.4933 | 16.6554 | 18.5495 | 19.4483 | 19.8718 | 19.9496 | 19.8029 | 19.8064 | 19.5513 | 19.1701 | 18.7404 | 18.9556 | 19.0574 | 18.3655 | 17.5258 | 16.2832 | 14.5632 | 13.2149 | 0 | 0 | 0 | 0 | 0 | 0 | 0 | 0 | 0 | 0 | 0 | 0 | 0 | 0 | 0.29327 | 0.28755 | 0.28111 | 0.28433 | 0 | 0 | 0 | 0 | 0 | 0 | 47.1382 | 46.6563 | 46.3085 | 45.9239 | 45.7237 | 45.7048 | 45.7102 | 45.6768 | 45.9385 | 47.7671 | 49.891 | 51.7897 | 52.6529 | 52.6467 | 52.7052 | 52.3541 | 51.6811 | 50.5591 | 49.0214 | 47.5739 | 46.2158 | 45.2155 | 43.9932 | 43.0402 | 0.24701 | 0.22996 | 0.22598 | 0.22547 | 0.24399 | 0.28217 | 0.37026 | 0.39918 | 0.40565 | 0.39006 | 0.38622 | 0.41204 | 0.47593 | 0.55221 | 0.60874 | 0.6406 | 0.66076 | 0.61687 | 0.55198 | 0.44244 | 0.40281 | 0.35324 | 0.2864 | 0.22841
Portfolio Adjusted1-in-2Size: 20 kW to 199.99 kWOther2021March Monthly Peak | Portfolio Adjusted | 1-in-2 | Size: 20 kW to 199.99 kW | Other | 2021 | March Monthly Peak | 3 | 12.2932 | 11.7916 | 11.6006 | 11.6182 | 12.1494 | 13.4379 | 15.3608 | 16.5737 | 18.3038 | 19.216 | 19.698 | 19.841 | 19.7466 | 19.8322 | 19.7585 | 19.4851 | 19.0126 | 18.4412 | 18.0079 | 18.5413 | 17.8635 | 16.5861 | 14.7854 | 13.3672 | 0 | 0 | 0 | 0 | 0 | 0 | 0 | 0 | 0 | 0 | 0 | 0 | 0 | 0 | 0.29638 | 0.29228 | 0.28519 | 0.27662 | 0 | 0 | 0 | 0 | 0 | 0 | 46.7173 | 46.2656 | 45.8445 | 45.5285 | 45.137 | 44.6927 | 44.2803 | 44.0658 | 45.8038 | 48.1364 | 50.3936 | 52.4658 | 54.0658 | 55.1569 | 55.67 | 56.1017 | 55.9401 | 55.2701 | 53.6407 | 51.3591 | 49.7838 | 48.5711 | 47.7134 | 46.8049 | 0.2488 | 0.23163 | 0.22762 | 0.22711 | 0.24576 | 0.28422 | 0.37295 | 0.40208 | 0.4086 | 0.39289 | 0.38902 | 0.41503 | 0.47939 | 0.55621 | 0.61315 | 0.64525 | 0.66556 | 0.62135 | 0.55599 | 0.44565 | 0.40573 | 0.3558 | 0.28848 | 0.23006
Portfolio Adjusted1-in-2Size: 20 kW to 199.99 kWOther2021April Monthly Peak | Portfolio Adjusted | 1-in-2 | Size: 20 kW to 199.99 kW | Other | 2021 | April Monthly Peak | 4 | 12.3863 | 11.7884 | 11.5093 | 11.4403 | 11.9392 | 13.0976 | 14.3261 | 15.8863 | 18.3616 | 20.2434 | 21.7512 | 22.864 | 23.5675 | 24.2573 | 24.5563 | 24.3381 | 23.464 | 21.8217 | 20.2058 | 20.0662 | 19.465 | 17.7277 | 15.4935 | 13.7515 | 0 | 0 | 0 | 0 | 0 | 0 | 0 | 0 | 0 | 0 | 0 | 0 | 0 | 0 | 0.36834 | 0.36507 | 0.35196 | 0.32733 | 0 | 0 | 0 | 0 | 0 | 0 | 62.0213 | 60.814 | 59.3674 | 58.1507 | 57.2512 | 56.6023 | 56.0541 | 56.1491 | 58.795 | 62.8501 | 68.1043 | 72.5 | 75.8524 | 78.2492 | 79.3588 | 79.9893 | 79.9933 | 79.622 | 78.3692 | 75.9947 | 72.2082 | 69.0809 | 66.9168 | 64.6749 | 0.24334 | 0.22654 | 0.22263 | 0.22213 | 0.24036 | 0.27798 | 0.36476 | 0.39325 | 0.39963 | 0.38426 | 0.38048 | 0.40592 | 0.46886 | 0.544 | 0.5997 | 0.63109 | 0.65095 | 0.60771 | 0.54378 | 0.43587 | 0.39683 | 0.34799 | 0.28215 | 0.22501
Portfolio Adjusted1-in-2Size: 20 kW to 199.99 kWOther2021May Monthly Peak | Portfolio Adjusted | 1-in-2 | Size: 20 kW to 199.99 kW | Other | 2021 | May Monthly Peak | 5 | 12.6879 | 12.0453 | 11.7201 | 11.6192 | 12.1007 | 13.15 | 14.0765 | 16.3532 | 19.3261 | 21.5989 | 23.398 | 24.6307 | 25.3411 | 25.9877 | 26.2148 | 25.933 | 25.0098 | 23.2999 | 21.4345 | 20.5276 | 20.3274 | 18.5195 | 16.113 | 14.2218 | 0 | 0 | 0 | 0 | 0 | 0 | 0 | 0 | 0 | 0 | 0 | 0 | 0 | 0 | 0.39322 | 0.38899 | 0.37515 | 0.3495 | 0 | 0 | 0 | 0 | 0 | 0 | 65.8241 | 64.6838 | 63.7903 | 62.8399 | 62.0182 | 61.2662 | 60.4969 | 60.9158 | 63.425 | 67.2162 | 70.9488 | 74.6288 | 77.7802 | 80.3975 | 81.4924 | 81.9656 | 81.7818 | 81.2326 | 79.9407 | 77.6546 | 74.284 | 71.4531 | 69.0209 | 67.3544 | 0.24328 | 0.22649 | 0.22258 | 0.22207 | 0.24031 | 0.27792 | 0.36468 | 0.39316 | 0.39954 | 0.38417 | 0.3804 | 0.40583 | 0.46875 | 0.54388 | 0.59956 | 0.63094 | 0.6508 | 0.60757 | 0.54366 | 0.43577 | 0.39673 | 0.34791 | 0.28208 | 0.22496
Portfolio Adjusted1-in-2Size: 20 kW to 199.99 kWOther2021June Monthly Peak | Portfolio Adjusted | 1-in-2 | Size: 20 kW to 199.99 kW | Other | 2021 | June Monthly Peak | 6 | 13.8523 | 13.0802 | 12.6835 | 12.5292 | 13.0241 | 13.9554 | 15.1266 | 17.8956 | 21.1179 | 23.7624 | 25.8819 | 27.3194 | 28.1641 | 28.872 | 29.161 | 28.8899 | 27.9995 | 26.1682 | 24.003 | 22.6008 | 22.1892 | 20.3691 | 17.662 | 15.5643 | 0 | 0 | 0 | 0 | 0 | 0 | 0 | 0 | 0 | 0 | 0 | 0 | 0 | 0 | 0.43742 | 0.43335 | 0.41999 | 0.39252 | 0 | 0 | 0 | 0 | 0 | 0 | 69.829 | 68.4255 | 67.2638 | 66.2166 | 65.1089 | 64.0709 | 63.1353 | 64.0107 | 67.6897 | 72.4378 | 77.146 | 81.5383 | 84.6706 | 86.3404 | 87.1817 | 87.5388 | 87.6477 | 87.2954 | 86.2714 | 84.3423 | 81.316 | 77.231 | 74.5665 | 72.5408 | 0.24394 | 0.22711 | 0.22318 | 0.22268 | 0.24096 | 0.27867 | 0.36567 | 0.39423 | 0.40062 | 0.38522 | 0.38143 | 0.40693 | 0.47003 | 0.54536 | 0.60119 | 0.63266 | 0.65257 | 0.60922 | 0.54514 | 0.43695 | 0.39781 | 0.34886 | 0.28285 | 0.22557
Portfolio Adjusted1-in-2Size: 20 kW to 199.99 kWOther2021July Monthly Peak | Portfolio Adjusted | 1-in-2 | Size: 20 kW to 199.99 kW | Other | 2021 | July Monthly Peak | 7 | 15.1179 | 14.2279 | 13.757 | 13.6045 | 14.155 | 15.4051 | 16.7234 | 19.7679 | 23.3634 | 26.2329 | 28.5055 | 30.0187 | 30.8254 | 31.4415 | 31.6437 | 31.3043 | 30.3456 | 28.4418 | 26.0651 | 24.5619 | 24.0777 | 22.1016 | 19.1385 | 16.8609 | 0 | 0 | 0 | 0 | 0 | 0 | 0 | 0 | 0 | 0 | 0 | 0 | 0 | 0 | 0.47466 | 0.46956 | 0.45518 | 0.42663 | 0 | 0 | 0 | 0 | 0 | 0 | 75.7243 | 74.3618 | 73.406 | 72.4689 | 71.4377 | 70.4882 | 69.7094 | 70.1674 | 73.4651 | 77.8925 | 82.3104 | 85.7008 | 88.7347 | 90.4223 | 91.3646 | 91.8009 | 91.7017 | 90.6812 | 89.4987 | 88.1229 | 85.5317 | 81.9753 | 79.5097 | 77.7192 | 0.24426 | 0.2274 | 0.22347 | 0.22296 | 0.24127 | 0.27903 | 0.36614 | 0.39474 | 0.40114 | 0.38571 | 0.38192 | 0.40746 | 0.47063 | 0.54606 | 0.60196 | 0.63347 | 0.65341 | 0.61001 | 0.54584 | 0.43752 | 0.39832 | 0.34931 | 0.28321 | 0.22586
Portfolio Adjusted1-in-2Size: 20 kW to 199.99 kWOther2021August Monthly Peak | Portfolio Adjusted | 1-in-2 | Size: 20 kW to 199.99 kW | Other | 2021 | August Monthly Peak | 8 | 14.5576 | 13.7176 | 13.2806 | 13.1488 | 13.6788 | 15.0503 | 16.42 | 18.9533 | 22.5159 | 25.4699 | 27.8584 | 29.4495 | 30.2952 | 30.9655 | 31.1728 | 30.7944 | 29.7476 | 27.7428 | 25.2881 | 24.1263 | 23.5201 | 21.3464 | 18.4743 | 16.2658 | 0 | 0 | 0 | 0 | 0 | 0 | 0 | 0 | 0 | 0 | 0 | 0 | 0 | 0 | 0.46759 | 0.46192 | 0.44621 | 0.41614 | 0 | 0 | 0 | 0 | 0 | 0 | 74.1451 | 72.9837 | 71.4978 | 70.251 | 69.2246 | 68.2864 | 67.6979 | 67.0763 | 69.398 | 74.6061 | 80.2242 | 84.7292 | 88.2004 | 90.2324 | 91.5039 | 92.1292 | 91.9536 | 91.3211 | 89.8535 | 87.2659 | 83.4732 | 80.2539 | 77.9777 | 76.2444 | 0.24476 | 0.22787 | 0.22393 | 0.22343 | 0.24177 | 0.27961 | 0.3669 | 0.39555 | 0.40197 | 0.38651 | 0.38271 | 0.4083 | 0.47161 | 0.54719 | 0.60321 | 0.63478 | 0.65476 | 0.61127 | 0.54697 | 0.43842 | 0.39915 | 0.35003 | 0.2838 | 0.22633
Portfolio Adjusted1-in-2Size: 20 kW to 199.99 kWOther2021September Monthly Peak | Portfolio Adjusted | 1-in-2 | Size: 20 kW to 199.99 kW | Other | 2021 | September Monthly Peak | 9 | 14.1864 | 13.4154 | 13.0004 | 12.8899 | 13.4209 | 14.7584 | 16.5252 | 18.4952 | 21.947 | 24.798 | 27.0976 | 28.6538 | 29.5438 | 30.2583 | 30.4939 | 30.0899 | 28.9682 | 26.8436 | 24.5271 | 24.1394 | 22.6913 | 20.5024 | 17.7865 | 15.7091 | 0 | 0 | 0 | 0 | 0 | 0 | 0 | 0 | 0 | 0 | 0 | 0 | 0 | 0 | 0.45741 | 0.45135 | 0.43452 | 0.40265 | 0 | 0 | 0 | 0 | 0 | 0 | 72.4006 | 71.1701 | 69.8503 | 68.5321 | 67.4021 | 66.4708 | 65.9273 | 65.6239 | 68.0555 | 73.3334 | 78.8679 | 83.6451 | 87.5646 | 89.8632 | 91.1459 | 91.5556 | 91.4338 | 90.5992 | 89.1723 | 86.3565 | 82.1944 | 79.1847 | 76.9133 | 75.3508 | 0.24362 | 0.2268 | 0.22288 | 0.22238 | 0.24064 | 0.2783 | 0.36518 | 0.3937 | 0.40009 | 0.3847 | 0.38092 | 0.40639 | 0.4694 | 0.54463 | 0.60039 | 0.63181 | 0.6517 | 0.60841 | 0.54441 | 0.43637 | 0.39728 | 0.34839 | 0.28247 | 0.22527
Portfolio Adjusted1-in-2Size: 20 kW to 199.99 kWOther2021October Monthly Peak | Portfolio Adjusted | 1-in-2 | Size: 20 kW to 199.99 kW | Other | 2021 | October Monthly Peak | 10 | 12.7073 | 12.0861 | 11.7683 | 11.6917 | 12.1863 | 13.427 | 15.2712 | 16.5011 | 18.8579 | 21.0563 | 23.0153 | 24.4265 | 25.3467 | 26.1459 | 26.4302 | 26.0254 | 24.9584 | 23.047 | 22.1218 | 21.424 | 19.9798 | 18.1529 | 15.8497 | 14.0382 | 0 | 0 | 0 | 0 | 0 | 0 | 0 | 0 | 0 | 0 | 0 | 0 | 0 | 0 | 0.39645 | 0.39038 | 0.37438 | 0.3457 | 0 | 0 | 0 | 0 | 0 | 0 | 63.942 | 63.002 | 62.0606 | 61.0614 | 60.089 | 59.3385 | 58.4886 | 57.8974 | 58.7808 | 63.1836 | 69.3804 | 75.6862 | 80.5994 | 83.5691 | 84.7498 | 85.632 | 85.6871 | 84.8431 | 82.6342 | 78.0609 | 73.9791 | 70.8003 | 68.2907 | 66.2729 | 0.24274 | 0.22598 | 0.22208 | 0.22158 | 0.23977 | 0.27729 | 0.36386 | 0.39228 | 0.39864 | 0.38331 | 0.37954 | 0.40492 | 0.4677 | 0.54266 | 0.59821 | 0.62953 | 0.64934 | 0.60621 | 0.54244 | 0.43479 | 0.39584 | 0.34713 | 0.28145 | 0.22446
Portfolio Adjusted1-in-2Size: 20 kW to 199.99 kWOther2021November Monthly Peak | Portfolio Adjusted | 1-in-2 | Size: 20 kW to 199.99 kW | Other | 2021 | November Monthly Peak | 11 | 11.8566 | 11.3896 | 11.1927 | 11.2637 | 11.7961 | 13.0549 | 14.2908 | 15.6463 | 17.7306 | 19.1566 | 20.3092 | 21.0445 | 21.407 | 21.753 | 21.6904 | 21.0953 | 20.5028 | 20.5431 | 19.4076 | 18.4208 | 17.4407 | 16.0799 | 14.3263 | 12.8866 | 0 | 0 | 0 | 0 | 0 | 0 | 0 | 0 | 0 | 0 | 0 | 0 | 0 | 0 | 0.32536 | 0.31643 | 0.30754 | 0.30815 | 0 | 0 | 0 | 0 | 0 | 0 | 55.6391 | 54.7082 | 53.8524 | 52.9001 | 51.8622 | 51.2664 | 50.9875 | 50.9543 | 53.2561 | 58.3337 | 63.2495 | 67.585 | 70.387 | 71.8503 | 72.4328 | 72.3293 | 70.9649 | 68.0828 | 64.5743 | 62.4056 | 60.7335 | 59.3951 | 58.274 | 57.1582 | 0.24441 | 0.22754 | 0.22361 | 0.22311 | 0.24142 | 0.27921 | 0.36638 | 0.39499 | 0.40139 | 0.38596 | 0.38217 | 0.40772 | 0.47094 | 0.54641 | 0.60235 | 0.63388 | 0.65382 | 0.6104 | 0.54619 | 0.4378 | 0.39858 | 0.34953 | 0.2834 | 0.22601
Portfolio Adjusted1-in-2Size: 20 kW to 199.99 kWOther2021December Monthly Peak | Portfolio Adjusted | 1-in-2 | Size: 20 kW to 199.99 kW | Other | 2021 | December Monthly Peak | 12 | 12.1733 | 11.7355 | 11.5726 | 11.6265 | 12.1747 | 13.4672 | 15.2442 | 16.3863 | 18.0553 | 18.9456 | 19.4247 | 19.5097 | 19.3046 | 19.2083 | 18.9324 | 18.4718 | 18.636 | 19.2595 | 18.4124 | 17.7461 | 16.9717 | 15.9183 | 14.4614 | 13.1465 | 0 | 0 | 0 | 0 | 0 | 0 | 0 | 0 | 0 | 0 | 0 | 0 | 0 | 0 | 0.28399 | 0.27708 | 0.27954 | 0.28889 | 0 | 0 | 0 | 0 | 0 | 0 | 46.5203 | 45.9083 | 45.5402 | 44.9639 | 44.4396 | 43.9916 | 43.6992 | 43.5909 | 44.3004 | 47.6129 | 51.2827 | 54.4562 | 56.4633 | 57.348 | 58.0325 | 58.2658 | 57.5388 | 55.1117 | 52.088 | 50.0478 | 48.588 | 46.755 | 45.0189 | 43.7815 | 0.24391 | 0.22708 | 0.22315 | 0.22265 | 0.24093 | 0.27864 | 0.36562 | 0.39418 | 0.40057 | 0.38517 | 0.38138 | 0.40688 | 0.46997 | 0.54529 | 0.60111 | 0.63257 | 0.65248 | 0.60914 | 0.54507 | 0.4369 | 0.39776 | 0.34881 | 0.28281 | 0.22554
Portfolio Adjusted1-in-2Size: 20 kW to 199.99 kWOther2021Typical Event Day | Portfolio Adjusted | 1-in-2 | Size: 20 kW to 199.99 kW | Other | 2021 | Typical Event Day | 8 | 14.4314 | 13.6044 | 13.176 | 13.0478 | 13.5746 | 14.9335 | 16.2836 | 18.7582 | 22.2394 | 25.1252 | 27.4645 | 29.0294 | 29.8698 | 30.5403 | 30.7508 | 30.3765 | 29.3416 | 27.3536 | 24.9569 | 23.8211 | 23.2491 | 21.1163 | 18.2849 | 16.1059 | 0 | 0 | 0 | 0 | 0 | 0 | 0 | 0 | 0 | 0 | 0 | 0 | 0 | 0 | 0.46126 | 0.45565 | 0.44012 | 0.4103 | 0 | 0 | 0 | 0 | 0 | 0 | 73.0248 | 71.7353 | 70.5045 | 69.3672 | 68.2933 | 67.3291 | 66.6175 | 66.7195 | 69.652 | 74.5674 | 79.6371 | 83.9033 | 87.2926 | 89.2146 | 90.299 | 90.7562 | 90.6842 | 89.9742 | 88.699 | 86.5219 | 83.1288 | 79.6612 | 77.2418 | 75.4638 | 0.24408 | 0.22724 | 0.22331 | 0.22281 | 0.2411 | 0.27883 | 0.36588 | 0.39446 | 0.40085 | 0.38544 | 0.38165 | 0.40717 | 0.4703 | 0.54567 | 0.60153 | 0.63302 | 0.65294 | 0.60957 | 0.54545 | 0.4372 | 0.39804 | 0.34906 | 0.28301 | 0.2257
Portfolio Adjusted1-in-2Size: 20 kW to 199.99 kWOther2022January Monthly Peak | Portfolio Adjusted | 1-in-2 | Size: 20 kW to 199.99 kW | Other | 2022 | January Monthly Peak | 1 | 12.5401 | 12.2039 | 12.0926 | 12.1919 | 12.8145 | 14.1998 | 16.4246 | 17.6269 | 19.301 | 19.9743 | 20.092 | 19.8417 | 19.3525 | 19.1147 | 18.6959 | 18.2977 | 18.1005 | 19.2252 | 18.7404 | 18.2502 | 17.5238 | 16.4032 | 14.7886 | 13.5444 | 0 | 0 | 0 | 0 | 0 | 0 | 0 | 0 | 0 | 0 | 0 | 0 | 0 | 0 | 0.28044 | 0.27447 | 0.27151 | 0.28838 | 0 | 0 | 0 | 0 | 0 | 0 | 42.391 | 41.9546 | 41.329 | 40.6932 | 40.0308 | 39.572 | 39.4768 | 39.2499 | 39.5338 | 41.9625 | 45.5256 | 48.2206 | 50.1784 | 51.4594 | 52.3026 | 52.7088 | 52.4186 | 51.0932 | 49.1488 | 47.7846 | 46.5655 | 45.6583 | 44.8036 | 44.2167 | 0.25581 | 0.23815 | 0.23403 | 0.23351 | 0.25268 | 0.29222 | 0.38345 | 0.4134 | 0.4201 | 0.40395 | 0.39998 | 0.42672 | 0.49289 | 0.57188 | 0.63042 | 0.66342 | 0.6843 | 0.63885 | 0.57165 | 0.4582 | 0.41716 | 0.36582 | 0.2966 | 0.23654
Portfolio Adjusted1-in-2Size: 20 kW to 199.99 kWOther2022February Monthly Peak | Portfolio Adjusted | 1-in-2 | Size: 20 kW to 199.99 kW | Other | 2022 | February Monthly Peak | 2 | 12.2041 | 11.8356 | 11.684 | 11.7563 | 12.3321 | 13.6716 | 15.4933 | 16.6554 | 18.5495 | 19.4483 | 19.8718 | 19.9496 | 19.8029 | 19.8064 | 19.5513 | 19.1701 | 18.7404 | 18.9556 | 19.0574 | 18.3655 | 17.5258 | 16.2832 | 14.5632 | 13.2149 | 0 | 0 | 0 | 0 | 0 | 0 | 0 | 0 | 0 | 0 | 0 | 0 | 0 | 0 | 0.29327 | 0.28755 | 0.28111 | 0.28433 | 0 | 0 | 0 | 0 | 0 | 0 | 47.1382 | 46.6563 | 46.3085 | 45.9239 | 45.7237 | 45.7048 | 45.7102 | 45.6768 | 45.9385 | 47.7671 | 49.891 | 51.7897 | 52.6529 | 52.6467 | 52.7052 | 52.3541 | 51.6811 | 50.5591 | 49.0214 | 47.5739 | 46.2158 | 45.2155 | 43.9932 | 43.0402 | 0.24701 | 0.22996 | 0.22598 | 0.22547 | 0.24399 | 0.28217 | 0.37026 | 0.39918 | 0.40565 | 0.39006 | 0.38622 | 0.41204 | 0.47593 | 0.55221 | 0.60874 | 0.6406 | 0.66076 | 0.61687 | 0.55198 | 0.44244 | 0.40281 | 0.35324 | 0.2864 | 0.22841
Portfolio Adjusted1-in-2Size: 20 kW to 199.99 kWOther2022March Monthly Peak | Portfolio Adjusted | 1-in-2 | Size: 20 kW to 199.99 kW | Other | 2022 | March Monthly Peak | 3 | 12.2932 | 11.7916 | 11.6006 | 11.6182 | 12.1494 | 13.4379 | 15.3608 | 16.5737 | 18.3038 | 19.216 | 19.698 | 19.841 | 19.7466 | 19.8322 | 19.7585 | 19.4851 | 19.0126 | 18.4412 | 18.0079 | 18.5413 | 17.8635 | 16.5861 | 14.7854 | 13.3672 | 0 | 0 | 0 | 0 | 0 | 0 | 0 | 0 | 0 | 0 | 0 | 0 | 0 | 0 | 0.29638 | 0.29228 | 0.28519 | 0.27662 | 0 | 0 | 0 | 0 | 0 | 0 | 46.7173 | 46.2656 | 45.8445 | 45.5285 | 45.137 | 44.6927 | 44.2803 | 44.0658 | 45.8038 | 48.1364 | 50.3936 | 52.4658 | 54.0658 | 55.1569 | 55.67 | 56.1017 | 55.9401 | 55.2701 | 53.6407 | 51.3591 | 49.7838 | 48.5711 | 47.7134 | 46.8049 | 0.2488 | 0.23163 | 0.22762 | 0.22711 | 0.24576 | 0.28422 | 0.37295 | 0.40208 | 0.4086 | 0.39289 | 0.38902 | 0.41503 | 0.47939 | 0.55621 | 0.61315 | 0.64525 | 0.66556 | 0.62135 | 0.55599 | 0.44565 | 0.40573 | 0.3558 | 0.28848 | 0.23006
Portfolio Adjusted1-in-2Size: 20 kW to 199.99 kWOther2022April Monthly Peak | Portfolio Adjusted | 1-in-2 | Size: 20 kW to 199.99 kW | Other | 2022 | April Monthly Peak | 4 | 12.3863 | 11.7884 | 11.5093 | 11.4403 | 11.9392 | 13.0976 | 14.3261 | 15.8863 | 18.3616 | 20.2434 | 21.7512 | 22.864 | 23.5675 | 24.2573 | 24.5563 | 24.3381 | 23.464 | 21.8217 | 20.2058 | 20.0662 | 19.465 | 17.7277 | 15.4935 | 13.7515 | 0 | 0 | 0 | 0 | 0 | 0 | 0 | 0 | 0 | 0 | 0 | 0 | 0 | 0 | 0.36834 | 0.36507 | 0.35196 | 0.32733 | 0 | 0 | 0 | 0 | 0 | 0 | 62.0213 | 60.814 | 59.3674 | 58.1507 | 57.2512 | 56.6023 | 56.0541 | 56.1491 | 58.795 | 62.8501 | 68.1042 | 72.5 | 75.8524 | 78.2492 | 79.3588 | 79.9893 | 79.9933 | 79.622 | 78.3692 | 75.9947 | 72.2082 | 69.0809 | 66.9168 | 64.6749 | 0.24334 | 0.22654 | 0.22263 | 0.22213 | 0.24036 | 0.27798 | 0.36476 | 0.39325 | 0.39963 | 0.38426 | 0.38048 | 0.40592 | 0.46886 | 0.544 | 0.5997 | 0.63109 | 0.65095 | 0.60771 | 0.54378 | 0.43587 | 0.39683 | 0.34799 | 0.28215 | 0.22501
Portfolio Adjusted1-in-2Size: 20 kW to 199.99 kWOther2022May Monthly Peak | Portfolio Adjusted | 1-in-2 | Size: 20 kW to 199.99 kW | Other | 2022 | May Monthly Peak | 5 | 12.6879 | 12.0453 | 11.7201 | 11.6192 | 12.1007 | 13.15 | 14.0765 | 16.3532 | 19.3261 | 21.5989 | 23.398 | 24.6307 | 25.3411 | 25.9877 | 26.2148 | 25.933 | 25.0098 | 23.2999 | 21.4345 | 20.5276 | 20.3274 | 18.5195 | 16.113 | 14.2218 | 0 | 0 | 0 | 0 | 0 | 0 | 0 | 0 | 0 | 0 | 0 | 0 | 0 | 0 | 0.39322 | 0.38899 | 0.37515 | 0.3495 | 0 | 0 | 0 | 0 | 0 | 0 | 65.8241 | 64.6838 | 63.7903 | 62.8399 | 62.0182 | 61.2662 | 60.4969 | 60.9158 | 63.425 | 67.2162 | 70.9488 | 74.6288 | 77.7802 | 80.3975 | 81.4924 | 81.9656 | 81.7818 | 81.2326 | 79.9407 | 77.6546 | 74.284 | 71.4531 | 69.0209 | 67.3544 | 0.24328 | 0.22649 | 0.22258 | 0.22207 | 0.24031 | 0.27792 | 0.36468 | 0.39316 | 0.39954 | 0.38417 | 0.3804 | 0.40583 | 0.46875 | 0.54388 | 0.59956 | 0.63094 | 0.6508 | 0.60757 | 0.54366 | 0.43577 | 0.39673 | 0.34791 | 0.28208 | 0.22496
Portfolio Adjusted1-in-2Size: 20 kW to 199.99 kWOther2022June Monthly Peak | Portfolio Adjusted | 1-in-2 | Size: 20 kW to 199.99 kW | Other | 2022 | June Monthly Peak | 6 | 13.8523 | 13.0802 | 12.6835 | 12.5292 | 13.0241 | 13.9554 | 15.1266 | 17.8956 | 21.1179 | 23.7624 | 25.8819 | 27.3194 | 28.1641 | 28.872 | 29.161 | 28.8899 | 27.9995 | 26.1682 | 24.003 | 22.6008 | 22.1892 | 20.3691 | 17.662 | 15.5643 | 0 | 0 | 0 | 0 | 0 | 0 | 0 | 0 | 0 | 0 | 0 | 0 | 0 | 0 | 0.43742 | 0.43335 | 0.41999 | 0.39252 | 0 | 0 | 0 | 0 | 0 | 0 | 69.829 | 68.4255 | 67.2638 | 66.2166 | 65.1089 | 64.0709 | 63.1353 | 64.0107 | 67.6897 | 72.4378 | 77.146 | 81.5383 | 84.6706 | 86.3404 | 87.1817 | 87.5388 | 87.6477 | 87.2954 | 86.2714 | 84.3423 | 81.316 | 77.231 | 74.5665 | 72.5408 | 0.24394 | 0.22711 | 0.22318 | 0.22268 | 0.24096 | 0.27867 | 0.36567 | 0.39423 | 0.40062 | 0.38522 | 0.38143 | 0.40693 | 0.47003 | 0.54536 | 0.60119 | 0.63266 | 0.65257 | 0.60922 | 0.54514 | 0.43695 | 0.39781 | 0.34886 | 0.28285 | 0.22557
Portfolio Adjusted1-in-2Size: 20 kW to 199.99 kWOther2022July Monthly Peak | Portfolio Adjusted | 1-in-2 | Size: 20 kW to 199.99 kW | Other | 2022 | July Monthly Peak | 7 | 15.1179 | 14.2279 | 13.757 | 13.6045 | 14.155 | 15.4051 | 16.7234 | 19.7679 | 23.3634 | 26.2329 | 28.5055 | 30.0188 | 30.8254 | 31.4415 | 31.6437 | 31.3043 | 30.3456 | 28.4418 | 26.0651 | 24.5619 | 24.0777 | 22.1016 | 19.1385 | 16.8609 | 0 | 0 | 0 | 0 | 0 | 0 | 0 | 0 | 0 | 0 | 0 | 0 | 0 | 0 | 0.47466 | 0.46956 | 0.45518 | 0.42663 | 0 | 0 | 0 | 0 | 0 | 0 | 75.7243 | 74.3618 | 73.406 | 72.4689 | 71.4377 | 70.4882 | 69.7094 | 70.1674 | 73.4651 | 77.8925 | 82.3104 | 85.7008 | 88.7347 | 90.4224 | 91.3646 | 91.8009 | 91.7017 | 90.6812 | 89.4987 | 88.1229 | 85.5317 | 81.9753 | 79.5097 | 77.7192 | 0.24426 | 0.2274 | 0.22347 | 0.22296 | 0.24127 | 0.27903 | 0.36614 | 0.39474 | 0.40114 | 0.38571 | 0.38192 | 0.40746 | 0.47063 | 0.54606 | 0.60196 | 0.63347 | 0.65341 | 0.61001 | 0.54584 | 0.43752 | 0.39832 | 0.34931 | 0.28321 | 0.22586
Portfolio Adjusted1-in-2Size: 20 kW to 199.99 kWOther2022August Monthly Peak | Portfolio Adjusted | 1-in-2 | Size: 20 kW to 199.99 kW | Other | 2022 | August Monthly Peak | 8 | 14.5576 | 13.7176 | 13.2806 | 13.1488 | 13.6788 | 15.0503 | 16.42 | 18.9533 | 22.5159 | 25.4699 | 27.8584 | 29.4495 | 30.2952 | 30.9655 | 31.1728 | 30.7944 | 29.7476 | 27.7428 | 25.2881 | 24.1263 | 23.5201 | 21.3464 | 18.4743 | 16.2658 | 0 | 0 | 0 | 0 | 0 | 0 | 0 | 0 | 0 | 0 | 0 | 0 | 0 | 0 | 0.46759 | 0.46192 | 0.44621 | 0.41614 | 0 | 0 | 0 | 0 | 0 | 0 | 74.1451 | 72.9837 | 71.4978 | 70.251 | 69.2246 | 68.2864 | 67.6979 | 67.0763 | 69.398 | 74.6061 | 80.2242 | 84.7292 | 88.2004 | 90.2324 | 91.5039 | 92.1292 | 91.9536 | 91.3211 | 89.8535 | 87.2659 | 83.4732 | 80.2539 | 77.9777 | 76.2444 | 0.24476 | 0.22787 | 0.22393 | 0.22343 | 0.24177 | 0.27961 | 0.3669 | 0.39555 | 0.40197 | 0.38651 | 0.38271 | 0.4083 | 0.47161 | 0.54719 | 0.60321 | 0.63478 | 0.65476 | 0.61127 | 0.54697 | 0.43842 | 0.39915 | 0.35003 | 0.2838 | 0.22633
Portfolio Adjusted1-in-2Size: 20 kW to 199.99 kWOther2022September Monthly Peak | Portfolio Adjusted | 1-in-2 | Size: 20 kW to 199.99 kW | Other | 2022 | September Monthly Peak | 9 | 14.1864 | 13.4154 | 13.0004 | 12.8899 | 13.4209 | 14.7584 | 16.5252 | 18.4952 | 21.947 | 24.798 | 27.0976 | 28.6538 | 29.5438 | 30.2583 | 30.4939 | 30.0899 | 28.9682 | 26.8436 | 24.5271 | 24.1394 | 22.6913 | 20.5024 | 17.7865 | 15.7091 | 0 | 0 | 0 | 0 | 0 | 0 | 0 | 0 | 0 | 0 | 0 | 0 | 0 | 0 | 0.45741 | 0.45135 | 0.43452 | 0.40265 | 0 | 0 | 0 | 0 | 0 | 0 | 72.4006 | 71.1701 | 69.8503 | 68.5321 | 67.4021 | 66.4708 | 65.9273 | 65.6239 | 68.0555 | 73.3334 | 78.8679 | 83.6451 | 87.5646 | 89.8632 | 91.1459 | 91.5556 | 91.4338 | 90.5992 | 89.1723 | 86.3565 | 82.1944 | 79.1847 | 76.9133 | 75.3508 | 0.24362 | 0.2268 | 0.22288 | 0.22238 | 0.24064 | 0.2783 | 0.36518 | 0.3937 | 0.40009 | 0.3847 | 0.38092 | 0.40639 | 0.4694 | 0.54463 | 0.60039 | 0.63181 | 0.6517 | 0.60841 | 0.54441 | 0.43637 | 0.39728 | 0.34839 | 0.28247 | 0.22527
Portfolio Adjusted1-in-2Size: 20 kW to 199.99 kWOther2022October Monthly Peak | Portfolio Adjusted | 1-in-2 | Size: 20 kW to 199.99 kW | Other | 2022 | October Monthly Peak | 10 | 12.7073 | 12.0861 | 11.7683 | 11.6917 | 12.1863 | 13.427 | 15.2712 | 16.5011 | 18.8579 | 21.0563 | 23.0153 | 24.4265 | 25.3467 | 26.1459 | 26.4302 | 26.0254 | 24.9584 | 23.047 | 22.1218 | 21.424 | 19.9798 | 18.1529 | 15.8497 | 14.0382 | 0 | 0 | 0 | 0 | 0 | 0 | 0 | 0 | 0 | 0 | 0 | 0 | 0 | 0 | 0.39645 | 0.39038 | 0.37438 | 0.3457 | 0 | 0 | 0 | 0 | 0 | 0 | 63.942 | 63.002 | 62.0606 | 61.0614 | 60.089 | 59.3385 | 58.4886 | 57.8974 | 58.7808 | 63.1836 | 69.3804 | 75.6862 | 80.5994 | 83.5691 | 84.7498 | 85.632 | 85.6871 | 84.8431 | 82.6342 | 78.0609 | 73.9791 | 70.8003 | 68.2907 | 66.2729 | 0.24274 | 0.22598 | 0.22208 | 0.22158 | 0.23977 | 0.27729 | 0.36386 | 0.39228 | 0.39864 | 0.38331 | 0.37954 | 0.40492 | 0.4677 | 0.54266 | 0.59821 | 0.62953 | 0.64934 | 0.60621 | 0.54244 | 0.43479 | 0.39584 | 0.34713 | 0.28145 | 0.22446
Portfolio Adjusted1-in-2Size: 20 kW to 199.99 kWOther2022November Monthly Peak | Portfolio Adjusted | 1-in-2 | Size: 20 kW to 199.99 kW | Other | 2022 | November Monthly Peak | 11 | 11.8566 | 11.3896 | 11.1927 | 11.2637 | 11.796 | 13.0549 | 14.2908 | 15.6463 | 17.7306 | 19.1566 | 20.3092 | 21.0445 | 21.407 | 21.753 | 21.6904 | 21.0953 | 20.5028 | 20.5431 | 19.4076 | 18.4208 | 17.4407 | 16.0799 | 14.3263 | 12.8866 | 0 | 0 | 0 | 0 | 0 | 0 | 0 | 0 | 0 | 0 | 0 | 0 | 0 | 0 | 0.32536 | 0.31643 | 0.30754 | 0.30815 | 0 | 0 | 0 | 0 | 0 | 0 | 55.6391 | 54.7082 | 53.8524 | 52.9001 | 51.8622 | 51.2664 | 50.9875 | 50.9543 | 53.2561 | 58.3337 | 63.2495 | 67.585 | 70.387 | 71.8503 | 72.4328 | 72.3293 | 70.9649 | 68.0828 | 64.5743 | 62.4056 | 60.7335 | 59.3951 | 58.274 | 57.1582 | 0.24441 | 0.22754 | 0.22361 | 0.22311 | 0.24142 | 0.27921 | 0.36638 | 0.39499 | 0.40139 | 0.38596 | 0.38217 | 0.40772 | 0.47094 | 0.54641 | 0.60235 | 0.63388 | 0.65382 | 0.6104 | 0.54619 | 0.4378 | 0.39858 | 0.34953 | 0.2834 | 0.22601
Portfolio Adjusted1-in-2Size: 20 kW to 199.99 kWOther2022December Monthly Peak | Portfolio Adjusted | 1-in-2 | Size: 20 kW to 199.99 kW | Other | 2022 | December Monthly Peak | 12 | 12.1733 | 11.7355 | 11.5726 | 11.6265 | 12.1747 | 13.4672 | 15.2442 | 16.3863 | 18.0553 | 18.9456 | 19.4247 | 19.5097 | 19.3046 | 19.2083 | 18.9324 | 18.4718 | 18.636 | 19.2595 | 18.4124 | 17.7461 | 16.9717 | 15.9183 | 14.4614 | 13.1465 | 0 | 0 | 0 | 0 | 0 | 0 | 0 | 0 | 0 | 0 | 0 | 0 | 0 | 0 | 0.28399 | 0.27708 | 0.27954 | 0.28889 | 0 | 0 | 0 | 0 | 0 | 0 | 46.5203 | 45.9083 | 45.5402 | 44.9639 | 44.4396 | 43.9916 | 43.6992 | 43.5909 | 44.3004 | 47.6129 | 51.2827 | 54.4562 | 56.4633 | 57.348 | 58.0325 | 58.2658 | 57.5388 | 55.1117 | 52.088 | 50.0478 | 48.588 | 46.755 | 45.0189 | 43.7815 | 0.24391 | 0.22708 | 0.22315 | 0.22265 | 0.24093 | 0.27864 | 0.36562 | 0.39418 | 0.40057 | 0.38517 | 0.38138 | 0.40688 | 0.46997 | 0.54529 | 0.60111 | 0.63257 | 0.65248 | 0.60914 | 0.54507 | 0.4369 | 0.39776 | 0.34881 | 0.28281 | 0.22554
Portfolio Adjusted1-in-2Size: 20 kW to 199.99 kWOther2022Typical Event Day | Portfolio Adjusted | 1-in-2 | Size: 20 kW to 199.99 kW | Other | 2022 | Typical Event Day | 8 | 14.4314 | 13.6044 | 13.176 | 13.0478 | 13.5746 | 14.9335 | 16.2836 | 18.7582 | 22.2394 | 25.1252 | 27.4645 | 29.0294 | 29.8698 | 30.5403 | 30.7508 | 30.3765 | 29.3416 | 27.3536 | 24.9569 | 23.8211 | 23.2491 | 21.1163 | 18.2849 | 16.1059 | 0 | 0 | 0 | 0 | 0 | 0 | 0 | 0 | 0 | 0 | 0 | 0 | 0 | 0 | 0.46126 | 0.45565 | 0.44012 | 0.4103 | 0 | 0 | 0 | 0 | 0 | 0 | 73.0248 | 71.7353 | 70.5045 | 69.3672 | 68.2933 | 67.3291 | 66.6175 | 66.7195 | 69.652 | 74.5674 | 79.6371 | 83.9034 | 87.2926 | 89.2146 | 90.299 | 90.7562 | 90.6842 | 89.9742 | 88.699 | 86.5219 | 83.1288 | 79.6612 | 77.2418 | 75.4638 | 0.24408 | 0.22724 | 0.22331 | 0.22281 | 0.2411 | 0.27883 | 0.36588 | 0.39446 | 0.40085 | 0.38544 | 0.38165 | 0.40717 | 0.4703 | 0.54567 | 0.60153 | 0.63302 | 0.65294 | 0.60957 | 0.54545 | 0.4372 | 0.39804 | 0.34906 | 0.28301 | 0.2257
Portfolio Adjusted1-in-2Size: 20 kW to 199.99 kWOther2023January Monthly Peak | Portfolio Adjusted | 1-in-2 | Size: 20 kW to 199.99 kW | Other | 2023 | January Monthly Peak | 1 | 12.5401 | 12.2039 | 12.0926 | 12.1919 | 12.8145 | 14.1998 | 16.4246 | 17.6269 | 19.301 | 19.9743 | 20.092 | 19.8417 | 19.3525 | 19.1147 | 18.6959 | 18.2977 | 18.1005 | 19.2252 | 18.7404 | 18.2502 | 17.5238 | 16.4032 | 14.7886 | 13.5444 | 0 | 0 | 0 | 0 | 0 | 0 | 0 | 0 | 0 | 0 | 0 | 0 | 0 | 0 | 0.28044 | 0.27447 | 0.27151 | 0.28838 | 0 | 0 | 0 | 0 | 0 | 0 | 42.391 | 41.9546 | 41.329 | 40.6932 | 40.0308 | 39.572 | 39.4768 | 39.2499 | 39.5338 | 41.9625 | 45.5256 | 48.2206 | 50.1784 | 51.4594 | 52.3026 | 52.7088 | 52.4186 | 51.0932 | 49.1488 | 47.7846 | 46.5655 | 45.6583 | 44.8036 | 44.2167 | 0.25581 | 0.23815 | 0.23403 | 0.23351 | 0.25268 | 0.29222 | 0.38345 | 0.4134 | 0.4201 | 0.40395 | 0.39998 | 0.42672 | 0.49289 | 0.57188 | 0.63042 | 0.66342 | 0.6843 | 0.63885 | 0.57165 | 0.4582 | 0.41716 | 0.36582 | 0.2966 | 0.23654
Portfolio Adjusted1-in-2Size: 20 kW to 199.99 kWOther2023February Monthly Peak | Portfolio Adjusted | 1-in-2 | Size: 20 kW to 199.99 kW | Other | 2023 | February Monthly Peak | 2 | 12.2041 | 11.8356 | 11.684 | 11.7563 | 12.3321 | 13.6716 | 15.4933 | 16.6554 | 18.5495 | 19.4483 | 19.8718 | 19.9496 | 19.8029 | 19.8064 | 19.5513 | 19.1701 | 18.7404 | 18.9556 | 19.0574 | 18.3655 | 17.5258 | 16.2832 | 14.5632 | 13.2149 | 0 | 0 | 0 | 0 | 0 | 0 | 0 | 0 | 0 | 0 | 0 | 0 | 0 | 0 | 0.29327 | 0.28755 | 0.28111 | 0.28433 | 0 | 0 | 0 | 0 | 0 | 0 | 47.1382 | 46.6563 | 46.3085 | 45.9239 | 45.7237 | 45.7048 | 45.7102 | 45.6768 | 45.9385 | 47.7671 | 49.891 | 51.7897 | 52.6529 | 52.6467 | 52.7052 | 52.3541 | 51.6811 | 50.5591 | 49.0214 | 47.5739 | 46.2158 | 45.2155 | 43.9932 | 43.0402 | 0.24701 | 0.22996 | 0.22598 | 0.22547 | 0.24399 | 0.28217 | 0.37026 | 0.39918 | 0.40565 | 0.39006 | 0.38622 | 0.41204 | 0.47593 | 0.55221 | 0.60874 | 0.6406 | 0.66076 | 0.61687 | 0.55198 | 0.44244 | 0.40281 | 0.35324 | 0.2864 | 0.22841
Portfolio Adjusted1-in-2Size: 20 kW to 199.99 kWOther2023March Monthly Peak | Portfolio Adjusted | 1-in-2 | Size: 20 kW to 199.99 kW | Other | 2023 | March Monthly Peak | 3 | 12.2932 | 11.7916 | 11.6006 | 11.6182 | 12.1494 | 13.4379 | 15.3608 | 16.5737 | 18.3038 | 19.216 | 19.698 | 19.841 | 19.7466 | 19.8322 | 19.7585 | 19.4851 | 19.0126 | 18.4412 | 18.0079 | 18.5413 | 17.8635 | 16.5861 | 14.7854 | 13.3672 | 0 | 0 | 0 | 0 | 0 | 0 | 0 | 0 | 0 | 0 | 0 | 0 | 0 | 0 | 0.29638 | 0.29228 | 0.28519 | 0.27662 | 0 | 0 | 0 | 0 | 0 | 0 | 46.7173 | 46.2656 | 45.8445 | 45.5285 | 45.137 | 44.6927 | 44.2803 | 44.0658 | 45.8038 | 48.1364 | 50.3936 | 52.4658 | 54.0658 | 55.1569 | 55.67 | 56.1017 | 55.9401 | 55.2701 | 53.6407 | 51.3591 | 49.7838 | 48.571 | 47.7134 | 46.8049 | 0.2488 | 0.23163 | 0.22762 | 0.22711 | 0.24576 | 0.28422 | 0.37295 | 0.40208 | 0.4086 | 0.39289 | 0.38902 | 0.41503 | 0.47939 | 0.55621 | 0.61315 | 0.64525 | 0.66556 | 0.62135 | 0.55599 | 0.44565 | 0.40573 | 0.3558 | 0.28848 | 0.23006
Portfolio Adjusted1-in-2Size: 20 kW to 199.99 kWOther2023April Monthly Peak | Portfolio Adjusted | 1-in-2 | Size: 20 kW to 199.99 kW | Other | 2023 | April Monthly Peak | 4 | 12.3863 | 11.7884 | 11.5093 | 11.4403 | 11.9392 | 13.0976 | 14.3261 | 15.8863 | 18.3616 | 20.2434 | 21.7512 | 22.864 | 23.5675 | 24.2573 | 24.5563 | 24.3381 | 23.464 | 21.8217 | 20.2058 | 20.0662 | 19.465 | 17.7277 | 15.4935 | 13.7515 | 0 | 0 | 0 | 0 | 0 | 0 | 0 | 0 | 0 | 0 | 0 | 0 | 0 | 0 | 0.36834 | 0.36507 | 0.35196 | 0.32733 | 0 | 0 | 0 | 0 | 0 | 0 | 62.0213 | 60.814 | 59.3674 | 58.1507 | 57.2512 | 56.6023 | 56.0541 | 56.1491 | 58.795 | 62.8501 | 68.1042 | 72.5 | 75.8524 | 78.2492 | 79.3588 | 79.9893 | 79.9933 | 79.622 | 78.3692 | 75.9947 | 72.2082 | 69.0809 | 66.9168 | 64.6749 | 0.24334 | 0.22654 | 0.22263 | 0.22213 | 0.24036 | 0.27798 | 0.36476 | 0.39325 | 0.39963 | 0.38426 | 0.38048 | 0.40592 | 0.46886 | 0.544 | 0.5997 | 0.63109 | 0.65095 | 0.60771 | 0.54378 | 0.43587 | 0.39683 | 0.34799 | 0.28215 | 0.22501
Portfolio Adjusted1-in-2Size: 20 kW to 199.99 kWOther2023May Monthly Peak | Portfolio Adjusted | 1-in-2 | Size: 20 kW to 199.99 kW | Other | 2023 | May Monthly Peak | 5 | 12.6879 | 12.0453 | 11.7201 | 11.6192 | 12.1007 | 13.15 | 14.0765 | 16.3532 | 19.3261 | 21.5988 | 23.398 | 24.6307 | 25.3411 | 25.9877 | 26.2148 | 25.933 | 25.0098 | 23.2999 | 21.4345 | 20.5276 | 20.3274 | 18.5195 | 16.113 | 14.2218 | 0 | 0 | 0 | 0 | 0 | 0 | 0 | 0 | 0 | 0 | 0 | 0 | 0 | 0 | 0.39322 | 0.38899 | 0.37515 | 0.3495 | 0 | 0 | 0 | 0 | 0 | 0 | 65.8241 | 64.6838 | 63.7903 | 62.8399 | 62.0182 | 61.2662 | 60.4969 | 60.9158 | 63.425 | 67.2162 | 70.9488 | 74.6288 | 77.7802 | 80.3975 | 81.4924 | 81.9656 | 81.7818 | 81.2326 | 79.9407 | 77.6546 | 74.284 | 71.4531 | 69.0209 | 67.3544 | 0.24328 | 0.22649 | 0.22258 | 0.22207 | 0.24031 | 0.27792 | 0.36468 | 0.39316 | 0.39954 | 0.38417 | 0.3804 | 0.40583 | 0.46875 | 0.54388 | 0.59956 | 0.63094 | 0.6508 | 0.60757 | 0.54366 | 0.43577 | 0.39673 | 0.34791 | 0.28208 | 0.22496
Portfolio Adjusted1-in-2Size: 20 kW to 199.99 kWOther2023June Monthly Peak | Portfolio Adjusted | 1-in-2 | Size: 20 kW to 199.99 kW | Other | 2023 | June Monthly Peak | 6 | 13.8523 | 13.0802 | 12.6835 | 12.5292 | 13.0241 | 13.9554 | 15.1266 | 17.8956 | 21.1179 | 23.7624 | 25.8819 | 27.3194 | 28.1641 | 28.872 | 29.161 | 28.8899 | 27.9995 | 26.1682 | 24.003 | 22.6008 | 22.1892 | 20.3691 | 17.662 | 15.5643 | 0 | 0 | 0 | 0 | 0 | 0 | 0 | 0 | 0 | 0 | 0 | 0 | 0 | 0 | 0.43742 | 0.43335 | 0.41999 | 0.39252 | 0 | 0 | 0 | 0 | 0 | 0 | 69.829 | 68.4255 | 67.2638 | 66.2166 | 65.1089 | 64.0709 | 63.1353 | 64.0107 | 67.6897 | 72.4378 | 77.146 | 81.5383 | 84.6706 | 86.3404 | 87.1817 | 87.5388 | 87.6477 | 87.2954 | 86.2714 | 84.3423 | 81.316 | 77.231 | 74.5665 | 72.5408 | 0.24394 | 0.22711 | 0.22318 | 0.22268 | 0.24096 | 0.27867 | 0.36567 | 0.39423 | 0.40062 | 0.38522 | 0.38143 | 0.40693 | 0.47003 | 0.54536 | 0.60119 | 0.63266 | 0.65257 | 0.60922 | 0.54514 | 0.43695 | 0.39781 | 0.34886 | 0.28285 | 0.22557
Portfolio Adjusted1-in-2Size: 20 kW to 199.99 kWOther2023July Monthly Peak | Portfolio Adjusted | 1-in-2 | Size: 20 kW to 199.99 kW | Other | 2023 | July Monthly Peak | 7 | 15.1179 | 14.2279 | 13.757 | 13.6045 | 14.155 | 15.4051 | 16.7234 | 19.7679 | 23.3634 | 26.2329 | 28.5055 | 30.0188 | 30.8254 | 31.4415 | 31.6437 | 31.3043 | 30.3456 | 28.4418 | 26.0651 | 24.5619 | 24.0777 | 22.1016 | 19.1385 | 16.8609 | 0 | 0 | 0 | 0 | 0 | 0 | 0 | 0 | 0 | 0 | 0 | 0 | 0 | 0 | 0.47466 | 0.46956 | 0.45518 | 0.42663 | 0 | 0 | 0 | 0 | 0 | 0 | 75.7244 | 74.3618 | 73.406 | 72.4689 | 71.4377 | 70.4882 | 69.7094 | 70.1674 | 73.4651 | 77.8925 | 82.3104 | 85.7008 | 88.7347 | 90.4223 | 91.3646 | 91.8009 | 91.7017 | 90.6812 | 89.4987 | 88.1229 | 85.5317 | 81.9753 | 79.5097 | 77.7192 | 0.24426 | 0.2274 | 0.22347 | 0.22296 | 0.24127 | 0.27903 | 0.36614 | 0.39474 | 0.40114 | 0.38571 | 0.38192 | 0.40746 | 0.47063 | 0.54606 | 0.60196 | 0.63347 | 0.65341 | 0.61001 | 0.54584 | 0.43752 | 0.39832 | 0.34931 | 0.28321 | 0.22586
Portfolio Adjusted1-in-2Size: 20 kW to 199.99 kWOther2023August Monthly Peak | Portfolio Adjusted | 1-in-2 | Size: 20 kW to 199.99 kW | Other | 2023 | August Monthly Peak | 8 | 14.5576 | 13.7176 | 13.2806 | 13.1488 | 13.6788 | 15.0503 | 16.42 | 18.9533 | 22.5159 | 25.4699 | 27.8584 | 29.4495 | 30.2952 | 30.9655 | 31.1728 | 30.7944 | 29.7476 | 27.7428 | 25.2881 | 24.1263 | 23.5201 | 21.3464 | 18.4743 | 16.2658 | 0 | 0 | 0 | 0 | 0 | 0 | 0 | 0 | 0 | 0 | 0 | 0 | 0 | 0 | 0.46759 | 0.46192 | 0.44621 | 0.41614 | 0 | 0 | 0 | 0 | 0 | 0 | 74.1451 | 72.9837 | 71.4978 | 70.251 | 69.2246 | 68.2864 | 67.6979 | 67.0763 | 69.398 | 74.6061 | 80.2242 | 84.7292 | 88.2004 | 90.2324 | 91.5039 | 92.1292 | 91.9536 | 91.3211 | 89.8535 | 87.2659 | 83.4732 | 80.2539 | 77.9777 | 76.2444 | 0.24476 | 0.22787 | 0.22393 | 0.22343 | 0.24177 | 0.27961 | 0.3669 | 0.39555 | 0.40197 | 0.38651 | 0.38271 | 0.4083 | 0.47161 | 0.54719 | 0.60321 | 0.63478 | 0.65476 | 0.61127 | 0.54697 | 0.43842 | 0.39915 | 0.35003 | 0.2838 | 0.22633
Portfolio Adjusted1-in-2Size: 20 kW to 199.99 kWOther2023September Monthly Peak | Portfolio Adjusted | 1-in-2 | Size: 20 kW to 199.99 kW | Other | 2023 | September Monthly Peak | 9 | 14.1864 | 13.4154 | 13.0004 | 12.8899 | 13.4209 | 14.7584 | 16.5252 | 18.4952 | 21.947 | 24.798 | 27.0976 | 28.6538 | 29.5438 | 30.2583 | 30.4939 | 30.0899 | 28.9682 | 26.8436 | 24.5271 | 24.1394 | 22.6913 | 20.5024 | 17.7865 | 15.7091 | 0 | 0 | 0 | 0 | 0 | 0 | 0 | 0 | 0 | 0 | 0 | 0 | 0 | 0 | 0.45741 | 0.45135 | 0.43452 | 0.40265 | 0 | 0 | 0 | 0 | 0 | 0 | 72.4006 | 71.1701 | 69.8503 | 68.5321 | 67.4021 | 66.4708 | 65.9273 | 65.6239 | 68.0555 | 73.3334 | 78.8679 | 83.6451 | 87.5646 | 89.8632 | 91.1459 | 91.5556 | 91.4338 | 90.5993 | 89.1723 | 86.3565 | 82.1944 | 79.1847 | 76.9133 | 75.3508 | 0.24362 | 0.2268 | 0.22288 | 0.22238 | 0.24064 | 0.2783 | 0.36518 | 0.3937 | 0.40009 | 0.3847 | 0.38092 | 0.40639 | 0.4694 | 0.54463 | 0.60039 | 0.63181 | 0.6517 | 0.60841 | 0.54441 | 0.43637 | 0.39728 | 0.34839 | 0.28247 | 0.22527
Portfolio Adjusted1-in-2Size: 20 kW to 199.99 kWOther2023October Monthly Peak | Portfolio Adjusted | 1-in-2 | Size: 20 kW to 199.99 kW | Other | 2023 | October Monthly Peak | 10 | 12.7073 | 12.0861 | 11.7683 | 11.6917 | 12.1863 | 13.427 | 15.2712 | 16.5011 | 18.8579 | 21.0563 | 23.0153 | 24.4265 | 25.3467 | 26.1459 | 26.4302 | 26.0254 | 24.9584 | 23.047 | 22.1218 | 21.424 | 19.9798 | 18.1529 | 15.8497 | 14.0382 | 0 | 0 | 0 | 0 | 0 | 0 | 0 | 0 | 0 | 0 | 0 | 0 | 0 | 0 | 0.39645 | 0.39038 | 0.37438 | 0.3457 | 0 | 0 | 0 | 0 | 0 | 0 | 63.942 | 63.002 | 62.0606 | 61.0614 | 60.089 | 59.3385 | 58.4886 | 57.8974 | 58.7808 | 63.1836 | 69.3804 | 75.6862 | 80.5994 | 83.5691 | 84.7498 | 85.632 | 85.6871 | 84.8431 | 82.6342 | 78.0609 | 73.9791 | 70.8003 | 68.2907 | 66.2729 | 0.24274 | 0.22598 | 0.22208 | 0.22158 | 0.23977 | 0.27729 | 0.36386 | 0.39228 | 0.39864 | 0.38331 | 0.37954 | 0.40492 | 0.4677 | 0.54266 | 0.59821 | 0.62953 | 0.64934 | 0.60621 | 0.54244 | 0.43479 | 0.39584 | 0.34713 | 0.28145 | 0.22446
Portfolio Adjusted1-in-2Size: 20 kW to 199.99 kWOther2023November Monthly Peak | Portfolio Adjusted | 1-in-2 | Size: 20 kW to 199.99 kW | Other | 2023 | November Monthly Peak | 11 | 11.8566 | 11.3896 | 11.1927 | 11.2637 | 11.796 | 13.0549 | 14.2908 | 15.6463 | 17.7306 | 19.1566 | 20.3092 | 21.0445 | 21.407 | 21.753 | 21.6904 | 21.0953 | 20.5028 | 20.5431 | 19.4076 | 18.4208 | 17.4407 | 16.0799 | 14.3263 | 12.8866 | 0 | 0 | 0 | 0 | 0 | 0 | 0 | 0 | 0 | 0 | 0 | 0 | 0 | 0 | 0.32536 | 0.31643 | 0.30754 | 0.30815 | 0 | 0 | 0 | 0 | 0 | 0 | 55.6391 | 54.7082 | 53.8524 | 52.9001 | 51.8621 | 51.2664 | 50.9875 | 50.9543 | 53.2561 | 58.3337 | 63.2495 | 67.585 | 70.387 | 71.8503 | 72.4328 | 72.3293 | 70.9649 | 68.0828 | 64.5743 | 62.4056 | 60.7335 | 59.3951 | 58.274 | 57.1582 | 0.24441 | 0.22754 | 0.22361 | 0.22311 | 0.24142 | 0.27921 | 0.36638 | 0.39499 | 0.40139 | 0.38596 | 0.38217 | 0.40772 | 0.47094 | 0.54641 | 0.60235 | 0.63388 | 0.65382 | 0.6104 | 0.54619 | 0.4378 | 0.39858 | 0.34953 | 0.2834 | 0.22601
Portfolio Adjusted1-in-2Size: 20 kW to 199.99 kWOther2023December Monthly Peak | Portfolio Adjusted | 1-in-2 | Size: 20 kW to 199.99 kW | Other | 2023 | December Monthly Peak | 12 | 12.1733 | 11.7355 | 11.5726 | 11.6265 | 12.1747 | 13.4672 | 15.2442 | 16.3863 | 18.0553 | 18.9456 | 19.4247 | 19.5097 | 19.3046 | 19.2083 | 18.9324 | 18.4718 | 18.636 | 19.2595 | 18.4124 | 17.7461 | 16.9717 | 15.9183 | 14.4614 | 13.1465 | 0 | 0 | 0 | 0 | 0 | 0 | 0 | 0 | 0 | 0 | 0 | 0 | 0 | 0 | 0.28399 | 0.27708 | 0.27954 | 0.28889 | 0 | 0 | 0 | 0 | 0 | 0 | 46.5203 | 45.9083 | 45.5402 | 44.9639 | 44.4396 | 43.9916 | 43.6992 | 43.5909 | 44.3004 | 47.6129 | 51.2827 | 54.4562 | 56.4633 | 57.348 | 58.0325 | 58.2658 | 57.5388 | 55.1117 | 52.088 | 50.0478 | 48.588 | 46.755 | 45.0189 | 43.7815 | 0.24391 | 0.22708 | 0.22315 | 0.22265 | 0.24093 | 0.27864 | 0.36562 | 0.39418 | 0.40057 | 0.38517 | 0.38138 | 0.40688 | 0.46997 | 0.54529 | 0.60111 | 0.63257 | 0.65248 | 0.60914 | 0.54507 | 0.4369 | 0.39776 | 0.34881 | 0.28281 | 0.22554
Portfolio Adjusted1-in-2Size: 20 kW to 199.99 kWOther2023Typical Event Day | Portfolio Adjusted | 1-in-2 | Size: 20 kW to 199.99 kW | Other | 2023 | Typical Event Day | 8 | 14.4314 | 13.6044 | 13.176 | 13.0478 | 13.5746 | 14.9335 | 16.2836 | 18.7582 | 22.2394 | 25.1252 | 27.4645 | 29.0294 | 29.8698 | 30.5403 | 30.7508 | 30.3765 | 29.3416 | 27.3536 | 24.9569 | 23.8211 | 23.2491 | 21.1163 | 18.2849 | 16.1059 | 0 | 0 | 0 | 0 | 0 | 0 | 0 | 0 | 0 | 0 | 0 | 0 | 0 | 0 | 0.46126 | 0.45565 | 0.44012 | 0.4103 | 0 | 0 | 0 | 0 | 0 | 0 | 73.0248 | 71.7353 | 70.5045 | 69.3671 | 68.2933 | 67.3291 | 66.6175 | 66.7195 | 69.652 | 74.5674 | 79.6371 | 83.9034 | 87.2926 | 89.2146 | 90.299 | 90.7562 | 90.6842 | 89.9742 | 88.699 | 86.5219 | 83.1288 | 79.6612 | 77.2418 | 75.4638 | 0.24408 | 0.22724 | 0.22331 | 0.22281 | 0.2411 | 0.27883 | 0.36588 | 0.39446 | 0.40085 | 0.38544 | 0.38165 | 0.40717 | 0.4703 | 0.54567 | 0.60153 | 0.63302 | 0.65294 | 0.60957 | 0.54545 | 0.4372 | 0.39804 | 0.34906 | 0.28301 | 0.2257
Portfolio Adjusted1-in-2Size: 20 kW to 199.99 kWOther2024January Monthly Peak | Portfolio Adjusted | 1-in-2 | Size: 20 kW to 199.99 kW | Other | 2024 | January Monthly Peak | 1 | 12.5401 | 12.2039 | 12.0926 | 12.1919 | 12.8145 | 14.1998 | 16.4246 | 17.6269 | 19.301 | 19.9743 | 20.092 | 19.8417 | 19.3525 | 19.1147 | 18.6959 | 18.2977 | 18.1005 | 19.2252 | 18.7404 | 18.2502 | 17.5238 | 16.4032 | 14.7886 | 13.5444 | 0 | 0 | 0 | 0 | 0 | 0 | 0 | 0 | 0 | 0 | 0 | 0 | 0 | 0 | 0.28044 | 0.27447 | 0.27151 | 0.28838 | 0 | 0 | 0 | 0 | 0 | 0 | 42.391 | 41.9546 | 41.329 | 40.6932 | 40.0308 | 39.572 | 39.4768 | 39.2499 | 39.5338 | 41.9625 | 45.5256 | 48.2206 | 50.1784 | 51.4594 | 52.3026 | 52.7088 | 52.4186 | 51.0932 | 49.1488 | 47.7846 | 46.5655 | 45.6583 | 44.8036 | 44.2167 | 0.25581 | 0.23815 | 0.23403 | 0.23351 | 0.25268 | 0.29222 | 0.38345 | 0.4134 | 0.4201 | 0.40395 | 0.39998 | 0.42672 | 0.49289 | 0.57188 | 0.63042 | 0.66342 | 0.6843 | 0.63885 | 0.57165 | 0.4582 | 0.41716 | 0.36582 | 0.2966 | 0.23654
Portfolio Adjusted1-in-2Size: 20 kW to 199.99 kWOther2024February Monthly Peak | Portfolio Adjusted | 1-in-2 | Size: 20 kW to 199.99 kW | Other | 2024 | February Monthly Peak | 2 | 12.2041 | 11.8356 | 11.684 | 11.7563 | 12.3321 | 13.6716 | 15.4933 | 16.6554 | 18.5495 | 19.4483 | 19.8718 | 19.9496 | 19.8029 | 19.8064 | 19.5513 | 19.1701 | 18.7404 | 18.9556 | 19.0574 | 18.3655 | 17.5258 | 16.2832 | 14.5632 | 13.2149 | 0 | 0 | 0 | 0 | 0 | 0 | 0 | 0 | 0 | 0 | 0 | 0 | 0 | 0 | 0.29327 | 0.28755 | 0.28111 | 0.28433 | 0 | 0 | 0 | 0 | 0 | 0 | 47.1382 | 46.6563 | 46.3085 | 45.9239 | 45.7237 | 45.7048 | 45.7102 | 45.6768 | 45.9385 | 47.7671 | 49.891 | 51.7897 | 52.6529 | 52.6467 | 52.7052 | 52.3541 | 51.6811 | 50.5591 | 49.0214 | 47.5739 | 46.2158 | 45.2155 | 43.9932 | 43.0402 | 0.24701 | 0.22996 | 0.22598 | 0.22547 | 0.24399 | 0.28217 | 0.37026 | 0.39918 | 0.40565 | 0.39006 | 0.38622 | 0.41204 | 0.47593 | 0.55221 | 0.60874 | 0.6406 | 0.66076 | 0.61687 | 0.55198 | 0.44244 | 0.40281 | 0.35324 | 0.2864 | 0.22841
Portfolio Adjusted1-in-2Size: 20 kW to 199.99 kWOther2024March Monthly Peak | Portfolio Adjusted | 1-in-2 | Size: 20 kW to 199.99 kW | Other | 2024 | March Monthly Peak | 3 | 12.2932 | 11.7916 | 11.6006 | 11.6182 | 12.1494 | 13.4379 | 15.3608 | 16.5737 | 18.3038 | 19.216 | 19.698 | 19.841 | 19.7466 | 19.8322 | 19.7585 | 19.4851 | 19.0126 | 18.4412 | 18.0079 | 18.5413 | 17.8635 | 16.5861 | 14.7854 | 13.3672 | 0 | 0 | 0 | 0 | 0 | 0 | 0 | 0 | 0 | 0 | 0 | 0 | 0 | 0 | 0.29638 | 0.29228 | 0.28519 | 0.27662 | 0 | 0 | 0 | 0 | 0 | 0 | 46.7173 | 46.2656 | 45.8445 | 45.5285 | 45.137 | 44.6927 | 44.2803 | 44.0658 | 45.8038 | 48.1364 | 50.3936 | 52.4658 | 54.0658 | 55.1569 | 55.67 | 56.1017 | 55.9401 | 55.2701 | 53.6407 | 51.3591 | 49.7838 | 48.5711 | 47.7134 | 46.8049 | 0.2488 | 0.23163 | 0.22762 | 0.22711 | 0.24576 | 0.28422 | 0.37295 | 0.40208 | 0.4086 | 0.39289 | 0.38902 | 0.41503 | 0.47939 | 0.55621 | 0.61315 | 0.64525 | 0.66556 | 0.62135 | 0.55599 | 0.44565 | 0.40573 | 0.3558 | 0.28848 | 0.23006
Portfolio Adjusted1-in-2Size: 20 kW to 199.99 kWOther2024April Monthly Peak | Portfolio Adjusted | 1-in-2 | Size: 20 kW to 199.99 kW | Other | 2024 | April Monthly Peak | 4 | 12.3863 | 11.7884 | 11.5093 | 11.4403 | 11.9392 | 13.0976 | 14.3261 | 15.8863 | 18.3616 | 20.2434 | 21.7512 | 22.864 | 23.5675 | 24.2573 | 24.5563 | 24.3381 | 23.464 | 21.8217 | 20.2058 | 20.0662 | 19.465 | 17.7277 | 15.4935 | 13.7515 | 0 | 0 | 0 | 0 | 0 | 0 | 0 | 0 | 0 | 0 | 0 | 0 | 0 | 0 | 0.36834 | 0.36507 | 0.35196 | 0.32733 | 0 | 0 | 0 | 0 | 0 | 0 | 62.0213 | 60.814 | 59.3674 | 58.1507 | 57.2512 | 56.6023 | 56.0541 | 56.1491 | 58.795 | 62.8501 | 68.1042 | 72.5 | 75.8524 | 78.2492 | 79.3588 | 79.9893 | 79.9933 | 79.622 | 78.3692 | 75.9947 | 72.2082 | 69.0809 | 66.9168 | 64.6749 | 0.24334 | 0.22654 | 0.22263 | 0.22213 | 0.24036 | 0.27798 | 0.36476 | 0.39325 | 0.39963 | 0.38426 | 0.38048 | 0.40592 | 0.46886 | 0.544 | 0.5997 | 0.63109 | 0.65095 | 0.60771 | 0.54378 | 0.43587 | 0.39683 | 0.34799 | 0.28215 | 0.22501
Portfolio Adjusted1-in-2Size: 20 kW to 199.99 kWOther2024May Monthly Peak | Portfolio Adjusted | 1-in-2 | Size: 20 kW to 199.99 kW | Other | 2024 | May Monthly Peak | 5 | 12.6879 | 12.0453 | 11.7201 | 11.6192 | 12.1007 | 13.15 | 14.0765 | 16.3532 | 19.3261 | 21.5989 | 23.398 | 24.6307 | 25.3411 | 25.9877 | 26.2148 | 25.933 | 25.0098 | 23.2999 | 21.4345 | 20.5276 | 20.3274 | 18.5195 | 16.113 | 14.2218 | 0 | 0 | 0 | 0 | 0 | 0 | 0 | 0 | 0 | 0 | 0 | 0 | 0 | 0 | 0.39322 | 0.38899 | 0.37515 | 0.3495 | 0 | 0 | 0 | 0 | 0 | 0 | 65.8241 | 64.6838 | 63.7903 | 62.8399 | 62.0182 | 61.2662 | 60.4969 | 60.9158 | 63.425 | 67.2162 | 70.9488 | 74.6288 | 77.7802 | 80.3975 | 81.4924 | 81.9656 | 81.7818 | 81.2326 | 79.9407 | 77.6546 | 74.284 | 71.4531 | 69.0209 | 67.3544 | 0.24328 | 0.22649 | 0.22258 | 0.22207 | 0.24031 | 0.27792 | 0.36468 | 0.39316 | 0.39954 | 0.38417 | 0.3804 | 0.40583 | 0.46875 | 0.54388 | 0.59956 | 0.63094 | 0.6508 | 0.60757 | 0.54366 | 0.43577 | 0.39673 | 0.34791 | 0.28208 | 0.22496
Portfolio Adjusted1-in-2Size: 20 kW to 199.99 kWOther2024June Monthly Peak | Portfolio Adjusted | 1-in-2 | Size: 20 kW to 199.99 kW | Other | 2024 | June Monthly Peak | 6 | 13.8523 | 13.0802 | 12.6835 | 12.5292 | 13.0241 | 13.9554 | 15.1266 | 17.8956 | 21.1179 | 23.7624 | 25.8819 | 27.3194 | 28.1641 | 28.872 | 29.161 | 28.8899 | 27.9995 | 26.1682 | 24.003 | 22.6008 | 22.1892 | 20.3691 | 17.662 | 15.5643 | 0 | 0 | 0 | 0 | 0 | 0 | 0 | 0 | 0 | 0 | 0 | 0 | 0 | 0 | 0.43742 | 0.43335 | 0.41999 | 0.39252 | 0 | 0 | 0 | 0 | 0 | 0 | 69.829 | 68.4255 | 67.2638 | 66.2166 | 65.1089 | 64.0709 | 63.1353 | 64.0107 | 67.6897 | 72.4378 | 77.146 | 81.5383 | 84.6706 | 86.3404 | 87.1817 | 87.5388 | 87.6477 | 87.2954 | 86.2714 | 84.3423 | 81.316 | 77.231 | 74.5665 | 72.5408 | 0.24394 | 0.22711 | 0.22318 | 0.22268 | 0.24096 | 0.27867 | 0.36567 | 0.39423 | 0.40062 | 0.38522 | 0.38143 | 0.40693 | 0.47003 | 0.54536 | 0.60119 | 0.63266 | 0.65257 | 0.60922 | 0.54514 | 0.43695 | 0.39781 | 0.34886 | 0.28285 | 0.22557
Portfolio Adjusted1-in-2Size: 20 kW to 199.99 kWOther2024July Monthly Peak | Portfolio Adjusted | 1-in-2 | Size: 20 kW to 199.99 kW | Other | 2024 | July Monthly Peak | 7 | 15.1178 | 14.2279 | 13.757 | 13.6045 | 14.155 | 15.4051 | 16.7234 | 19.7679 | 23.3634 | 26.2329 | 28.5055 | 30.0188 | 30.8254 | 31.4415 | 31.6437 | 31.3043 | 30.3456 | 28.4418 | 26.0651 | 24.5619 | 24.0777 | 22.1016 | 19.1385 | 16.8609 | 0 | 0 | 0 | 0 | 0 | 0 | 0 | 0 | 0 | 0 | 0 | 0 | 0 | 0 | 0.47466 | 0.46956 | 0.45518 | 0.42663 | 0 | 0 | 0 | 0 | 0 | 0 | 75.7243 | 74.3618 | 73.406 | 72.4689 | 71.4377 | 70.4882 | 69.7094 | 70.1674 | 73.4651 | 77.8925 | 82.3104 | 85.7008 | 88.7347 | 90.4224 | 91.3646 | 91.8009 | 91.7017 | 90.6812 | 89.4987 | 88.1229 | 85.5317 | 81.9753 | 79.5097 | 77.7192 | 0.24426 | 0.2274 | 0.22347 | 0.22296 | 0.24127 | 0.27903 | 0.36614 | 0.39474 | 0.40114 | 0.38571 | 0.38192 | 0.40746 | 0.47063 | 0.54606 | 0.60196 | 0.63347 | 0.65341 | 0.61001 | 0.54584 | 0.43752 | 0.39832 | 0.34931 | 0.28321 | 0.22586
Portfolio Adjusted1-in-2Size: 20 kW to 199.99 kWOther2024August Monthly Peak | Portfolio Adjusted | 1-in-2 | Size: 20 kW to 199.99 kW | Other | 2024 | August Monthly Peak | 8 | 14.5576 | 13.7176 | 13.2806 | 13.1488 | 13.6788 | 15.0503 | 16.42 | 18.9533 | 22.5159 | 25.4698 | 27.8584 | 29.4495 | 30.2952 | 30.9655 | 31.1727 | 30.7944 | 29.7476 | 27.7428 | 25.2881 | 24.1263 | 23.5201 | 21.3464 | 18.4743 | 16.2658 | 0 | 0 | 0 | 0 | 0 | 0 | 0 | 0 | 0 | 0 | 0 | 0 | 0 | 0 | 0.46759 | 0.46192 | 0.44621 | 0.41614 | 0 | 0 | 0 | 0 | 0 | 0 | 74.1451 | 72.9837 | 71.4978 | 70.251 | 69.2246 | 68.2864 | 67.6979 | 67.0763 | 69.398 | 74.6061 | 80.2242 | 84.7292 | 88.2004 | 90.2324 | 91.5039 | 92.1292 | 91.9536 | 91.3211 | 89.8535 | 87.2659 | 83.4732 | 80.2539 | 77.9777 | 76.2444 | 0.24476 | 0.22787 | 0.22393 | 0.22343 | 0.24177 | 0.27961 | 0.3669 | 0.39555 | 0.40197 | 0.38651 | 0.38271 | 0.4083 | 0.47161 | 0.54719 | 0.60321 | 0.63478 | 0.65476 | 0.61127 | 0.54697 | 0.43842 | 0.39915 | 0.35003 | 0.2838 | 0.22633
Portfolio Adjusted1-in-2Size: 20 kW to 199.99 kWOther2024September Monthly Peak | Portfolio Adjusted | 1-in-2 | Size: 20 kW to 199.99 kW | Other | 2024 | September Monthly Peak | 9 | 14.1864 | 13.4154 | 13.0004 | 12.8899 | 13.4209 | 14.7584 | 16.5252 | 18.4952 | 21.947 | 24.798 | 27.0976 | 28.6538 | 29.5438 | 30.2583 | 30.4939 | 30.0899 | 28.9682 | 26.8436 | 24.5271 | 24.1394 | 22.6913 | 20.5024 | 17.7865 | 15.7091 | 0 | 0 | 0 | 0 | 0 | 0 | 0 | 0 | 0 | 0 | 0 | 0 | 0 | 0 | 0.45741 | 0.45135 | 0.43452 | 0.40265 | 0 | 0 | 0 | 0 | 0 | 0 | 72.4006 | 71.1701 | 69.8503 | 68.5321 | 67.4021 | 66.4708 | 65.9273 | 65.6239 | 68.0555 | 73.3334 | 78.8679 | 83.6451 | 87.5646 | 89.8632 | 91.1459 | 91.5556 | 91.4338 | 90.5992 | 89.1723 | 86.3565 | 82.1944 | 79.1847 | 76.9133 | 75.3508 | 0.24362 | 0.2268 | 0.22288 | 0.22238 | 0.24064 | 0.2783 | 0.36518 | 0.3937 | 0.40009 | 0.3847 | 0.38092 | 0.40639 | 0.4694 | 0.54463 | 0.60039 | 0.63181 | 0.6517 | 0.60841 | 0.54441 | 0.43637 | 0.39728 | 0.34839 | 0.28247 | 0.22527
Portfolio Adjusted1-in-2Size: 20 kW to 199.99 kWOther2024October Monthly Peak | Portfolio Adjusted | 1-in-2 | Size: 20 kW to 199.99 kW | Other | 2024 | October Monthly Peak | 10 | 12.7073 | 12.0861 | 11.7683 | 11.6917 | 12.1863 | 13.427 | 15.2712 | 16.5011 | 18.8579 | 21.0563 | 23.0153 | 24.4265 | 25.3467 | 26.1459 | 26.4302 | 26.0254 | 24.9584 | 23.047 | 22.1218 | 21.424 | 19.9798 | 18.1529 | 15.8497 | 14.0382 | 0 | 0 | 0 | 0 | 0 | 0 | 0 | 0 | 0 | 0 | 0 | 0 | 0 | 0 | 0.39645 | 0.39038 | 0.37438 | 0.3457 | 0 | 0 | 0 | 0 | 0 | 0 | 63.942 | 63.002 | 62.0606 | 61.0614 | 60.089 | 59.3385 | 58.4886 | 57.8974 | 58.7808 | 63.1836 | 69.3804 | 75.6862 | 80.5994 | 83.5691 | 84.7498 | 85.632 | 85.6871 | 84.8431 | 82.6342 | 78.0609 | 73.9791 | 70.8003 | 68.2907 | 66.2729 | 0.24274 | 0.22598 | 0.22208 | 0.22158 | 0.23977 | 0.27729 | 0.36386 | 0.39228 | 0.39864 | 0.38331 | 0.37954 | 0.40492 | 0.4677 | 0.54266 | 0.59821 | 0.62953 | 0.64934 | 0.60621 | 0.54244 | 0.43479 | 0.39584 | 0.34713 | 0.28145 | 0.22446
Portfolio Adjusted1-in-2Size: 20 kW to 199.99 kWOther2024November Monthly Peak | Portfolio Adjusted | 1-in-2 | Size: 20 kW to 199.99 kW | Other | 2024 | November Monthly Peak | 11 | 11.8566 | 11.3896 | 11.1927 | 11.2637 | 11.7961 | 13.0549 | 14.2908 | 15.6463 | 17.7306 | 19.1566 | 20.3092 | 21.0445 | 21.407 | 21.753 | 21.6904 | 21.0953 | 20.5028 | 20.5431 | 19.4076 | 18.4208 | 17.4407 | 16.0799 | 14.3263 | 12.8866 | 0 | 0 | 0 | 0 | 0 | 0 | 0 | 0 | 0 | 0 | 0 | 0 | 0 | 0 | 0.32536 | 0.31643 | 0.30754 | 0.30815 | 0 | 0 | 0 | 0 | 0 | 0 | 55.6391 | 54.7082 | 53.8524 | 52.9001 | 51.8621 | 51.2664 | 50.9875 | 50.9543 | 53.2561 | 58.3337 | 63.2495 | 67.585 | 70.387 | 71.8503 | 72.4328 | 72.3293 | 70.9649 | 68.0828 | 64.5743 | 62.4056 | 60.7335 | 59.3951 | 58.274 | 57.1582 | 0.24441 | 0.22754 | 0.22361 | 0.22311 | 0.24142 | 0.27921 | 0.36638 | 0.39499 | 0.40139 | 0.38596 | 0.38217 | 0.40772 | 0.47094 | 0.54641 | 0.60235 | 0.63388 | 0.65382 | 0.6104 | 0.54619 | 0.4378 | 0.39858 | 0.34953 | 0.2834 | 0.22601
Portfolio Adjusted1-in-2Size: 20 kW to 199.99 kWOther2024December Monthly Peak | Portfolio Adjusted | 1-in-2 | Size: 20 kW to 199.99 kW | Other | 2024 | December Monthly Peak | 12 | 12.1733 | 11.7355 | 11.5726 | 11.6265 | 12.1747 | 13.4672 | 15.2442 | 16.3863 | 18.0553 | 18.9456 | 19.4247 | 19.5097 | 19.3046 | 19.2083 | 18.9324 | 18.4718 | 18.636 | 19.2595 | 18.4124 | 17.7461 | 16.9717 | 15.9183 | 14.4614 | 13.1465 | 0 | 0 | 0 | 0 | 0 | 0 | 0 | 0 | 0 | 0 | 0 | 0 | 0 | 0 | 0.28399 | 0.27708 | 0.27954 | 0.28889 | 0 | 0 | 0 | 0 | 0 | 0 | 46.5203 | 45.9083 | 45.5402 | 44.9639 | 44.4396 | 43.9916 | 43.6992 | 43.5909 | 44.3004 | 47.6129 | 51.2827 | 54.4562 | 56.4633 | 57.348 | 58.0325 | 58.2658 | 57.5388 | 55.1117 | 52.088 | 50.0478 | 48.588 | 46.755 | 45.0189 | 43.7815 | 0.24391 | 0.22708 | 0.22315 | 0.22265 | 0.24093 | 0.27864 | 0.36562 | 0.39418 | 0.40057 | 0.38517 | 0.38138 | 0.40688 | 0.46997 | 0.54529 | 0.60111 | 0.63257 | 0.65248 | 0.60914 | 0.54507 | 0.4369 | 0.39776 | 0.34881 | 0.28281 | 0.22554
Portfolio Adjusted1-in-2Size: 20 kW to 199.99 kWOther2024Typical Event Day | Portfolio Adjusted | 1-in-2 | Size: 20 kW to 199.99 kW | Other | 2024 | Typical Event Day | 8 | 14.4314 | 13.6044 | 13.176 | 13.0478 | 13.5746 | 14.9335 | 16.2836 | 18.7582 | 22.2394 | 25.1252 | 27.4645 | 29.0294 | 29.8698 | 30.5403 | 30.7508 | 30.3765 | 29.3416 | 27.3536 | 24.9569 | 23.8211 | 23.2491 | 21.1163 | 18.2849 | 16.1059 | 0 | 0 | 0 | 0 | 0 | 0 | 0 | 0 | 0 | 0 | 0 | 0 | 0 | 0 | 0.46126 | 0.45565 | 0.44012 | 0.4103 | 0 | 0 | 0 | 0 | 0 | 0 | 73.0248 | 71.7353 | 70.5045 | 69.3672 | 68.2933 | 67.3291 | 66.6175 | 66.7195 | 69.652 | 74.5674 | 79.6371 | 83.9033 | 87.2926 | 89.2146 | 90.299 | 90.7562 | 90.6842 | 89.9742 | 88.699 | 86.5219 | 83.1288 | 79.6612 | 77.2418 | 75.4638 | 0.24408 | 0.22724 | 0.22331 | 0.22281 | 0.2411 | 0.27883 | 0.36588 | 0.39446 | 0.40085 | 0.38544 | 0.38165 | 0.40717 | 0.4703 | 0.54567 | 0.60153 | 0.63302 | 0.65294 | 0.60957 | 0.54545 | 0.4372 | 0.39804 | 0.34906 | 0.28301 | 0.2257
Portfolio Adjusted1-in-2Size: 20 kW to 199.99 kWOther2025January Monthly Peak | Portfolio Adjusted | 1-in-2 | Size: 20 kW to 199.99 kW | Other | 2025 | January Monthly Peak | 1 | 12.5401 | 12.2039 | 12.0926 | 12.1919 | 12.8145 | 14.1998 | 16.4246 | 17.6269 | 19.301 | 19.9743 | 20.092 | 19.8417 | 19.3525 | 19.1147 | 18.6959 | 18.2977 | 18.1005 | 19.2252 | 18.7404 | 18.2502 | 17.5238 | 16.4032 | 14.7886 | 13.5444 | 0 | 0 | 0 | 0 | 0 | 0 | 0 | 0 | 0 | 0 | 0 | 0 | 0 | 0 | 0.28044 | 0.27447 | 0.27151 | 0.28838 | 0 | 0 | 0 | 0 | 0 | 0 | 42.391 | 41.9546 | 41.329 | 40.6932 | 40.0308 | 39.572 | 39.4768 | 39.2499 | 39.5338 | 41.9625 | 45.5256 | 48.2206 | 50.1784 | 51.4594 | 52.3026 | 52.7088 | 52.4186 | 51.0932 | 49.1488 | 47.7846 | 46.5655 | 45.6583 | 44.8036 | 44.2167 | 0.25581 | 0.23815 | 0.23403 | 0.23351 | 0.25268 | 0.29222 | 0.38345 | 0.4134 | 0.4201 | 0.40395 | 0.39998 | 0.42672 | 0.49289 | 0.57188 | 0.63042 | 0.66342 | 0.6843 | 0.63885 | 0.57165 | 0.4582 | 0.41716 | 0.36582 | 0.2966 | 0.23654
Portfolio Adjusted1-in-2Size: 20 kW to 199.99 kWOther2025February Monthly Peak | Portfolio Adjusted | 1-in-2 | Size: 20 kW to 199.99 kW | Other | 2025 | February Monthly Peak | 2 | 12.2041 | 11.8356 | 11.684 | 11.7563 | 12.3321 | 13.6716 | 15.4933 | 16.6554 | 18.5495 | 19.4483 | 19.8718 | 19.9496 | 19.8029 | 19.8064 | 19.5513 | 19.1701 | 18.7404 | 18.9556 | 19.0574 | 18.3655 | 17.5258 | 16.2832 | 14.5632 | 13.2149 | 0 | 0 | 0 | 0 | 0 | 0 | 0 | 0 | 0 | 0 | 0 | 0 | 0 | 0 | 0.29327 | 0.28755 | 0.28111 | 0.28433 | 0 | 0 | 0 | 0 | 0 | 0 | 47.1382 | 46.6563 | 46.3085 | 45.9239 | 45.7237 | 45.7048 | 45.7102 | 45.6768 | 45.9385 | 47.7671 | 49.891 | 51.7897 | 52.6529 | 52.6467 | 52.7052 | 52.3541 | 51.6811 | 50.5591 | 49.0214 | 47.5739 | 46.2158 | 45.2155 | 43.9932 | 43.0402 | 0.24701 | 0.22996 | 0.22598 | 0.22547 | 0.24399 | 0.28217 | 0.37026 | 0.39918 | 0.40565 | 0.39006 | 0.38622 | 0.41204 | 0.47593 | 0.55221 | 0.60874 | 0.6406 | 0.66076 | 0.61687 | 0.55198 | 0.44244 | 0.40281 | 0.35324 | 0.2864 | 0.22841
Portfolio Adjusted1-in-2Size: 20 kW to 199.99 kWOther2025March Monthly Peak | Portfolio Adjusted | 1-in-2 | Size: 20 kW to 199.99 kW | Other | 2025 | March Monthly Peak | 3 | 12.2932 | 11.7916 | 11.6006 | 11.6182 | 12.1494 | 13.4379 | 15.3608 | 16.5737 | 18.3038 | 19.216 | 19.698 | 19.841 | 19.7466 | 19.8322 | 19.7585 | 19.4851 | 19.0126 | 18.4412 | 18.0079 | 18.5413 | 17.8635 | 16.5861 | 14.7854 | 13.3672 | 0 | 0 | 0 | 0 | 0 | 0 | 0 | 0 | 0 | 0 | 0 | 0 | 0 | 0 | 0.29638 | 0.29228 | 0.28519 | 0.27662 | 0 | 0 | 0 | 0 | 0 | 0 | 46.7173 | 46.2656 | 45.8445 | 45.5285 | 45.137 | 44.6927 | 44.2803 | 44.0658 | 45.8038 | 48.1364 | 50.3936 | 52.4658 | 54.0658 | 55.1569 | 55.67 | 56.1017 | 55.9401 | 55.2701 | 53.6407 | 51.3591 | 49.7838 | 48.5711 | 47.7134 | 46.8049 | 0.2488 | 0.23163 | 0.22762 | 0.22711 | 0.24576 | 0.28422 | 0.37295 | 0.40208 | 0.4086 | 0.39289 | 0.38902 | 0.41503 | 0.47939 | 0.55621 | 0.61315 | 0.64525 | 0.66556 | 0.62135 | 0.55599 | 0.44565 | 0.40573 | 0.3558 | 0.28848 | 0.23006
Portfolio Adjusted1-in-2Size: 20 kW to 199.99 kWOther2025April Monthly Peak | Portfolio Adjusted | 1-in-2 | Size: 20 kW to 199.99 kW | Other | 2025 | April Monthly Peak | 4 | 12.3863 | 11.7884 | 11.5093 | 11.4403 | 11.9392 | 13.0976 | 14.3261 | 15.8863 | 18.3616 | 20.2434 | 21.7512 | 22.864 | 23.5675 | 24.2573 | 24.5563 | 24.3381 | 23.464 | 21.8217 | 20.2058 | 20.0662 | 19.465 | 17.7277 | 15.4935 | 13.7515 | 0 | 0 | 0 | 0 | 0 | 0 | 0 | 0 | 0 | 0 | 0 | 0 | 0 | 0 | 0.36834 | 0.36507 | 0.35196 | 0.32733 | 0 | 0 | 0 | 0 | 0 | 0 | 62.0213 | 60.814 | 59.3674 | 58.1507 | 57.2512 | 56.6023 | 56.0541 | 56.1491 | 58.795 | 62.8501 | 68.1042 | 72.5 | 75.8524 | 78.2492 | 79.3588 | 79.9893 | 79.9933 | 79.622 | 78.3692 | 75.9947 | 72.2082 | 69.0809 | 66.9168 | 64.6749 | 0.24334 | 0.22654 | 0.22263 | 0.22213 | 0.24036 | 0.27798 | 0.36476 | 0.39325 | 0.39963 | 0.38426 | 0.38048 | 0.40592 | 0.46886 | 0.544 | 0.5997 | 0.63109 | 0.65095 | 0.60771 | 0.54378 | 0.43587 | 0.39683 | 0.34799 | 0.28215 | 0.22501
Portfolio Adjusted1-in-2Size: 20 kW to 199.99 kWOther2025May Monthly Peak | Portfolio Adjusted | 1-in-2 | Size: 20 kW to 199.99 kW | Other | 2025 | May Monthly Peak | 5 | 12.6879 | 12.0453 | 11.7201 | 11.6192 | 12.1007 | 13.15 | 14.0765 | 16.3532 | 19.3261 | 21.5988 | 23.398 | 24.6307 | 25.3411 | 25.9877 | 26.2148 | 25.933 | 25.0098 | 23.2999 | 21.4345 | 20.5276 | 20.3274 | 18.5195 | 16.113 | 14.2218 | 0 | 0 | 0 | 0 | 0 | 0 | 0 | 0 | 0 | 0 | 0 | 0 | 0 | 0 | 0.39322 | 0.38899 | 0.37515 | 0.3495 | 0 | 0 | 0 | 0 | 0 | 0 | 65.8241 | 64.6838 | 63.7903 | 62.8399 | 62.0182 | 61.2662 | 60.4969 | 60.9158 | 63.425 | 67.2162 | 70.9488 | 74.6288 | 77.7802 | 80.3975 | 81.4924 | 81.9656 | 81.7818 | 81.2326 | 79.9407 | 77.6546 | 74.284 | 71.4531 | 69.0209 | 67.3544 | 0.24328 | 0.22649 | 0.22258 | 0.22207 | 0.24031 | 0.27792 | 0.36468 | 0.39316 | 0.39954 | 0.38417 | 0.3804 | 0.40583 | 0.46875 | 0.54388 | 0.59956 | 0.63094 | 0.6508 | 0.60757 | 0.54366 | 0.43577 | 0.39673 | 0.34791 | 0.28208 | 0.22496
Portfolio Adjusted1-in-2Size: 20 kW to 199.99 kWOther2025June Monthly Peak | Portfolio Adjusted | 1-in-2 | Size: 20 kW to 199.99 kW | Other | 2025 | June Monthly Peak | 6 | 13.8523 | 13.0802 | 12.6835 | 12.5292 | 13.0241 | 13.9554 | 15.1266 | 17.8956 | 21.1179 | 23.7624 | 25.8819 | 27.3194 | 28.1641 | 28.872 | 29.161 | 28.8899 | 27.9995 | 26.1682 | 24.003 | 22.6008 | 22.1892 | 20.3691 | 17.662 | 15.5643 | 0 | 0 | 0 | 0 | 0 | 0 | 0 | 0 | 0 | 0 | 0 | 0 | 0 | 0 | 0.43742 | 0.43335 | 0.41999 | 0.39252 | 0 | 0 | 0 | 0 | 0 | 0 | 69.829 | 68.4255 | 67.2638 | 66.2166 | 65.1089 | 64.0709 | 63.1353 | 64.0107 | 67.6897 | 72.4378 | 77.146 | 81.5383 | 84.6706 | 86.3404 | 87.1817 | 87.5388 | 87.6477 | 87.2954 | 86.2714 | 84.3423 | 81.316 | 77.231 | 74.5665 | 72.5408 | 0.24394 | 0.22711 | 0.22318 | 0.22268 | 0.24096 | 0.27867 | 0.36567 | 0.39423 | 0.40062 | 0.38522 | 0.38143 | 0.40693 | 0.47003 | 0.54536 | 0.60119 | 0.63266 | 0.65257 | 0.60922 | 0.54514 | 0.43695 | 0.39781 | 0.34886 | 0.28285 | 0.22557
Portfolio Adjusted1-in-2Size: 20 kW to 199.99 kWOther2025July Monthly Peak | Portfolio Adjusted | 1-in-2 | Size: 20 kW to 199.99 kW | Other | 2025 | July Monthly Peak | 7 | 15.1179 | 14.2279 | 13.757 | 13.6045 | 14.155 | 15.4051 | 16.7234 | 19.7679 | 23.3634 | 26.2329 | 28.5055 | 30.0188 | 30.8254 | 31.4415 | 31.6437 | 31.3043 | 30.3456 | 28.4418 | 26.0651 | 24.5619 | 24.0777 | 22.1016 | 19.1385 | 16.8609 | 0 | 0 | 0 | 0 | 0 | 0 | 0 | 0 | 0 | 0 | 0 | 0 | 0 | 0 | 0.47466 | 0.46956 | 0.45518 | 0.42663 | 0 | 0 | 0 | 0 | 0 | 0 | 75.7244 | 74.3618 | 73.406 | 72.4689 | 71.4377 | 70.4882 | 69.7094 | 70.1674 | 73.4651 | 77.8925 | 82.3104 | 85.7008 | 88.7347 | 90.4223 | 91.3646 | 91.8009 | 91.7017 | 90.6812 | 89.4987 | 88.1229 | 85.5317 | 81.9753 | 79.5097 | 77.7192 | 0.24426 | 0.2274 | 0.22347 | 0.22296 | 0.24127 | 0.27903 | 0.36614 | 0.39474 | 0.40114 | 0.38571 | 0.38192 | 0.40746 | 0.47063 | 0.54606 | 0.60196 | 0.63347 | 0.65341 | 0.61001 | 0.54584 | 0.43752 | 0.39832 | 0.34931 | 0.28321 | 0.22586
Portfolio Adjusted1-in-2Size: 20 kW to 199.99 kWOther2025August Monthly Peak | Portfolio Adjusted | 1-in-2 | Size: 20 kW to 199.99 kW | Other | 2025 | August Monthly Peak | 8 | 14.5576 | 13.7176 | 13.2806 | 13.1488 | 13.6788 | 15.0503 | 16.42 | 18.9533 | 22.5159 | 25.4699 | 27.8584 | 29.4495 | 30.2952 | 30.9655 | 31.1728 | 30.7944 | 29.7476 | 27.7428 | 25.2881 | 24.1263 | 23.5201 | 21.3464 | 18.4743 | 16.2658 | 0 | 0 | 0 | 0 | 0 | 0 | 0 | 0 | 0 | 0 | 0 | 0 | 0 | 0 | 0.46759 | 0.46192 | 0.44621 | 0.41614 | 0 | 0 | 0 | 0 | 0 | 0 | 74.1451 | 72.9837 | 71.4978 | 70.251 | 69.2246 | 68.2864 | 67.6979 | 67.0763 | 69.398 | 74.6061 | 80.2242 | 84.7292 | 88.2004 | 90.2324 | 91.5039 | 92.1292 | 91.9536 | 91.3211 | 89.8535 | 87.2659 | 83.4732 | 80.2539 | 77.9777 | 76.2444 | 0.24476 | 0.22787 | 0.22393 | 0.22343 | 0.24177 | 0.27961 | 0.3669 | 0.39555 | 0.40197 | 0.38651 | 0.38271 | 0.4083 | 0.47161 | 0.54719 | 0.60321 | 0.63478 | 0.65476 | 0.61127 | 0.54697 | 0.43842 | 0.39915 | 0.35003 | 0.2838 | 0.22633
Portfolio Adjusted1-in-2Size: 20 kW to 199.99 kWOther2025September Monthly Peak | Portfolio Adjusted | 1-in-2 | Size: 20 kW to 199.99 kW | Other | 2025 | September Monthly Peak | 9 | 14.1864 | 13.4154 | 13.0004 | 12.8899 | 13.4209 | 14.7584 | 16.5252 | 18.4952 | 21.947 | 24.798 | 27.0976 | 28.6538 | 29.5438 | 30.2583 | 30.4939 | 30.0899 | 28.9682 | 26.8436 | 24.5271 | 24.1394 | 22.6913 | 20.5024 | 17.7865 | 15.7091 | 0 | 0 | 0 | 0 | 0 | 0 | 0 | 0 | 0 | 0 | 0 | 0 | 0 | 0 | 0.45741 | 0.45135 | 0.43452 | 0.40265 | 0 | 0 | 0 | 0 | 0 | 0 | 72.4006 | 71.1701 | 69.8503 | 68.5321 | 67.4021 | 66.4708 | 65.9273 | 65.6239 | 68.0555 | 73.3334 | 78.8679 | 83.6451 | 87.5646 | 89.8632 | 91.1459 | 91.5556 | 91.4338 | 90.5992 | 89.1723 | 86.3565 | 82.1944 | 79.1847 | 76.9133 | 75.3508 | 0.24362 | 0.2268 | 0.22288 | 0.22238 | 0.24064 | 0.2783 | 0.36518 | 0.3937 | 0.40009 | 0.3847 | 0.38092 | 0.40639 | 0.4694 | 0.54463 | 0.60039 | 0.63181 | 0.6517 | 0.60841 | 0.54441 | 0.43637 | 0.39728 | 0.34839 | 0.28247 | 0.22527
Portfolio Adjusted1-in-2Size: 20 kW to 199.99 kWOther2025October Monthly Peak | Portfolio Adjusted | 1-in-2 | Size: 20 kW to 199.99 kW | Other | 2025 | October Monthly Peak | 10 | 12.7073 | 12.0861 | 11.7683 | 11.6917 | 12.1863 | 13.427 | 15.2712 | 16.5011 | 18.8579 | 21.0563 | 23.0153 | 24.4265 | 25.3467 | 26.1459 | 26.4302 | 26.0254 | 24.9584 | 23.047 | 22.1218 | 21.424 | 19.9798 | 18.1529 | 15.8497 | 14.0382 | 0 | 0 | 0 | 0 | 0 | 0 | 0 | 0 | 0 | 0 | 0 | 0 | 0 | 0 | 0.39645 | 0.39038 | 0.37438 | 0.3457 | 0 | 0 | 0 | 0 | 0 | 0 | 63.942 | 63.002 | 62.0606 | 61.0614 | 60.089 | 59.3385 | 58.4886 | 57.8974 | 58.7808 | 63.1836 | 69.3804 | 75.6862 | 80.5994 | 83.5691 | 84.7498 | 85.632 | 85.6871 | 84.8431 | 82.6342 | 78.0609 | 73.9791 | 70.8003 | 68.2907 | 66.2729 | 0.24274 | 0.22598 | 0.22208 | 0.22158 | 0.23977 | 0.27729 | 0.36386 | 0.39228 | 0.39864 | 0.38331 | 0.37954 | 0.40492 | 0.4677 | 0.54266 | 0.59821 | 0.62953 | 0.64934 | 0.60621 | 0.54244 | 0.43479 | 0.39584 | 0.34713 | 0.28145 | 0.22446
Portfolio Adjusted1-in-2Size: 20 kW to 199.99 kWOther2025November Monthly Peak | Portfolio Adjusted | 1-in-2 | Size: 20 kW to 199.99 kW | Other | 2025 | November Monthly Peak | 11 | 11.8566 | 11.3896 | 11.1927 | 11.2637 | 11.796 | 13.0549 | 14.2908 | 15.6463 | 17.7306 | 19.1566 | 20.3092 | 21.0445 | 21.407 | 21.753 | 21.6904 | 21.0953 | 20.5028 | 20.5431 | 19.4076 | 18.4208 | 17.4407 | 16.0799 | 14.3263 | 12.8866 | 0 | 0 | 0 | 0 | 0 | 0 | 0 | 0 | 0 | 0 | 0 | 0 | 0 | 0 | 0.32536 | 0.31643 | 0.30754 | 0.30815 | 0 | 0 | 0 | 0 | 0 | 0 | 55.6391 | 54.7082 | 53.8524 | 52.9001 | 51.8622 | 51.2664 | 50.9875 | 50.9543 | 53.2561 | 58.3337 | 63.2495 | 67.585 | 70.387 | 71.8503 | 72.4328 | 72.3293 | 70.9649 | 68.0828 | 64.5743 | 62.4056 | 60.7335 | 59.3951 | 58.274 | 57.1582 | 0.24441 | 0.22754 | 0.22361 | 0.22311 | 0.24142 | 0.27921 | 0.36638 | 0.39499 | 0.40139 | 0.38596 | 0.38217 | 0.40772 | 0.47094 | 0.54641 | 0.60235 | 0.63388 | 0.65382 | 0.6104 | 0.54619 | 0.4378 | 0.39858 | 0.34953 | 0.2834 | 0.22601
Portfolio Adjusted1-in-2Size: 20 kW to 199.99 kWOther2025December Monthly Peak | Portfolio Adjusted | 1-in-2 | Size: 20 kW to 199.99 kW | Other | 2025 | December Monthly Peak | 12 | 12.1733 | 11.7355 | 11.5726 | 11.6265 | 12.1747 | 13.4672 | 15.2442 | 16.3863 | 18.0553 | 18.9456 | 19.4247 | 19.5097 | 19.3046 | 19.2083 | 18.9324 | 18.4718 | 18.636 | 19.2595 | 18.4124 | 17.7461 | 16.9717 | 15.9183 | 14.4614 | 13.1465 | 0 | 0 | 0 | 0 | 0 | 0 | 0 | 0 | 0 | 0 | 0 | 0 | 0 | 0 | 0.28399 | 0.27708 | 0.27954 | 0.28889 | 0 | 0 | 0 | 0 | 0 | 0 | 46.5203 | 45.9083 | 45.5402 | 44.9639 | 44.4396 | 43.9916 | 43.6992 | 43.5909 | 44.3004 | 47.6129 | 51.2827 | 54.4562 | 56.4633 | 57.348 | 58.0325 | 58.2658 | 57.5388 | 55.1117 | 52.088 | 50.0478 | 48.588 | 46.755 | 45.0189 | 43.7815 | 0.24391 | 0.22708 | 0.22315 | 0.22265 | 0.24093 | 0.27864 | 0.36562 | 0.39418 | 0.40057 | 0.38517 | 0.38138 | 0.40688 | 0.46997 | 0.54529 | 0.60111 | 0.63257 | 0.65248 | 0.60914 | 0.54507 | 0.4369 | 0.39776 | 0.34881 | 0.28281 | 0.22554
Portfolio Adjusted1-in-2Size: 20 kW to 199.99 kWOther2025Typical Event Day | Portfolio Adjusted | 1-in-2 | Size: 20 kW to 199.99 kW | Other | 2025 | Typical Event Day | 8 | 14.4314 | 13.6044 | 13.176 | 13.0478 | 13.5746 | 14.9335 | 16.2836 | 18.7582 | 22.2394 | 25.1252 | 27.4645 | 29.0294 | 29.8698 | 30.5403 | 30.7508 | 30.3765 | 29.3416 | 27.3536 | 24.9569 | 23.8211 | 23.2491 | 21.1163 | 18.2849 | 16.1059 | 0 | 0 | 0 | 0 | 0 | 0 | 0 | 0 | 0 | 0 | 0 | 0 | 0 | 0 | 0.46126 | 0.45565 | 0.44012 | 0.4103 | 0 | 0 | 0 | 0 | 0 | 0 | 73.0248 | 71.7353 | 70.5045 | 69.3671 | 68.2933 | 67.3291 | 66.6175 | 66.7195 | 69.652 | 74.5674 | 79.6371 | 83.9033 | 87.2926 | 89.2146 | 90.299 | 90.7562 | 90.6842 | 89.9742 | 88.699 | 86.5219 | 83.1288 | 79.6612 | 77.2418 | 75.4638 | 0.24408 | 0.22724 | 0.22331 | 0.22281 | 0.2411 | 0.27883 | 0.36588 | 0.39446 | 0.40085 | 0.38544 | 0.38165 | 0.40717 | 0.4703 | 0.54567 | 0.60153 | 0.63302 | 0.65294 | 0.60957 | 0.54545 | 0.4372 | 0.39804 | 0.34906 | 0.28301 | 0.2257
Portfolio Adjusted1-in-10Size: Over 200kWAll2015January Monthly Peak | Portfolio Adjusted | 1-in-10 | Size: Over 200kW | All | 2015 | January Monthly Peak | 1 | 129.5757 | 125.6732 | 122.144 | 122.8695 | 132.2262 | 157.4735 | 191.4644 | 211.4955 | 221.1155 | 220.846 | 220.7557 | 216.8938 | 212.0881 | 210.3657 | 202.1975 | 190.2266 | 180.2015 | 177.6136 | 173.3191 | 169.497 | 163.2908 | 155.2919 | 145.6285 | 138.8104 | 0.020183 | -0.14912 | -0.057384 | -1.1215 | -1.4497 | -1.0359 | -0.37191 | -1.4408 | -1.4469 | -1.8326 | -0.36144 | -0.047449 | 0.60248 | 2.1904 | 6.2032 | 5.7933 | 6.3991 | 5.7577 | 1.8735 | 1.4692 | 1.2629 | 1.303 | 1.0915 | 0.7923 | 42.0527 | 41.8327 | 41.1478 | 40.4739 | 40.0341 | 39.5612 | 39.0756 | 38.7183 | 39.3009 | 42.07 | 44.7916 | 47.1827 | 48.832 | 49.9629 | 50.9097 | 51.2269 | 50.845 | 49.7139 | 47.8831 | 46.7718 | 45.7751 | 45.3617 | 44.8291 | 44.1845 | 3.6865 | 3.5752 | 3.738 | 3.5521 | 3.5395 | 3.5483 | 4.146 | 3.9934 | 4.5895 | 4.4272 | 3.846 | 3.5183 | 3.3086 | 3.3173 | 2.8966 | 2.4465 | 2.1576 | 2.261 | 2.3088 | 3.4139 | 3.6342 | 3.7088 | 3.236 | 3.4564
Portfolio Adjusted1-in-10Size: Over 200kWAll2015February Monthly Peak | Portfolio Adjusted | 1-in-10 | Size: Over 200kW | All | 2015 | February Monthly Peak | 2 | 123.8294 | 120.4977 | 116.8449 | 117.2621 | 125.999 | 149.0407 | 179.4029 | 195.7325 | 203.6463 | 205.0362 | 207.1219 | 206.2101 | 203.1296 | 203.1888 | 196.4045 | 185.1415 | 174.7898 | 171.5344 | 166.1779 | 161.2996 | 155.8495 | 148.9885 | 139.3968 | 133.3229 | 0.012125 | -0.14681 | -0.058231 | -1.0666 | -1.3772 | -0.97666 | -0.35073 | -1.3273 | -1.3328 | -1.6968 | -0.34706 | -0.051801 | 0.56621 | 2.1165 | 6.0414 | 5.6614 | 6.2173 | 5.57 | 1.7831 | 1.3824 | 1.1967 | 1.2452 | 1.0394 | 0.75777 | 48.6334 | 48.2299 | 47.7988 | 47.2279 | 46.8391 | 46.4002 | 45.7873 | 46.0387 | 47.2899 | 50.7693 | 54.197 | 57.3673 | 59.2857 | 60.3034 | 60.9392 | 61.1575 | 60.186 | 59.1996 | 57.2741 | 55.2202 | 53.8431 | 52.548 | 51.5487 | 50.169 | 3.5162 | 3.4214 | 3.5665 | 3.3692 | 3.3544 | 3.3404 | 3.868 | 3.6754 | 4.1993 | 4.0766 | 3.5781 | 3.3174 | 3.1406 | 3.1747 | 2.7921 | 2.3625 | 2.0799 | 2.1709 | 2.2034 | 3.223 | 3.4483 | 3.5482 | 3.0847 | 3.3106
Portfolio Adjusted1-in-10Size: Over 200kWAll2015March Monthly Peak | Portfolio Adjusted | 1-in-10 | Size: Over 200kW | All | 2015 | March Monthly Peak | 3 | 126.9327 | 123.1959 | 119.2093 | 118.1082 | 125.6911 | 146.994 | 172.8692 | 190.6323 | 201.6192 | 207.0704 | 214.1029 | 216.9794 | 216.3404 | 219.5445 | 214.3983 | 202.9638 | 189.7331 | 177.4392 | 169.3956 | 167.568 | 163.6762 | 156.1962 | 144.4584 | 136.8267 | 0.0020402 | -0.15573 | -0.066289 | -1.0725 | -1.3764 | -0.95939 | -0.34663 | -1.2946 | -1.3384 | -1.7186 | -0.37013 | -0.062844 | 0.58763 | 2.2823 | 6.5947 | 6.2165 | 6.7401 | 5.7626 | 1.8012 | 1.4186 | 1.249 | 1.298 | 1.0694 | 0.77242 | 60.3474 | 59.0354 | 58.1583 | 57.5767 | 56.5483 | 55.554 | 54.9109 | 55.5546 | 58.9878 | 63.8395 | 68.9869 | 73.3941 | 76.4205 | 78.0356 | 78.7383 | 79.2659 | 78.838 | 77.4292 | 74.799 | 71.3502 | 68.2448 | 65.3653 | 63.0978 | 61.3282 | 3.5905 | 3.4835 | 3.6328 | 3.3727 | 3.3336 | 3.2682 | 3.7042 | 3.5541 | 4.1371 | 4.0888 | 3.6746 | 3.4727 | 3.3242 | 3.4029 | 3.0284 | 2.5689 | 2.2404 | 2.227 | 2.2345 | 3.3226 | 3.6045 | 3.7082 | 3.1857 | 3.3836
Portfolio Adjusted1-in-10Size: Over 200kWAll2015April Monthly Peak | Portfolio Adjusted | 1-in-10 | Size: Over 200kW | All | 2015 | April Monthly Peak | 4 | 130.2028 | 126.4225 | 122.1428 | 120.9659 | 128.6391 | 150.8555 | 178.0632 | 199.0624 | 213.8899 | 222.6828 | 232.2652 | 236.3527 | 236.6789 | 240.2666 | 234.8291 | 221.5225 | 205.8354 | 191.0113 | 180.9408 | 177.7388 | 172.0773 | 162.7848 | 149.8389 | 141.3731 | -0.42431 | -0.67903 | -0.43245 | -0.99723 | -1.3536 | -1.166 | -1.1633 | -1.422 | -1.478 | -1.8674 | -1.1664 | -1.2046 | -0.52882 | 1.0084 | 5.9665 | 6.0661 | 6.1865 | 5.48 | 1.9783 | 1.0442 | 0.67786 | 0.97232 | 0.81161 | 0.64944 | 70.4727 | 69.0205 | 67.4366 | 66.1694 | 65.17 | 64.2448 | 63.626 | 63.7104 | 66.8209 | 72.4277 | 78.1483 | 83.4896 | 86.95 | 88.9221 | 89.6605 | 90.0621 | 89.8593 | 88.9679 | 87.1355 | 83.4111 | 78.6816 | 74.8632 | 72.2774 | 70.325 | 3.4608 | 3.361 | 3.5012 | 3.2533 | 3.2124 | 3.1545 | 3.5898 | 3.4922 | 4.1365 | 4.1546 | 3.7645 | 3.5722 | 3.4361 | 3.5186 | 3.131 | 2.6426 | 2.2859 | 2.2541 | 2.2424 | 3.3205 | 3.5691 | 3.641 | 3.1094 | 3.2855
Portfolio Adjusted1-in-10Size: Over 200kWAll2015May Monthly Peak | Portfolio Adjusted | 1-in-10 | Size: Over 200kW | All | 2015 | May Monthly Peak | 5 | 134.15 | 130.6636 | 125.9105 | 125.2755 | 133.8375 | 156.6814 | 183.2783 | 208.3852 | 226.7874 | 237.4861 | 247.5282 | 250.8828 | 249.7377 | 252.1145 | 246.1204 | 230.7955 | 214.0642 | 198.0181 | 187.0451 | 181.4907 | 177.0242 | 167.6932 | 155.2064 | 146.8749 | -0.60495 | -0.87117 | -0.57174 | -1.0487 | -1.439 | -1.2943 | -1.4096 | -1.5405 | -1.6357 | -2.0099 | -1.4181 | -1.5363 | -0.846 | 0.71664 | 5.9814 | 6.1723 | 6.1762 | 5.5561 | 2.0734 | 0.96637 | 0.56434 | 0.90884 | 0.76411 | 0.62881 | 70.8978 | 69.5515 | 68.1605 | 67.2173 | 66.4344 | 65.5359 | 65.316 | 65.6487 | 69.1531 | 75.0911 | 80.7525 | 85.0569 | 88.0235 | 90.0099 | 91.462 | 92.1127 | 91.8068 | 90.8072 | 88.8902 | 86.2479 | 82.8018 | 78.9054 | 76.0758 | 73.7356 | 3.5459 | 3.4526 | 3.5848 | 3.3525 | 3.3205 | 3.2588 | 3.6638 | 3.6385 | 4.3777 | 4.4254 | 4.0122 | 3.7891 | 3.6239 | 3.6946 | 3.2822 | 2.7517 | 2.375 | 2.3334 | 2.3116 | 3.3731 | 3.6355 | 3.72 | 3.1966 | 3.3836
Portfolio Adjusted1-in-10Size: Over 200kWAll2015June Monthly Peak | Portfolio Adjusted | 1-in-10 | Size: Over 200kW | All | 2015 | June Monthly Peak | 6 | 141.0538 | 137.3583 | 132.6912 | 132.0581 | 140.5758 | 163.2352 | 189.1373 | 212.0466 | 228.2973 | 238.4272 | 248.0667 | 248.8716 | 244.6135 | 245.9797 | 240.4821 | 228.7391 | 213.6868 | 198.6976 | 189.7133 | 183.7251 | 180.6078 | 172.4174 | 160.2028 | 152.3204 | -0.62603 | -0.90254 | -0.59479 | -1.0728 | -1.489 | -1.3401 | -1.4899 | -1.559 | -1.6725 | -2.0225 | -1.4685 | -1.5997 | -0.91299 | 0.61405 | 5.7987 | 6.1092 | 6.1095 | 5.5498 | 2.0845 | 0.93993 | 0.55306 | 0.93017 | 0.79801 | 0.67297 | 71.6446 | 70.3569 | 69.2687 | 68.25 | 67.0974 | 66.1242 | 65.8173 | 66.9532 | 70.3889 | 75.24 | 80.293 | 84.5134 | 87.2456 | 89.3078 | 90.6788 | 91.1542 | 91.6879 | 90.961 | 89.7796 | 87.723 | 84.0171 | 79.9213 | 77.3027 | 75.2922 | 3.7252 | 3.6253 | 3.7712 | 3.5251 | 3.4761 | 3.3925 | 3.7856 | 3.7151 | 4.4292 | 4.4767 | 4.0481 | 3.7692 | 3.5457 | 3.6011 | 3.2013 | 2.7245 | 2.3679 | 2.3377 | 2.3447 | 3.4043 | 3.7132 | 3.8211 | 3.2959 | 3.5037
Portfolio Adjusted1-in-10Size: Over 200kWAll2015July Monthly Peak | Portfolio Adjusted | 1-in-10 | Size: Over 200kW | All | 2015 | July Monthly Peak | 7 | 144.8376 | 140.5789 | 136.4155 | 136.4103 | 145.5274 | 169.4124 | 195.3835 | 216.5695 | 230.5464 | 239.543 | 247.5645 | 247.5276 | 243.1488 | 244.0801 | 238.5176 | 228.5387 | 215.1441 | 201.1068 | 192.697 | 187.088 | 184.0316 | 175.549 | 163.1128 | 155.2405 | -0.78608 | -1.1024 | -0.73632 | -1.0708 | -1.5176 | -1.4479 | -1.8062 | -1.6068 | -1.6905 | -2.0243 | -1.7171 | -1.951 | -1.2677 | 0.1715 | 5.4187 | 5.9182 | 5.8286 | 5.4093 | 2.139 | 0.80376 | 0.34644 | 0.81164 | 0.70609 | 0.6264 | 73.9908 | 73.0853 | 72.1817 | 71.4108 | 70.7519 | 70.1717 | 69.8211 | 70.164 | 73.0821 | 77.633 | 82.2133 | 85.7205 | 87.9888 | 89.75 | 91.3164 | 91.8396 | 92.3837 | 91.4164 | 89.5904 | 87.4146 | 84.2661 | 81.2908 | 79.2352 | 77.79 | 3.8567 | 3.7348 | 3.8977 | 3.6676 | 3.6251 | 3.5552 | 3.9398 | 3.8112 | 4.4828 | 4.5027 | 4.0348 | 3.7492 | 3.5281 | 3.5749 | 3.1775 | 2.729 | 2.3942 | 2.3783 | 2.397 | 3.4866 | 3.8081 | 3.9161 | 3.3795 | 3.5946
Portfolio Adjusted1-in-10Size: Over 200kWAll2015August Monthly Peak | Portfolio Adjusted | 1-in-10 | Size: Over 200kW | All | 2015 | August Monthly Peak | 8 | 146.1483 | 141.9859 | 137.7147 | 137.4925 | 147.1575 | 172.6226 | 201.7827 | 225.251 | 242.9352 | 253.9644 | 264.1296 | 265.2683 | 261.2731 | 262.8685 | 256.5723 | 242.5421 | 225.3446 | 208.676 | 198.3213 | 193.9386 | 189.1575 | 178.5872 | 165.8956 | 157.6219 | -1.0793 | -1.4096 | -0.95569 | -1.1463 | -1.611 | -1.62 | -2.1615 | -1.7655 | -1.8272 | -2.1622 | -2.0366 | -2.3871 | -1.6722 | -0.20608 | 5.5094 | 6.1014 | 5.8371 | 5.4748 | 2.2895 | 0.73214 | 0.18466 | 0.68642 | 0.58068 | 0.52811 | 75.9239 | 75.0588 | 74.1591 | 73.4159 | 72.7852 | 72.2332 | 71.8225 | 71.9128 | 74.5101 | 78.835 | 83.1383 | 87.3694 | 90.6591 | 93.1191 | 94.3725 | 94.5853 | 94.2502 | 93.1453 | 92.0618 | 89.5223 | 85.5118 | 82.2594 | 80.0288 | 78.2559 | 3.953 | 3.8268 | 3.9822 | 3.7363 | 3.7025 | 3.6587 | 4.0969 | 4.0011 | 4.7638 | 4.8158 | 4.3382 | 4.0627 | 3.8391 | 3.9045 | 3.4691 | 2.9383 | 2.5452 | 2.5057 | 2.5039 | 3.655 | 3.953 | 4.0179 | 3.4656 | 3.6736
Portfolio Adjusted1-in-10Size: Over 200kWAll2015September Monthly Peak | Portfolio Adjusted | 1-in-10 | Size: Over 200kW | All | 2015 | September Monthly Peak | 9 | 147.9519 | 143.8031 | 138.9364 | 139.5931 | 149.8403 | 176.9986 | 210.1918 | 236.1973 | 259.0093 | 272.0995 | 282.5213 | 283.454 | 279.5001 | 281.3175 | 273.8942 | 256.8685 | 237.2998 | 218.7635 | 208.5076 | 205.1532 | 195.7923 | 183.6642 | 169.7836 | 160.423 | -1.181 | -1.5706 | -1.059 | -1.0935 | -1.5816 | -1.6888 | -2.516 | -1.845 | -1.9224 | -2.321 | -2.476 | -2.9875 | -2.2127 | -0.7933 | 5.3426 | 6.1307 | 5.7042 | 5.4151 | 2.4079 | 0.60697 | -0.046828 | 0.57648 | 0.49452 | 0.48792 | 78.3009 | 77.123 | 76.0624 | 75.5068 | 74.5437 | 73.7202 | 73.3304 | 73.3373 | 75.5329 | 80.0536 | 85.063 | 90.0466 | 94.0241 | 96.7619 | 97.7649 | 97.7944 | 97.2619 | 96.0084 | 94.3076 | 91.4868 | 87.5526 | 84.0763 | 81.6205 | 79.8077 | 4.1039 | 3.9769 | 4.1331 | 3.9132 | 3.8898 | 3.8547 | 4.385 | 4.3159 | 5.24 | 5.3279 | 4.8018 | 4.4934 | 4.2524 | 4.3216 | 3.828 | 3.2115 | 2.7561 | 2.7014 | 2.7014 | 3.9887 | 4.2249 | 4.2678 | 3.6603 | 3.8541
Portfolio Adjusted1-in-10Size: Over 200kWAll2015October Monthly Peak | Portfolio Adjusted | 1-in-10 | Size: Over 200kW | All | 2015 | October Monthly Peak | 10 | 126.1529 | 123.1721 | 118.8511 | 118.9191 | 127.373 | 150.6305 | 180.9426 | 201.0478 | 215.3947 | 224.7412 | 233.6024 | 237.3271 | 237.4779 | 239.6409 | 233.2819 | 218.8002 | 203.2721 | 194.4194 | 184.2035 | 175.7537 | 167.2818 | 157.5677 | 145.6471 | 138.4434 | -0.61266 | -0.88462 | -0.58128 | -0.98095 | -1.3575 | -1.2668 | -1.4915 | -1.4926 | -1.5306 | -1.8988 | -1.4316 | -1.5949 | -0.93728 | 0.49409 | 5.5068 | 5.7518 | 5.7362 | 5.3442 | 2.0599 | 0.88987 | 0.45689 | 0.81416 | 0.67971 | 0.57384 | 73.8613 | 73.2339 | 72.5309 | 71.261 | 70.2782 | 69.5138 | 69.1772 | 68.9322 | 69.8558 | 73.5161 | 78.1125 | 82.9325 | 86.7448 | 89.2002 | 90.2175 | 90.3344 | 89.461 | 87.7344 | 85.0699 | 81.7967 | 78.7064 | 76.6754 | 75.1611 | 73.7984 | 3.3652 | 3.2892 | 3.4129 | 3.2133 | 3.1899 | 3.1689 | 3.6693 | 3.5481 | 4.1846 | 4.2218 | 3.806 | 3.6002 | 3.4632 | 3.5292 | 3.1245 | 2.6226 | 2.2669 | 2.306 | 2.289 | 3.2979 | 3.4798 | 3.5392 | 3.0295 | 3.2257
Portfolio Adjusted1-in-10Size: Over 200kWAll2015November Monthly Peak | Portfolio Adjusted | 1-in-10 | Size: Over 200kW | All | 2015 | November Monthly Peak | 11 | 127.766 | 124.5907 | 120.4166 | 119.8518 | 128.3128 | 150.6219 | 176.7179 | 194.8956 | 207.1719 | 213.8539 | 220.7224 | 223.3207 | 222.199 | 223.8663 | 217.5168 | 203.6696 | 190.9945 | 184.7939 | 175.8085 | 168.4861 | 162.0322 | 154.2757 | 142.5539 | 135.6995 | 0.0033212 | -0.16011 | -0.067688 | -1.0996 | -1.4122 | -1.0025 | -0.35895 | -1.3402 | -1.3682 | -1.7861 | -0.37428 | -0.059633 | 0.61738 | 2.3124 | 6.6388 | 6.1924 | 6.7764 | 5.9924 | 1.8923 | 1.4447 | 1.2353 | 1.2854 | 1.0515 | 0.7595 | 63.3952 | 62.1005 | 61.3116 | 60.2121 | 59.3096 | 58.5553 | 58.2105 | 58.5263 | 60.6507 | 64.9606 | 70.2887 | 74.5406 | 77.2911 | 78.9075 | 79.9219 | 79.9585 | 78.7011 | 76.3611 | 73.7296 | 70.9893 | 68.8402 | 67.2056 | 65.605 | 64.7288 | 3.6311 | 3.5419 | 3.6876 | 3.4564 | 3.4331 | 3.3873 | 3.8263 | 3.6783 | 4.3172 | 4.2866 | 3.8404 | 3.6185 | 3.4566 | 3.5135 | 3.1074 | 2.6008 | 2.2715 | 2.3356 | 2.3269 | 3.369 | 3.5909 | 3.6932 | 3.1648 | 3.3782
Portfolio Adjusted1-in-10Size: Over 200kWAll2015December Monthly Peak | Portfolio Adjusted | 1-in-10 | Size: Over 200kW | All | 2015 | December Monthly Peak | 12 | 124.4074 | 121.1411 | 117.8087 | 118.3443 | 127.0107 | 149.0743 | 177.5933 | 193.5148 | 202.3129 | 202.6296 | 202.4544 | 198.6265 | 193.3638 | 191.156 | 184.0153 | 174.0217 | 167.1244 | 165.5774 | 160.6593 | 156.7464 | 151.5676 | 144.8397 | 135.9255 | 130.2978 | 0.028164 | -0.13256 | -0.049878 | -1.0712 | -1.3851 | -0.97807 | -0.34449 | -1.3125 | -1.3261 | -1.6794 | -0.33611 | -0.046568 | 0.54496 | 1.9937 | 5.6603 | 5.3145 | 5.9383 | 5.3747 | 1.7335 | 1.3556 | 1.17 | 1.2122 | 1.0157 | 0.741 | 44.6544 | 43.9968 | 43.3449 | 42.9131 | 42.4364 | 41.6285 | 41.7178 | 41.7704 | 42.521 | 44.6477 | 47.2343 | 49.4123 | 50.7369 | 51.1149 | 51.4325 | 51.579 | 51.0315 | 49.6629 | 48.0201 | 47.0378 | 46.1598 | 45.285 | 44.6872 | 44.2319 | 3.5286 | 3.4324 | 3.5887 | 3.3936 | 3.3807 | 3.3491 | 3.8273 | 3.6344 | 4.1777 | 4.0418 | 3.5092 | 3.2094 | 3.0051 | 3.0017 | 2.6252 | 2.23 | 1.998 | 2.1042 | 2.1372 | 3.1522 | 3.3679 | 3.4533 | 3.0122 | 3.2342
Portfolio Adjusted1-in-10Size: Over 200kWAll2015Typical Event Day | Portfolio Adjusted | 1-in-10 | Size: Over 200kW | All | 2015 | Typical Event Day | 8 | 145.2997 | 141.1858 | 136.9505 | 136.7516 | 146.3566 | 171.5168 | 200.2556 | 223.0513 | 240.06 | 250.7447 | 260.6455 | 261.7732 | 257.7554 | 259.4271 | 253.2431 | 239.5504 | 222.6859 | 206.3731 | 196.2213 | 191.9662 | 187.4661 | 177.2339 | 164.7034 | 156.5798 | -0.91509 | -1.2427 | -0.83522 | -1.0983 | -1.5548 | -1.5283 | -1.991 | -1.6928 | -1.7709 | -2.1234 | -1.9088 | -2.2129 | -1.495 | -0.01909 | 5.5757 | 6.1014 | 5.8917 | 5.4648 | 2.2178 | 0.77594 | 0.26663 | 0.75151 | 0.64761 | 0.57958 | 74.965 | 73.906 | 72.918 | 72.1459 | 71.2946 | 70.5623 | 70.1978 | 70.5918 | 73.3785 | 77.9404 | 82.6769 | 86.9125 | 89.9794 | 92.2347 | 93.5331 | 93.8434 | 93.8959 | 92.8828 | 91.4349 | 89.0367 | 85.3369 | 81.8869 | 79.5468 | 77.7865 | 3.9002 | 3.779 | 3.9378 | 3.7 | 3.6658 | 3.616 | 4.0494 | 3.9434 | 4.6928 | 4.7414 | 4.2688 | 3.9961 | 3.7732 | 3.8384 | 3.409 | 2.8872 | 2.4994 | 2.462 | 2.4594 | 3.6047 | 3.9051 | 3.9728 | 3.4286 | 3.6365
Portfolio Adjusted1-in-10Size: Over 200kWAll2016January Monthly Peak | Portfolio Adjusted | 1-in-10 | Size: Over 200kW | All | 2016 | January Monthly Peak | 1 | 129.5757 | 125.6732 | 122.144 | 122.8695 | 132.2262 | 157.4735 | 191.4644 | 211.4955 | 221.1155 | 220.846 | 220.7558 | 216.8938 | 212.0881 | 210.3658 | 202.1975 | 190.2266 | 180.2015 | 177.6136 | 173.3191 | 169.497 | 163.2908 | 155.2919 | 145.6285 | 138.8104 | 0.020183 | -0.14912 | -0.057384 | -1.1215 | -1.4497 | -1.0359 | -0.37191 | -1.4408 | -1.4469 | -1.8326 | -0.36144 | -0.047449 | 0.60248 | 2.1904 | 6.2032 | 5.7933 | 6.3991 | 5.7577 | 1.8735 | 1.4692 | 1.2629 | 1.303 | 1.0915 | 0.7923 | 42.0527 | 41.8327 | 41.1478 | 40.4739 | 40.0341 | 39.5612 | 39.0756 | 38.7183 | 39.3009 | 42.07 | 44.7916 | 47.1827 | 48.832 | 49.9629 | 50.9097 | 51.2269 | 50.845 | 49.7139 | 47.8831 | 46.7717 | 45.7751 | 45.3617 | 44.8291 | 44.1845 | 3.6865 | 3.5752 | 3.738 | 3.5521 | 3.5395 | 3.5483 | 4.146 | 3.9934 | 4.5895 | 4.4272 | 3.846 | 3.5183 | 3.3086 | 3.3173 | 2.8966 | 2.4465 | 2.1576 | 2.261 | 2.3088 | 3.4139 | 3.6342 | 3.7088 | 3.236 | 3.4564
Portfolio Adjusted1-in-10Size: Over 200kWAll2016February Monthly Peak | Portfolio Adjusted | 1-in-10 | Size: Over 200kW | All | 2016 | February Monthly Peak | 2 | 123.8294 | 120.4977 | 116.8449 | 117.2621 | 125.999 | 149.0407 | 179.4029 | 195.7325 | 203.6464 | 205.0362 | 207.1219 | 206.2101 | 203.1296 | 203.1888 | 196.4045 | 185.1415 | 174.7898 | 171.5344 | 166.1779 | 161.2996 | 155.8495 | 148.9885 | 139.3968 | 133.3229 | 0.012125 | -0.14681 | -0.058231 | -1.0666 | -1.3772 | -0.97666 | -0.35073 | -1.3273 | -1.3328 | -1.6968 | -0.34706 | -0.051801 | 0.56621 | 2.1165 | 6.0414 | 5.6614 | 6.2173 | 5.57 | 1.7831 | 1.3824 | 1.1967 | 1.2452 | 1.0394 | 0.75777 | 48.6334 | 48.2299 | 47.7988 | 47.2279 | 46.8391 | 46.4001 | 45.7873 | 46.0387 | 47.2899 | 50.7693 | 54.197 | 57.3673 | 59.2857 | 60.3034 | 60.9392 | 61.1575 | 60.186 | 59.1996 | 57.2741 | 55.2202 | 53.8431 | 52.548 | 51.5487 | 50.169 | 3.5162 | 3.4214 | 3.5665 | 3.3692 | 3.3544 | 3.3404 | 3.868 | 3.6754 | 4.1993 | 4.0766 | 3.5781 | 3.3174 | 3.1406 | 3.1747 | 2.7921 | 2.3625 | 2.0799 | 2.1709 | 2.2034 | 3.223 | 3.4483 | 3.5482 | 3.0847 | 3.3106
Portfolio Adjusted1-in-10Size: Over 200kWAll2016March Monthly Peak | Portfolio Adjusted | 1-in-10 | Size: Over 200kW | All | 2016 | March Monthly Peak | 3 | 126.9327 | 123.1959 | 119.2093 | 118.1082 | 125.6911 | 146.994 | 172.8692 | 190.6323 | 201.6192 | 207.0704 | 214.1029 | 216.9794 | 216.3404 | 219.5445 | 214.3983 | 202.9638 | 189.7331 | 177.4392 | 169.3956 | 167.568 | 163.6762 | 156.1962 | 144.4584 | 136.8267 | 0.0020402 | -0.15573 | -0.066289 | -1.0725 | -1.3764 | -0.95939 | -0.34663 | -1.2946 | -1.3384 | -1.7186 | -0.37013 | -0.062844 | 0.58763 | 2.2823 | 6.5947 | 6.2165 | 6.7401 | 5.7626 | 1.8012 | 1.4186 | 1.249 | 1.298 | 1.0694 | 0.77242 | 60.3474 | 59.0354 | 58.1583 | 57.5767 | 56.5483 | 55.554 | 54.9109 | 55.5546 | 58.9878 | 63.8395 | 68.9869 | 73.3941 | 76.4205 | 78.0356 | 78.7383 | 79.2659 | 78.838 | 77.4292 | 74.799 | 71.3502 | 68.2448 | 65.3653 | 63.0978 | 61.3282 | 3.5905 | 3.4835 | 3.6328 | 3.3727 | 3.3336 | 3.2682 | 3.7042 | 3.5541 | 4.1371 | 4.0888 | 3.6746 | 3.4727 | 3.3242 | 3.4029 | 3.0284 | 2.5689 | 2.2404 | 2.227 | 2.2345 | 3.3226 | 3.6045 | 3.7082 | 3.1857 | 3.3836
Portfolio Adjusted1-in-10Size: Over 200kWAll2016April Monthly Peak | Portfolio Adjusted | 1-in-10 | Size: Over 200kW | All | 2016 | April Monthly Peak | 4 | 130.2028 | 126.4225 | 122.1428 | 120.9659 | 128.6391 | 150.8555 | 178.0632 | 199.0624 | 213.8899 | 222.6828 | 232.2652 | 236.3527 | 236.6789 | 240.2666 | 234.8291 | 221.5225 | 205.8354 | 191.0113 | 180.9408 | 177.7388 | 172.0773 | 162.7848 | 149.8389 | 141.3731 | -0.42431 | -0.67903 | -0.43245 | -0.99723 | -1.3536 | -1.166 | -1.1633 | -1.422 | -1.478 | -1.8674 | -1.1664 | -1.2046 | -0.52882 | 1.0084 | 5.9665 | 6.0661 | 6.1865 | 5.48 | 1.9783 | 1.0442 | 0.67786 | 0.97232 | 0.81161 | 0.64944 | 70.4727 | 69.0205 | 67.4366 | 66.1694 | 65.17 | 64.2448 | 63.626 | 63.7104 | 66.8209 | 72.4277 | 78.1483 | 83.4896 | 86.95 | 88.9221 | 89.6605 | 90.0621 | 89.8593 | 88.9679 | 87.1355 | 83.4111 | 78.6816 | 74.8632 | 72.2774 | 70.325 | 3.4608 | 3.361 | 3.5012 | 3.2533 | 3.2124 | 3.1545 | 3.5898 | 3.4922 | 4.1365 | 4.1546 | 3.7645 | 3.5722 | 3.4361 | 3.5186 | 3.131 | 2.6426 | 2.2859 | 2.2541 | 2.2424 | 3.3205 | 3.5691 | 3.641 | 3.1094 | 3.2855
Portfolio Adjusted1-in-10Size: Over 200kWAll2016May Monthly Peak | Portfolio Adjusted | 1-in-10 | Size: Over 200kW | All | 2016 | May Monthly Peak | 5 | 134.15 | 130.6636 | 125.9105 | 125.2755 | 133.8375 | 156.6814 | 183.2783 | 208.3852 | 226.7874 | 237.4861 | 247.5283 | 250.8828 | 249.7377 | 252.1145 | 246.1204 | 230.7955 | 214.0642 | 198.0181 | 187.0451 | 181.4907 | 177.0242 | 167.6932 | 155.2064 | 146.8749 | -0.60495 | -0.87117 | -0.57174 | -1.0487 | -1.439 | -1.2943 | -1.4096 | -1.5405 | -1.6357 | -2.0099 | -1.4181 | -1.5363 | -0.846 | 0.71664 | 5.9814 | 6.1723 | 6.1762 | 5.5561 | 2.0734 | 0.96637 | 0.56434 | 0.90884 | 0.76411 | 0.62881 | 70.8978 | 69.5515 | 68.1605 | 67.2173 | 66.4344 | 65.5359 | 65.316 | 65.6487 | 69.1531 | 75.0911 | 80.7525 | 85.0569 | 88.0235 | 90.0099 | 91.462 | 92.1127 | 91.8068 | 90.8072 | 88.8902 | 86.2479 | 82.8018 | 78.9054 | 76.0758 | 73.7356 | 3.5459 | 3.4526 | 3.5848 | 3.3525 | 3.3205 | 3.2588 | 3.6638 | 3.6385 | 4.3777 | 4.4254 | 4.0122 | 3.7891 | 3.6239 | 3.6946 | 3.2822 | 2.7517 | 2.375 | 2.3334 | 2.3116 | 3.3731 | 3.6355 | 3.72 | 3.1966 | 3.3836
Portfolio Adjusted1-in-10Size: Over 200kWAll2016June Monthly Peak | Portfolio Adjusted | 1-in-10 | Size: Over 200kW | All | 2016 | June Monthly Peak | 6 | 141.0538 | 137.3582 | 132.6912 | 132.0581 | 140.5758 | 163.2352 | 189.1373 | 212.0466 | 228.2973 | 238.4272 | 248.0667 | 248.8716 | 244.6135 | 245.9797 | 240.4821 | 228.7391 | 213.6868 | 198.6976 | 189.7134 | 183.7251 | 180.6078 | 172.4174 | 160.2028 | 152.3204 | -0.62603 | -0.90254 | -0.59479 | -1.0728 | -1.489 | -1.3401 | -1.4899 | -1.559 | -1.6725 | -2.0225 | -1.4685 | -1.5997 | -0.91299 | 0.61405 | 5.7987 | 6.1092 | 6.1095 | 5.5498 | 2.0845 | 0.93993 | 0.55306 | 0.93017 | 0.79801 | 0.67297 | 71.6446 | 70.3569 | 69.2687 | 68.25 | 67.0974 | 66.1242 | 65.8173 | 66.9532 | 70.3889 | 75.24 | 80.293 | 84.5134 | 87.2456 | 89.3078 | 90.6787 | 91.1542 | 91.6879 | 90.961 | 89.7796 | 87.723 | 84.0171 | 79.9213 | 77.3027 | 75.2922 | 3.7252 | 3.6253 | 3.7712 | 3.5251 | 3.4761 | 3.3925 | 3.7856 | 3.7151 | 4.4292 | 4.4767 | 4.0481 | 3.7692 | 3.5457 | 3.6011 | 3.2013 | 2.7245 | 2.3679 | 2.3377 | 2.3447 | 3.4043 | 3.7132 | 3.8211 | 3.2959 | 3.5037
Portfolio Adjusted1-in-10Size: Over 200kWAll2016July Monthly Peak | Portfolio Adjusted | 1-in-10 | Size: Over 200kW | All | 2016 | July Monthly Peak | 7 | 144.8376 | 140.5789 | 136.4155 | 136.4103 | 145.5274 | 169.4124 | 195.3835 | 216.5695 | 230.5464 | 239.543 | 247.5645 | 247.5276 | 243.1488 | 244.0801 | 238.5176 | 228.5387 | 215.1441 | 201.1068 | 192.697 | 187.088 | 184.0316 | 175.549 | 163.1128 | 155.2405 | -0.78608 | -1.1024 | -0.73632 | -1.0708 | -1.5176 | -1.4479 | -1.8062 | -1.6068 | -1.6905 | -2.0243 | -1.7171 | -1.951 | -1.2677 | 0.1715 | 5.4187 | 5.9182 | 5.8286 | 5.4093 | 2.139 | 0.80376 | 0.34644 | 0.81164 | 0.70609 | 0.6264 | 73.9908 | 73.0853 | 72.1817 | 71.4108 | 70.7519 | 70.1717 | 69.8211 | 70.164 | 73.0821 | 77.633 | 82.2133 | 85.7205 | 87.9888 | 89.75 | 91.3164 | 91.8396 | 92.3837 | 91.4164 | 89.5904 | 87.4146 | 84.2661 | 81.2908 | 79.2352 | 77.79 | 3.8567 | 3.7348 | 3.8977 | 3.6676 | 3.6251 | 3.5552 | 3.9398 | 3.8112 | 4.4828 | 4.5027 | 4.0348 | 3.7492 | 3.5281 | 3.5749 | 3.1775 | 2.729 | 2.3942 | 2.3783 | 2.397 | 3.4866 | 3.8081 | 3.9161 | 3.3795 | 3.5946
Portfolio Adjusted1-in-10Size: Over 200kWAll2016August Monthly Peak | Portfolio Adjusted | 1-in-10 | Size: Over 200kW | All | 2016 | August Monthly Peak | 8 | 146.1483 | 141.9859 | 137.7147 | 137.4925 | 147.1575 | 172.6226 | 201.7827 | 225.251 | 242.9352 | 253.9644 | 264.1296 | 265.2683 | 261.2731 | 262.8685 | 256.5723 | 242.5421 | 225.3446 | 208.676 | 198.3213 | 193.9386 | 189.1575 | 178.5872 | 165.8956 | 157.6219 | -1.0793 | -1.4096 | -0.95569 | -1.1463 | -1.611 | -1.62 | -2.1615 | -1.7655 | -1.8272 | -2.1622 | -2.0366 | -2.3871 | -1.6722 | -0.20608 | 5.5094 | 6.1014 | 5.8371 | 5.4748 | 2.2895 | 0.73214 | 0.18466 | 0.68642 | 0.58068 | 0.52811 | 75.9239 | 75.0588 | 74.1591 | 73.4159 | 72.7852 | 72.2332 | 71.8225 | 71.9128 | 74.5101 | 78.835 | 83.1383 | 87.3694 | 90.6591 | 93.1191 | 94.3725 | 94.5853 | 94.2502 | 93.1453 | 92.0618 | 89.5223 | 85.5118 | 82.2594 | 80.0288 | 78.2559 | 3.953 | 3.8268 | 3.9822 | 3.7363 | 3.7025 | 3.6587 | 4.0969 | 4.0011 | 4.7638 | 4.8158 | 4.3382 | 4.0627 | 3.8391 | 3.9045 | 3.4691 | 2.9383 | 2.5452 | 2.5057 | 2.5039 | 3.655 | 3.953 | 4.0179 | 3.4656 | 3.6736
Portfolio Adjusted1-in-10Size: Over 200kWAll2016September Monthly Peak | Portfolio Adjusted | 1-in-10 | Size: Over 200kW | All | 2016 | September Monthly Peak | 9 | 147.9519 | 143.8031 | 138.9364 | 139.5931 | 149.8403 | 176.9986 | 210.1918 | 236.1973 | 259.0093 | 272.0995 | 282.5213 | 283.454 | 279.5001 | 281.3175 | 273.8942 | 256.8685 | 237.2998 | 218.7635 | 208.5076 | 205.1532 | 195.7923 | 183.6642 | 169.7836 | 160.423 | -1.181 | -1.5706 | -1.059 | -1.0935 | -1.5816 | -1.6888 | -2.516 | -1.845 | -1.9224 | -2.321 | -2.476 | -2.9875 | -2.2127 | -0.7933 | 5.3426 | 6.1307 | 5.7042 | 5.4151 | 2.4079 | 0.60697 | -0.046828 | 0.57648 | 0.49452 | 0.48792 | 78.3009 | 77.123 | 76.0624 | 75.5068 | 74.5437 | 73.7202 | 73.3304 | 73.3373 | 75.5329 | 80.0536 | 85.063 | 90.0466 | 94.0241 | 96.7619 | 97.7649 | 97.7944 | 97.2619 | 96.0084 | 94.3076 | 91.4868 | 87.5526 | 84.0763 | 81.6205 | 79.8077 | 4.1039 | 3.9769 | 4.1331 | 3.9132 | 3.8898 | 3.8547 | 4.385 | 4.3159 | 5.24 | 5.3279 | 4.8018 | 4.4934 | 4.2524 | 4.3216 | 3.828 | 3.2115 | 2.7561 | 2.7014 | 2.7014 | 3.9887 | 4.2249 | 4.2678 | 3.6603 | 3.8541
Portfolio Adjusted1-in-10Size: Over 200kWAll2016October Monthly Peak | Portfolio Adjusted | 1-in-10 | Size: Over 200kW | All | 2016 | October Monthly Peak | 10 | 126.1529 | 123.1721 | 118.8511 | 118.9191 | 127.373 | 150.6305 | 180.9426 | 201.0478 | 215.3947 | 224.7412 | 233.6024 | 237.3271 | 237.4779 | 239.6409 | 233.2819 | 218.8002 | 203.2721 | 194.4194 | 184.2035 | 175.7537 | 167.2818 | 157.5677 | 145.6471 | 138.4434 | -0.61266 | -0.88462 | -0.58128 | -0.98095 | -1.3575 | -1.2668 | -1.4915 | -1.4926 | -1.5306 | -1.8988 | -1.4316 | -1.5949 | -0.93728 | 0.49409 | 5.5068 | 5.7518 | 5.7362 | 5.3442 | 2.0599 | 0.88987 | 0.45689 | 0.81416 | 0.67971 | 0.57384 | 73.8613 | 73.2338 | 72.5309 | 71.261 | 70.2782 | 69.5138 | 69.1772 | 68.9322 | 69.8558 | 73.5161 | 78.1125 | 82.9325 | 86.7448 | 89.2002 | 90.2175 | 90.3344 | 89.461 | 87.7344 | 85.0699 | 81.7967 | 78.7064 | 76.6754 | 75.1611 | 73.7984 | 3.3652 | 3.2892 | 3.4129 | 3.2133 | 3.1899 | 3.1689 | 3.6693 | 3.5481 | 4.1846 | 4.2218 | 3.806 | 3.6002 | 3.4632 | 3.5292 | 3.1245 | 2.6226 | 2.2669 | 2.306 | 2.289 | 3.2979 | 3.4798 | 3.5392 | 3.0295 | 3.2257
Portfolio Adjusted1-in-10Size: Over 200kWAll2016November Monthly Peak | Portfolio Adjusted | 1-in-10 | Size: Over 200kW | All | 2016 | November Monthly Peak | 11 | 127.766 | 124.5907 | 120.4166 | 119.8518 | 128.3128 | 150.6219 | 176.7179 | 194.8956 | 207.1719 | 213.8539 | 220.7224 | 223.3207 | 222.199 | 223.8663 | 217.5168 | 203.6696 | 190.9945 | 184.7939 | 175.8085 | 168.4861 | 162.0322 | 154.2757 | 142.5539 | 135.6995 | 0.0033212 | -0.16011 | -0.067688 | -1.0996 | -1.4122 | -1.0025 | -0.35895 | -1.3402 | -1.3682 | -1.7861 | -0.37428 | -0.059633 | 0.61738 | 2.3124 | 6.6388 | 6.1924 | 6.7764 | 5.9924 | 1.8923 | 1.4447 | 1.2353 | 1.2854 | 1.0515 | 0.7595 | 63.3952 | 62.1005 | 61.3116 | 60.2121 | 59.3096 | 58.5553 | 58.2105 | 58.5263 | 60.6507 | 64.9606 | 70.2887 | 74.5406 | 77.2911 | 78.9075 | 79.9219 | 79.9585 | 78.7011 | 76.3611 | 73.7296 | 70.9893 | 68.8402 | 67.2056 | 65.605 | 64.7288 | 3.6311 | 3.5419 | 3.6876 | 3.4564 | 3.4331 | 3.3873 | 3.8263 | 3.6783 | 4.3172 | 4.2866 | 3.8404 | 3.6185 | 3.4566 | 3.5135 | 3.1074 | 2.6008 | 2.2715 | 2.3356 | 2.3269 | 3.369 | 3.5909 | 3.6932 | 3.1648 | 3.3782
Portfolio Adjusted1-in-10Size: Over 200kWAll2016December Monthly Peak | Portfolio Adjusted | 1-in-10 | Size: Over 200kW | All | 2016 | December Monthly Peak | 12 | 124.4074 | 121.1411 | 117.8087 | 118.3443 | 127.0107 | 149.0743 | 177.5933 | 193.5148 | 202.3129 | 202.6296 | 202.4544 | 198.6265 | 193.3638 | 191.156 | 184.0153 | 174.0217 | 167.1244 | 165.5774 | 160.6593 | 156.7464 | 151.5676 | 144.8397 | 135.9255 | 130.2978 | 0.028164 | -0.13256 | -0.049878 | -1.0712 | -1.3851 | -0.97807 | -0.34449 | -1.3125 | -1.3261 | -1.6794 | -0.33611 | -0.046568 | 0.54496 | 1.9937 | 5.6603 | 5.3145 | 5.9383 | 5.3747 | 1.7335 | 1.3556 | 1.17 | 1.2122 | 1.0157 | 0.741 | 44.6544 | 43.9968 | 43.3449 | 42.9131 | 42.4364 | 41.6285 | 41.7178 | 41.7704 | 42.521 | 44.6477 | 47.2343 | 49.4123 | 50.7369 | 51.1149 | 51.4325 | 51.579 | 51.0315 | 49.6629 | 48.0201 | 47.0378 | 46.1598 | 45.285 | 44.6872 | 44.2319 | 3.5286 | 3.4325 | 3.5887 | 3.3936 | 3.3807 | 3.3491 | 3.8273 | 3.6344 | 4.1777 | 4.0418 | 3.5092 | 3.2094 | 3.0051 | 3.0017 | 2.6252 | 2.23 | 1.998 | 2.1042 | 2.1372 | 3.1522 | 3.3679 | 3.4533 | 3.0122 | 3.2342
Portfolio Adjusted1-in-10Size: Over 200kWAll2016Typical Event Day | Portfolio Adjusted | 1-in-10 | Size: Over 200kW | All | 2016 | Typical Event Day | 8 | 145.2997 | 141.1858 | 136.9505 | 136.7516 | 146.3566 | 171.5168 | 200.2556 | 223.0513 | 240.06 | 250.7447 | 260.6455 | 261.7732 | 257.7554 | 259.4271 | 253.2431 | 239.5504 | 222.6859 | 206.3731 | 196.2213 | 191.9662 | 187.4661 | 177.2339 | 164.7034 | 156.5798 | -0.91509 | -1.2427 | -0.83522 | -1.0983 | -1.5548 | -1.5283 | -1.991 | -1.6928 | -1.7709 | -2.1234 | -1.9088 | -2.2129 | -1.495 | -0.01909 | 5.5757 | 6.1014 | 5.8917 | 5.4648 | 2.2178 | 0.77594 | 0.26663 | 0.75151 | 0.64761 | 0.57958 | 74.965 | 73.906 | 72.918 | 72.1459 | 71.2946 | 70.5623 | 70.1978 | 70.5918 | 73.3785 | 77.9404 | 82.6769 | 86.9125 | 89.9794 | 92.2347 | 93.5331 | 93.8434 | 93.8959 | 92.8828 | 91.4349 | 89.0367 | 85.3369 | 81.8869 | 79.5468 | 77.7864 | 3.9002 | 3.779 | 3.9378 | 3.7 | 3.6658 | 3.616 | 4.0494 | 3.9434 | 4.6928 | 4.7414 | 4.2688 | 3.9961 | 3.7732 | 3.8384 | 3.409 | 2.8872 | 2.4994 | 2.462 | 2.4594 | 3.6047 | 3.9051 | 3.9728 | 3.4286 | 3.6365
Portfolio Adjusted1-in-10Size: Over 200kWAll2017January Monthly Peak | Portfolio Adjusted | 1-in-10 | Size: Over 200kW | All | 2017 | January Monthly Peak | 1 | 129.5757 | 125.6732 | 122.144 | 122.8695 | 132.2262 | 157.4735 | 191.4644 | 211.4955 | 221.1154 | 220.846 | 220.7558 | 216.8938 | 212.0881 | 210.3658 | 202.1975 | 190.2266 | 180.2015 | 177.6136 | 173.3191 | 169.497 | 163.2908 | 155.2919 | 145.6285 | 138.8104 | 0.020183 | -0.14912 | -0.057384 | -1.1215 | -1.4497 | -1.0359 | -0.37191 | -1.4408 | -1.4469 | -1.8326 | -0.36144 | -0.047449 | 0.60248 | 2.1904 | 6.2032 | 5.7933 | 6.3991 | 5.7577 | 1.8735 | 1.4692 | 1.2629 | 1.303 | 1.0915 | 0.7923 | 42.0527 | 41.8327 | 41.1478 | 40.4739 | 40.0341 | 39.5612 | 39.0756 | 38.7183 | 39.3009 | 42.07 | 44.7916 | 47.1827 | 48.832 | 49.9629 | 50.9097 | 51.2268 | 50.845 | 49.7139 | 47.8831 | 46.7717 | 45.7751 | 45.3617 | 44.8291 | 44.1845 | 3.6865 | 3.5752 | 3.738 | 3.5521 | 3.5395 | 3.5483 | 4.146 | 3.9934 | 4.5895 | 4.4272 | 3.846 | 3.5183 | 3.3086 | 3.3173 | 2.8966 | 2.4465 | 2.1576 | 2.261 | 2.3088 | 3.4139 | 3.6342 | 3.7088 | 3.236 | 3.4564
Portfolio Adjusted1-in-10Size: Over 200kWAll2017February Monthly Peak | Portfolio Adjusted | 1-in-10 | Size: Over 200kW | All | 2017 | February Monthly Peak | 2 | 123.8294 | 120.4977 | 116.8449 | 117.2621 | 125.999 | 149.0407 | 179.4029 | 195.7325 | 203.6463 | 205.0362 | 207.1219 | 206.2101 | 203.1296 | 203.1888 | 196.4045 | 185.1415 | 174.7897 | 171.5344 | 166.1779 | 161.2996 | 155.8495 | 148.9885 | 139.3968 | 133.3229 | 0.012125 | -0.14681 | -0.058231 | -1.0666 | -1.3772 | -0.97666 | -0.35073 | -1.3273 | -1.3328 | -1.6968 | -0.34706 | -0.051801 | 0.56621 | 2.1165 | 6.0414 | 5.6614 | 6.2173 | 5.57 | 1.7831 | 1.3824 | 1.1967 | 1.2452 | 1.0394 | 0.75777 | 48.6334 | 48.2299 | 47.7988 | 47.2279 | 46.8391 | 46.4002 | 45.7873 | 46.0387 | 47.2899 | 50.7693 | 54.197 | 57.3673 | 59.2857 | 60.3034 | 60.9392 | 61.1575 | 60.186 | 59.1996 | 57.2741 | 55.2202 | 53.8431 | 52.548 | 51.5487 | 50.169 | 3.5162 | 3.4214 | 3.5665 | 3.3692 | 3.3544 | 3.3404 | 3.868 | 3.6754 | 4.1993 | 4.0766 | 3.5781 | 3.3174 | 3.1406 | 3.1747 | 2.7921 | 2.3625 | 2.0799 | 2.1709 | 2.2034 | 3.223 | 3.4483 | 3.5482 | 3.0847 | 3.3106
Portfolio Adjusted1-in-10Size: Over 200kWAll2017March Monthly Peak | Portfolio Adjusted | 1-in-10 | Size: Over 200kW | All | 2017 | March Monthly Peak | 3 | 126.9327 | 123.1959 | 119.2093 | 118.1082 | 125.6911 | 146.994 | 172.8692 | 190.6323 | 201.6192 | 207.0704 | 214.1029 | 216.9794 | 216.3404 | 219.5445 | 214.3984 | 202.9638 | 189.7331 | 177.4392 | 169.3956 | 167.568 | 163.6763 | 156.1962 | 144.4584 | 136.8267 | 0.0020401 | -0.15573 | -0.066289 | -1.0725 | -1.3764 | -0.95939 | -0.34663 | -1.2946 | -1.3384 | -1.7186 | -0.37013 | -0.062844 | 0.58763 | 2.2823 | 6.5947 | 6.2165 | 6.7401 | 5.7626 | 1.8012 | 1.4186 | 1.249 | 1.298 | 1.0694 | 0.77242 | 60.3474 | 59.0354 | 58.1583 | 57.5767 | 56.5483 | 55.554 | 54.9109 | 55.5546 | 58.9878 | 63.8395 | 68.9869 | 73.3941 | 76.4205 | 78.0356 | 78.7383 | 79.2659 | 78.838 | 77.4292 | 74.799 | 71.3502 | 68.2448 | 65.3653 | 63.0978 | 61.3282 | 3.5905 | 3.4835 | 3.6328 | 3.3727 | 3.3336 | 3.2682 | 3.7042 | 3.5541 | 4.1371 | 4.0888 | 3.6746 | 3.4727 | 3.3242 | 3.4029 | 3.0284 | 2.5689 | 2.2404 | 2.227 | 2.2345 | 3.3226 | 3.6045 | 3.7082 | 3.1857 | 3.3836
Portfolio Adjusted1-in-10Size: Over 200kWAll2017April Monthly Peak | Portfolio Adjusted | 1-in-10 | Size: Over 200kW | All | 2017 | April Monthly Peak | 4 | 130.2028 | 126.4225 | 122.1428 | 120.9659 | 128.6391 | 150.8555 | 178.0632 | 199.0624 | 213.8899 | 222.6828 | 232.2652 | 236.3527 | 236.6789 | 240.2666 | 234.8291 | 221.5225 | 205.8354 | 191.0113 | 180.9408 | 177.7388 | 172.0773 | 162.7848 | 149.8389 | 141.3731 | -0.42431 | -0.67903 | -0.43245 | -0.99723 | -1.3536 | -1.166 | -1.1633 | -1.422 | -1.478 | -1.8674 | -1.1664 | -1.2046 | -0.52882 | 1.0084 | 5.9665 | 6.0661 | 6.1865 | 5.48 | 1.9783 | 1.0442 | 0.67786 | 0.97232 | 0.81161 | 0.64944 | 70.4727 | 69.0205 | 67.4366 | 66.1694 | 65.17 | 64.2448 | 63.626 | 63.7104 | 66.8209 | 72.4277 | 78.1483 | 83.4896 | 86.95 | 88.9221 | 89.6605 | 90.0621 | 89.8594 | 88.9679 | 87.1355 | 83.4111 | 78.6816 | 74.8632 | 72.2774 | 70.325 | 3.4608 | 3.361 | 3.5012 | 3.2533 | 3.2124 | 3.1545 | 3.5898 | 3.4922 | 4.1365 | 4.1546 | 3.7645 | 3.5722 | 3.4361 | 3.5186 | 3.131 | 2.6426 | 2.2859 | 2.2541 | 2.2424 | 3.3205 | 3.5691 | 3.641 | 3.1094 | 3.2855
Portfolio Adjusted1-in-10Size: Over 200kWAll2017May Monthly Peak | Portfolio Adjusted | 1-in-10 | Size: Over 200kW | All | 2017 | May Monthly Peak | 5 | 134.15 | 130.6636 | 125.9105 | 125.2755 | 133.8375 | 156.6814 | 183.2783 | 208.3852 | 226.7874 | 237.4861 | 247.5282 | 250.8828 | 249.7377 | 252.1145 | 246.1204 | 230.7955 | 214.0642 | 198.0181 | 187.0451 | 181.4907 | 177.0242 | 167.6932 | 155.2064 | 146.8749 | -0.60495 | -0.87117 | -0.57174 | -1.0487 | -1.439 | -1.2943 | -1.4096 | -1.5405 | -1.6357 | -2.0099 | -1.4181 | -1.5363 | -0.846 | 0.71664 | 5.9814 | 6.1723 | 6.1762 | 5.5561 | 2.0734 | 0.96637 | 0.56434 | 0.90884 | 0.76411 | 0.62881 | 70.8978 | 69.5515 | 68.1605 | 67.2173 | 66.4344 | 65.5359 | 65.316 | 65.6487 | 69.1531 | 75.0911 | 80.7525 | 85.0569 | 88.0235 | 90.0099 | 91.462 | 92.1127 | 91.8068 | 90.8072 | 88.8902 | 86.2479 | 82.8018 | 78.9054 | 76.0758 | 73.7356 | 3.5459 | 3.4526 | 3.5848 | 3.3525 | 3.3205 | 3.2588 | 3.6638 | 3.6385 | 4.3777 | 4.4254 | 4.0122 | 3.7891 | 3.6239 | 3.6946 | 3.2822 | 2.7517 | 2.375 | 2.3334 | 2.3116 | 3.3731 | 3.6355 | 3.72 | 3.1966 | 3.3836
Portfolio Adjusted1-in-10Size: Over 200kWAll2017June Monthly Peak | Portfolio Adjusted | 1-in-10 | Size: Over 200kW | All | 2017 | June Monthly Peak | 6 | 141.0538 | 137.3582 | 132.6912 | 132.0581 | 140.5758 | 163.2352 | 189.1373 | 212.0466 | 228.2973 | 238.4272 | 248.0667 | 248.8716 | 244.6135 | 245.9797 | 240.4821 | 228.7391 | 213.6868 | 198.6976 | 189.7134 | 183.7251 | 180.6077 | 172.4175 | 160.2028 | 152.3204 | -0.62603 | -0.90254 | -0.59479 | -1.0728 | -1.489 | -1.3401 | -1.4899 | -1.559 | -1.6725 | -2.0225 | -1.4685 | -1.5997 | -0.91299 | 0.61405 | 5.7987 | 6.1092 | 6.1095 | 5.5498 | 2.0845 | 0.93993 | 0.55306 | 0.93017 | 0.79801 | 0.67297 | 71.6446 | 70.3569 | 69.2687 | 68.25 | 67.0974 | 66.1242 | 65.8173 | 66.9532 | 70.3889 | 75.24 | 80.293 | 84.5134 | 87.2456 | 89.3078 | 90.6787 | 91.1542 | 91.6879 | 90.961 | 89.7796 | 87.723 | 84.0171 | 79.9213 | 77.3027 | 75.2922 | 3.7252 | 3.6253 | 3.7712 | 3.5251 | 3.4761 | 3.3925 | 3.7856 | 3.7151 | 4.4292 | 4.4767 | 4.0481 | 3.7692 | 3.5457 | 3.6011 | 3.2013 | 2.7245 | 2.3679 | 2.3377 | 2.3447 | 3.4043 | 3.7131 | 3.8211 | 3.2959 | 3.5037
Portfolio Adjusted1-in-10Size: Over 200kWAll2017July Monthly Peak | Portfolio Adjusted | 1-in-10 | Size: Over 200kW | All | 2017 | July Monthly Peak | 7 | 144.8376 | 140.5789 | 136.4155 | 136.4103 | 145.5274 | 169.4124 | 195.3835 | 216.5695 | 230.5464 | 239.543 | 247.5645 | 247.5276 | 243.1488 | 244.0801 | 238.5176 | 228.5387 | 215.1441 | 201.1068 | 192.697 | 187.088 | 184.0316 | 175.549 | 163.1128 | 155.2405 | -0.78608 | -1.1024 | -0.73632 | -1.0708 | -1.5176 | -1.4479 | -1.8062 | -1.6068 | -1.6905 | -2.0243 | -1.7171 | -1.951 | -1.2677 | 0.1715 | 5.4187 | 5.9182 | 5.8286 | 5.4093 | 2.139 | 0.80376 | 0.34644 | 0.81164 | 0.70609 | 0.6264 | 73.9908 | 73.0853 | 72.1817 | 71.4107 | 70.7519 | 70.1717 | 69.8211 | 70.164 | 73.0821 | 77.633 | 82.2133 | 85.7205 | 87.9888 | 89.75 | 91.3164 | 91.8396 | 92.3837 | 91.4164 | 89.5904 | 87.4146 | 84.2661 | 81.2908 | 79.2352 | 77.79 | 3.8567 | 3.7348 | 3.8977 | 3.6676 | 3.6251 | 3.5552 | 3.9398 | 3.8112 | 4.4828 | 4.5027 | 4.0348 | 3.7492 | 3.5281 | 3.5749 | 3.1775 | 2.729 | 2.3942 | 2.3783 | 2.397 | 3.4866 | 3.8081 | 3.9161 | 3.3795 | 3.5946
Portfolio Adjusted1-in-10Size: Over 200kWAll2017August Monthly Peak | Portfolio Adjusted | 1-in-10 | Size: Over 200kW | All | 2017 | August Monthly Peak | 8 | 146.1483 | 141.9859 | 137.7147 | 137.4925 | 147.1575 | 172.6226 | 201.7827 | 225.251 | 242.9352 | 253.9644 | 264.1296 | 265.2683 | 261.2731 | 262.8686 | 256.5722 | 242.5421 | 225.3446 | 208.676 | 198.3213 | 193.9386 | 189.1575 | 178.5872 | 165.8956 | 157.6219 | -1.0793 | -1.4096 | -0.95569 | -1.1463 | -1.611 | -1.62 | -2.1615 | -1.7655 | -1.8272 | -2.1622 | -2.0366 | -2.3871 | -1.6722 | -0.20608 | 5.5094 | 6.1014 | 5.8371 | 5.4748 | 2.2895 | 0.73214 | 0.18466 | 0.68642 | 0.58068 | 0.52811 | 75.9239 | 75.0588 | 74.1591 | 73.4159 | 72.7852 | 72.2332 | 71.8225 | 71.9128 | 74.5101 | 78.835 | 83.1383 | 87.3694 | 90.6591 | 93.1191 | 94.3725 | 94.5853 | 94.2502 | 93.1453 | 92.0618 | 89.5223 | 85.5118 | 82.2594 | 80.0288 | 78.2559 | 3.953 | 3.8268 | 3.9822 | 3.7363 | 3.7025 | 3.6587 | 4.0969 | 4.0011 | 4.7638 | 4.8158 | 4.3382 | 4.0627 | 3.8391 | 3.9045 | 3.4691 | 2.9383 | 2.5452 | 2.5057 | 2.5039 | 3.655 | 3.953 | 4.0179 | 3.4656 | 3.6736
Portfolio Adjusted1-in-10Size: Over 200kWAll2017September Monthly Peak | Portfolio Adjusted | 1-in-10 | Size: Over 200kW | All | 2017 | September Monthly Peak | 9 | 147.9519 | 143.8031 | 138.9364 | 139.5931 | 149.8403 | 176.9986 | 210.1918 | 236.1973 | 259.0093 | 272.0995 | 282.5213 | 283.454 | 279.5001 | 281.3175 | 273.8942 | 256.8685 | 237.2998 | 218.7635 | 208.5076 | 205.1532 | 195.7923 | 183.6642 | 169.7836 | 160.423 | -1.181 | -1.5706 | -1.059 | -1.0935 | -1.5816 | -1.6888 | -2.516 | -1.845 | -1.9224 | -2.321 | -2.476 | -2.9875 | -2.2127 | -0.7933 | 5.3426 | 6.1307 | 5.7042 | 5.4151 | 2.4079 | 0.60697 | -0.046828 | 0.57648 | 0.49452 | 0.48792 | 78.3009 | 77.123 | 76.0624 | 75.5068 | 74.5437 | 73.7202 | 73.3304 | 73.3373 | 75.5329 | 80.0536 | 85.063 | 90.0466 | 94.0241 | 96.7619 | 97.7649 | 97.7944 | 97.2619 | 96.0084 | 94.3076 | 91.4868 | 87.5526 | 84.0763 | 81.6205 | 79.8077 | 4.1039 | 3.9769 | 4.1331 | 3.9132 | 3.8898 | 3.8547 | 4.385 | 4.3159 | 5.24 | 5.3279 | 4.8018 | 4.4934 | 4.2524 | 4.3216 | 3.828 | 3.2115 | 2.7561 | 2.7014 | 2.7014 | 3.9887 | 4.2249 | 4.2678 | 3.6603 | 3.8541
Portfolio Adjusted1-in-10Size: Over 200kWAll2017October Monthly Peak | Portfolio Adjusted | 1-in-10 | Size: Over 200kW | All | 2017 | October Monthly Peak | 10 | 126.1529 | 123.1721 | 118.8511 | 118.9191 | 127.373 | 150.6305 | 180.9426 | 201.0478 | 215.3947 | 224.7412 | 233.6024 | 237.3271 | 237.4779 | 239.6409 | 233.2819 | 218.8003 | 203.2721 | 194.4194 | 184.2035 | 175.7537 | 167.2818 | 157.5677 | 145.6471 | 138.4434 | -0.61266 | -0.88462 | -0.58128 | -0.98095 | -1.3575 | -1.2668 | -1.4915 | -1.4926 | -1.5306 | -1.8988 | -1.4316 | -1.5949 | -0.93728 | 0.49409 | 5.5068 | 5.7518 | 5.7362 | 5.3442 | 2.0599 | 0.88987 | 0.45689 | 0.81416 | 0.67971 | 0.57384 | 73.8612 | 73.2338 | 72.5309 | 71.261 | 70.2782 | 69.5138 | 69.1772 | 68.9322 | 69.8558 | 73.5161 | 78.1125 | 82.9325 | 86.7448 | 89.2002 | 90.2175 | 90.3344 | 89.461 | 87.7344 | 85.0699 | 81.7967 | 78.7064 | 76.6754 | 75.1611 | 73.7984 | 3.3652 | 3.2892 | 3.4129 | 3.2133 | 3.1899 | 3.1689 | 3.6693 | 3.5481 | 4.1846 | 4.2218 | 3.806 | 3.6002 | 3.4632 | 3.5292 | 3.1245 | 2.6226 | 2.2669 | 2.306 | 2.289 | 3.2979 | 3.4798 | 3.5392 | 3.0295 | 3.2257
Portfolio Adjusted1-in-10Size: Over 200kWAll2017November Monthly Peak | Portfolio Adjusted | 1-in-10 | Size: Over 200kW | All | 2017 | November Monthly Peak | 11 | 127.766 | 124.5907 | 120.4166 | 119.8518 | 128.3128 | 150.6219 | 176.7179 | 194.8956 | 207.1719 | 213.8539 | 220.7224 | 223.3207 | 222.199 | 223.8663 | 217.5168 | 203.6696 | 190.9945 | 184.7939 | 175.8085 | 168.4861 | 162.0322 | 154.2757 | 142.5539 | 135.6995 | 0.0033211 | -0.16011 | -0.067688 | -1.0996 | -1.4122 | -1.0025 | -0.35895 | -1.3402 | -1.3682 | -1.7861 | -0.37428 | -0.059633 | 0.61738 | 2.3124 | 6.6388 | 6.1924 | 6.7764 | 5.9924 | 1.8923 | 1.4447 | 1.2353 | 1.2854 | 1.0515 | 0.7595 | 63.3952 | 62.1005 | 61.3116 | 60.2121 | 59.3096 | 58.5553 | 58.2105 | 58.5263 | 60.6507 | 64.9606 | 70.2887 | 74.5406 | 77.2911 | 78.9075 | 79.9219 | 79.9585 | 78.7011 | 76.3611 | 73.7296 | 70.9893 | 68.8402 | 67.2056 | 65.605 | 64.7288 | 3.6311 | 3.5419 | 3.6875 | 3.4564 | 3.4331 | 3.3873 | 3.8263 | 3.6783 | 4.3172 | 4.2866 | 3.8404 | 3.6185 | 3.4566 | 3.5135 | 3.1074 | 2.6008 | 2.2715 | 2.3356 | 2.3269 | 3.369 | 3.5909 | 3.6932 | 3.1648 | 3.3782
Portfolio Adjusted1-in-10Size: Over 200kWAll2017December Monthly Peak | Portfolio Adjusted | 1-in-10 | Size: Over 200kW | All | 2017 | December Monthly Peak | 12 | 124.4074 | 121.1411 | 117.8087 | 118.3443 | 127.0107 | 149.0743 | 177.5933 | 193.5148 | 202.3129 | 202.6296 | 202.4544 | 198.6265 | 193.3638 | 191.156 | 184.0153 | 174.0217 | 167.1244 | 165.5774 | 160.6593 | 156.7464 | 151.5676 | 144.8397 | 135.9255 | 130.2978 | 0.028164 | -0.13256 | -0.049878 | -1.0712 | -1.3851 | -0.97807 | -0.34449 | -1.3125 | -1.3261 | -1.6794 | -0.33611 | -0.046568 | 0.54496 | 1.9937 | 5.6603 | 5.3145 | 5.9383 | 5.3747 | 1.7335 | 1.3556 | 1.17 | 1.2122 | 1.0157 | 0.741 | 44.6544 | 43.9968 | 43.3449 | 42.9131 | 42.4364 | 41.6285 | 41.7178 | 41.7704 | 42.521 | 44.6477 | 47.2343 | 49.4123 | 50.7369 | 51.115 | 51.4325 | 51.579 | 51.0315 | 49.6629 | 48.0201 | 47.0378 | 46.1598 | 45.285 | 44.6872 | 44.2319 | 3.5286 | 3.4324 | 3.5887 | 3.3936 | 3.3807 | 3.3491 | 3.8273 | 3.6344 | 4.1777 | 4.0418 | 3.5092 | 3.2094 | 3.0051 | 3.0017 | 2.6252 | 2.23 | 1.998 | 2.1042 | 2.1372 | 3.1522 | 3.3679 | 3.4533 | 3.0122 | 3.2342
Portfolio Adjusted1-in-10Size: Over 200kWAll2017Typical Event Day | Portfolio Adjusted | 1-in-10 | Size: Over 200kW | All | 2017 | Typical Event Day | 8 | 145.2997 | 141.1858 | 136.9504 | 136.7516 | 146.3566 | 171.5168 | 200.2556 | 223.0513 | 240.06 | 250.7447 | 260.6455 | 261.7732 | 257.7554 | 259.4271 | 253.2431 | 239.5504 | 222.6859 | 206.3731 | 196.2213 | 191.9662 | 187.466 | 177.2339 | 164.7034 | 156.5798 | -0.91509 | -1.2427 | -0.83522 | -1.0983 | -1.5548 | -1.5283 | -1.991 | -1.6928 | -1.7709 | -2.1234 | -1.9088 | -2.2129 | -1.495 | -0.01909 | 5.5757 | 6.1014 | 5.8917 | 5.4648 | 2.2178 | 0.77594 | 0.26663 | 0.75151 | 0.64761 | 0.57958 | 74.965 | 73.906 | 72.918 | 72.1459 | 71.2946 | 70.5623 | 70.1978 | 70.5918 | 73.3785 | 77.9404 | 82.6769 | 86.9125 | 89.9794 | 92.2347 | 93.5331 | 93.8434 | 93.8959 | 92.8828 | 91.4349 | 89.0367 | 85.3369 | 81.8869 | 79.5468 | 77.7865 | 3.9002 | 3.779 | 3.9378 | 3.7 | 3.6658 | 3.616 | 4.0494 | 3.9434 | 4.6928 | 4.7414 | 4.2688 | 3.9961 | 3.7732 | 3.8384 | 3.409 | 2.8872 | 2.4994 | 2.462 | 2.4594 | 3.6047 | 3.9051 | 3.9728 | 3.4286 | 3.6365
Portfolio Adjusted1-in-10Size: Over 200kWAll2018January Monthly Peak | Portfolio Adjusted | 1-in-10 | Size: Over 200kW | All | 2018 | January Monthly Peak | 1 | 129.5757 | 125.6732 | 122.144 | 122.8695 | 132.2262 | 157.4735 | 191.4644 | 211.4955 | 221.1154 | 220.846 | 220.7558 | 216.8938 | 212.0881 | 210.3658 | 202.1975 | 190.2266 | 180.2015 | 177.6136 | 173.3191 | 169.497 | 163.2908 | 155.2919 | 145.6285 | 138.8104 | 0.020183 | -0.14912 | -0.057384 | -1.1215 | -1.4497 | -1.0359 | -0.37191 | -1.4408 | -1.4469 | -1.8326 | -0.36144 | -0.047449 | 0.60248 | 2.1904 | 6.2032 | 5.7933 | 6.3991 | 5.7577 | 1.8735 | 1.4692 | 1.2629 | 1.303 | 1.0915 | 0.7923 | 42.0527 | 41.8327 | 41.1478 | 40.4739 | 40.0341 | 39.5612 | 39.0756 | 38.7183 | 39.3009 | 42.07 | 44.7916 | 47.1827 | 48.832 | 49.9629 | 50.9097 | 51.2268 | 50.845 | 49.7139 | 47.8831 | 46.7717 | 45.7751 | 45.3617 | 44.8291 | 44.1845 | 3.6865 | 3.5752 | 3.738 | 3.5521 | 3.5395 | 3.5483 | 4.146 | 3.9934 | 4.5895 | 4.4272 | 3.846 | 3.5183 | 3.3086 | 3.3173 | 2.8966 | 2.4465 | 2.1576 | 2.261 | 2.3088 | 3.4139 | 3.6342 | 3.7088 | 3.236 | 3.4564
Portfolio Adjusted1-in-10Size: Over 200kWAll2018February Monthly Peak | Portfolio Adjusted | 1-in-10 | Size: Over 200kW | All | 2018 | February Monthly Peak | 2 | 123.8294 | 120.4977 | 116.8449 | 117.2621 | 125.999 | 149.0407 | 179.4029 | 195.7325 | 203.6463 | 205.0362 | 207.1219 | 206.2101 | 203.1296 | 203.1888 | 196.4045 | 185.1415 | 174.7897 | 171.5344 | 166.1779 | 161.2996 | 155.8495 | 148.9885 | 139.3968 | 133.3229 | 0.012125 | -0.14681 | -0.058231 | -1.0666 | -1.3772 | -0.97666 | -0.35073 | -1.3273 | -1.3328 | -1.6968 | -0.34706 | -0.051801 | 0.56621 | 2.1165 | 6.0414 | 5.6614 | 6.2173 | 5.57 | 1.7831 | 1.3824 | 1.1967 | 1.2452 | 1.0394 | 0.75777 | 48.6334 | 48.2299 | 47.7988 | 47.2279 | 46.8391 | 46.4001 | 45.7873 | 46.0387 | 47.2899 | 50.7693 | 54.197 | 57.3673 | 59.2857 | 60.3034 | 60.9392 | 61.1575 | 60.186 | 59.1996 | 57.2741 | 55.2202 | 53.8431 | 52.548 | 51.5487 | 50.169 | 3.5162 | 3.4214 | 3.5665 | 3.3692 | 3.3544 | 3.3404 | 3.868 | 3.6754 | 4.1993 | 4.0766 | 3.5781 | 3.3174 | 3.1406 | 3.1747 | 2.7921 | 2.3625 | 2.0799 | 2.1709 | 2.2034 | 3.223 | 3.4483 | 3.5482 | 3.0847 | 3.3106
Portfolio Adjusted1-in-10Size: Over 200kWAll2018March Monthly Peak | Portfolio Adjusted | 1-in-10 | Size: Over 200kW | All | 2018 | March Monthly Peak | 3 | 126.9327 | 123.1959 | 119.2093 | 118.1082 | 125.6911 | 146.994 | 172.8692 | 190.6323 | 201.6192 | 207.0704 | 214.1029 | 216.9794 | 216.3404 | 219.5445 | 214.3983 | 202.9638 | 189.7331 | 177.4392 | 169.3956 | 167.568 | 163.6763 | 156.1962 | 144.4584 | 136.8267 | 0.0020401 | -0.15573 | -0.066289 | -1.0725 | -1.3764 | -0.95939 | -0.34663 | -1.2946 | -1.3384 | -1.7186 | -0.37013 | -0.062844 | 0.58763 | 2.2823 | 6.5947 | 6.2165 | 6.7401 | 5.7626 | 1.8012 | 1.4186 | 1.249 | 1.298 | 1.0694 | 0.77242 | 60.3474 | 59.0354 | 58.1583 | 57.5767 | 56.5483 | 55.554 | 54.9109 | 55.5546 | 58.9878 | 63.8395 | 68.9869 | 73.3941 | 76.4205 | 78.0356 | 78.7383 | 79.2659 | 78.838 | 77.4292 | 74.799 | 71.3502 | 68.2448 | 65.3653 | 63.0978 | 61.3282 | 3.5905 | 3.4835 | 3.6328 | 3.3727 | 3.3336 | 3.2682 | 3.7042 | 3.5541 | 4.1371 | 4.0888 | 3.6746 | 3.4727 | 3.3242 | 3.4029 | 3.0284 | 2.5689 | 2.2404 | 2.227 | 2.2345 | 3.3226 | 3.6045 | 3.7082 | 3.1857 | 3.3836
Portfolio Adjusted1-in-10Size: Over 200kWAll2018April Monthly Peak | Portfolio Adjusted | 1-in-10 | Size: Over 200kW | All | 2018 | April Monthly Peak | 4 | 130.2028 | 126.4225 | 122.1428 | 120.9659 | 128.6391 | 150.8555 | 178.0632 | 199.0624 | 213.8899 | 222.6828 | 232.2652 | 236.3527 | 236.6789 | 240.2666 | 234.8291 | 221.5225 | 205.8354 | 191.0113 | 180.9408 | 177.7388 | 172.0773 | 162.7848 | 149.8389 | 141.3731 | -0.42431 | -0.67903 | -0.43245 | -0.99723 | -1.3536 | -1.166 | -1.1633 | -1.422 | -1.478 | -1.8674 | -1.1664 | -1.2046 | -0.52882 | 1.0084 | 5.9665 | 6.0661 | 6.1865 | 5.48 | 1.9783 | 1.0442 | 0.67786 | 0.97232 | 0.81161 | 0.64944 | 70.4727 | 69.0205 | 67.4366 | 66.1694 | 65.17 | 64.2448 | 63.626 | 63.7104 | 66.8209 | 72.4277 | 78.1483 | 83.4896 | 86.95 | 88.9221 | 89.6605 | 90.0621 | 89.8594 | 88.9679 | 87.1355 | 83.4111 | 78.6816 | 74.8632 | 72.2774 | 70.325 | 3.4608 | 3.361 | 3.5012 | 3.2533 | 3.2124 | 3.1545 | 3.5898 | 3.4922 | 4.1365 | 4.1546 | 3.7645 | 3.5722 | 3.4361 | 3.5186 | 3.131 | 2.6426 | 2.2859 | 2.2541 | 2.2424 | 3.3205 | 3.5691 | 3.641 | 3.1094 | 3.2855
Portfolio Adjusted1-in-10Size: Over 200kWAll2018May Monthly Peak | Portfolio Adjusted | 1-in-10 | Size: Over 200kW | All | 2018 | May Monthly Peak | 5 | 134.15 | 130.6636 | 125.9105 | 125.2755 | 133.8375 | 156.6814 | 183.2783 | 208.3852 | 226.7874 | 237.4861 | 247.5283 | 250.8828 | 249.7377 | 252.1145 | 246.1204 | 230.7955 | 214.0642 | 198.0181 | 187.0451 | 181.4907 | 177.0242 | 167.6932 | 155.2064 | 146.8749 | -0.60495 | -0.87117 | -0.57174 | -1.0487 | -1.439 | -1.2943 | -1.4096 | -1.5405 | -1.6357 | -2.0099 | -1.4181 | -1.5363 | -0.846 | 0.71664 | 5.9814 | 6.1723 | 6.1762 | 5.5561 | 2.0734 | 0.96637 | 0.56434 | 0.90884 | 0.76411 | 0.62881 | 70.8978 | 69.5515 | 68.1605 | 67.2173 | 66.4344 | 65.5359 | 65.316 | 65.6487 | 69.1531 | 75.0911 | 80.7525 | 85.0569 | 88.0235 | 90.0099 | 91.462 | 92.1127 | 91.8068 | 90.8072 | 88.8902 | 86.2479 | 82.8018 | 78.9054 | 76.0758 | 73.7356 | 3.5459 | 3.4526 | 3.5848 | 3.3525 | 3.3205 | 3.2588 | 3.6638 | 3.6385 | 4.3777 | 4.4254 | 4.0122 | 3.7891 | 3.6239 | 3.6946 | 3.2822 | 2.7517 | 2.375 | 2.3334 | 2.3116 | 3.3731 | 3.6355 | 3.72 | 3.1966 | 3.3836
Portfolio Adjusted1-in-10Size: Over 200kWAll2018June Monthly Peak | Portfolio Adjusted | 1-in-10 | Size: Over 200kW | All | 2018 | June Monthly Peak | 6 | 141.0538 | 137.3582 | 132.6912 | 132.0581 | 140.5758 | 163.2352 | 189.1373 | 212.0466 | 228.2973 | 238.4272 | 248.0667 | 248.8716 | 244.6135 | 245.9797 | 240.4821 | 228.7391 | 213.6868 | 198.6976 | 189.7134 | 183.7251 | 180.6077 | 172.4174 | 160.2028 | 152.3204 | -0.62603 | -0.90254 | -0.59479 | -1.0728 | -1.489 | -1.3401 | -1.4899 | -1.559 | -1.6725 | -2.0225 | -1.4685 | -1.5997 | -0.91299 | 0.61405 | 5.7987 | 6.1092 | 6.1095 | 5.5498 | 2.0845 | 0.93993 | 0.55306 | 0.93017 | 0.79801 | 0.67297 | 71.6446 | 70.3569 | 69.2687 | 68.25 | 67.0974 | 66.1242 | 65.8173 | 66.9532 | 70.3889 | 75.24 | 80.293 | 84.5134 | 87.2456 | 89.3078 | 90.6788 | 91.1542 | 91.6879 | 90.961 | 89.7796 | 87.723 | 84.0171 | 79.9213 | 77.3027 | 75.2922 | 3.7252 | 3.6253 | 3.7712 | 3.5251 | 3.4761 | 3.3925 | 3.7856 | 3.7151 | 4.4292 | 4.4767 | 4.0481 | 3.7692 | 3.5457 | 3.6011 | 3.2013 | 2.7245 | 2.3679 | 2.3377 | 2.3447 | 3.4043 | 3.7132 | 3.8211 | 3.2959 | 3.5037
Portfolio Adjusted1-in-10Size: Over 200kWAll2018July Monthly Peak | Portfolio Adjusted | 1-in-10 | Size: Over 200kW | All | 2018 | July Monthly Peak | 7 | 144.8376 | 140.5789 | 136.4155 | 136.4103 | 145.5274 | 169.4124 | 195.3835 | 216.5695 | 230.5464 | 239.543 | 247.5645 | 247.5276 | 243.1488 | 244.0801 | 238.5176 | 228.5387 | 215.1441 | 201.1068 | 192.697 | 187.088 | 184.0316 | 175.549 | 163.1128 | 155.2405 | -0.78608 | -1.1024 | -0.73632 | -1.0708 | -1.5176 | -1.4479 | -1.8062 | -1.6068 | -1.6905 | -2.0243 | -1.7171 | -1.951 | -1.2677 | 0.1715 | 5.4187 | 5.9182 | 5.8286 | 5.4093 | 2.139 | 0.80376 | 0.34644 | 0.81164 | 0.70609 | 0.6264 | 73.9908 | 73.0853 | 72.1817 | 71.4108 | 70.7519 | 70.1717 | 69.8211 | 70.164 | 73.0821 | 77.633 | 82.2133 | 85.7205 | 87.9888 | 89.75 | 91.3164 | 91.8396 | 92.3837 | 91.4164 | 89.5904 | 87.4146 | 84.2661 | 81.2908 | 79.2352 | 77.79 | 3.8567 | 3.7348 | 3.8977 | 3.6676 | 3.6251 | 3.5552 | 3.9398 | 3.8112 | 4.4828 | 4.5027 | 4.0348 | 3.7492 | 3.5281 | 3.5749 | 3.1775 | 2.729 | 2.3942 | 2.3783 | 2.397 | 3.4866 | 3.8081 | 3.9161 | 3.3795 | 3.5946
Portfolio Adjusted1-in-10Size: Over 200kWAll2018August Monthly Peak | Portfolio Adjusted | 1-in-10 | Size: Over 200kW | All | 2018 | August Monthly Peak | 8 | 146.1483 | 141.9859 | 137.7147 | 137.4925 | 147.1575 | 172.6226 | 201.7827 | 225.251 | 242.9352 | 253.9644 | 264.1296 | 265.2683 | 261.2731 | 262.8685 | 256.5723 | 242.5421 | 225.3446 | 208.676 | 198.3213 | 193.9386 | 189.1575 | 178.5872 | 165.8956 | 157.6219 | -1.0793 | -1.4096 | -0.95569 | -1.1463 | -1.611 | -1.62 | -2.1615 | -1.7655 | -1.8272 | -2.1622 | -2.0366 | -2.3871 | -1.6722 | -0.20608 | 5.5094 | 6.1014 | 5.8371 | 5.4748 | 2.2895 | 0.73214 | 0.18466 | 0.68642 | 0.58068 | 0.52811 | 75.9239 | 75.0588 | 74.1591 | 73.4159 | 72.7852 | 72.2332 | 71.8225 | 71.9128 | 74.5101 | 78.835 | 83.1383 | 87.3694 | 90.6591 | 93.1191 | 94.3725 | 94.5853 | 94.2502 | 93.1454 | 92.0618 | 89.5223 | 85.5118 | 82.2594 | 80.0288 | 78.2559 | 3.953 | 3.8268 | 3.9822 | 3.7363 | 3.7025 | 3.6587 | 4.0969 | 4.0011 | 4.7638 | 4.8158 | 4.3382 | 4.0627 | 3.8391 | 3.9045 | 3.4691 | 2.9383 | 2.5452 | 2.5057 | 2.5039 | 3.655 | 3.953 | 4.0179 | 3.4656 | 3.6736
Portfolio Adjusted1-in-10Size: Over 200kWAll2018September Monthly Peak | Portfolio Adjusted | 1-in-10 | Size: Over 200kW | All | 2018 | September Monthly Peak | 9 | 147.9519 | 143.8031 | 138.9364 | 139.5931 | 149.8403 | 176.9986 | 210.1918 | 236.1973 | 259.0093 | 272.0995 | 282.5213 | 283.454 | 279.5001 | 281.3175 | 273.8942 | 256.8685 | 237.2998 | 218.7635 | 208.5076 | 205.1532 | 195.7923 | 183.6642 | 169.7836 | 160.423 | -1.181 | -1.5706 | -1.059 | -1.0935 | -1.5816 | -1.6888 | -2.516 | -1.845 | -1.9224 | -2.321 | -2.476 | -2.9875 | -2.2127 | -0.7933 | 5.3426 | 6.1307 | 5.7042 | 5.4151 | 2.4079 | 0.60697 | -0.046828 | 0.57648 | 0.49452 | 0.48792 | 78.3009 | 77.123 | 76.0624 | 75.5068 | 74.5437 | 73.7202 | 73.3304 | 73.3373 | 75.5329 | 80.0536 | 85.063 | 90.0466 | 94.0241 | 96.7619 | 97.7649 | 97.7944 | 97.2619 | 96.0084 | 94.3076 | 91.4868 | 87.5526 | 84.0763 | 81.6205 | 79.8077 | 4.1039 | 3.9769 | 4.1331 | 3.9132 | 3.8898 | 3.8547 | 4.385 | 4.3159 | 5.24 | 5.3279 | 4.8018 | 4.4934 | 4.2524 | 4.3216 | 3.828 | 3.2115 | 2.7561 | 2.7014 | 2.7014 | 3.9887 | 4.2249 | 4.2678 | 3.6603 | 3.8541
Portfolio Adjusted1-in-10Size: Over 200kWAll2018October Monthly Peak | Portfolio Adjusted | 1-in-10 | Size: Over 200kW | All | 2018 | October Monthly Peak | 10 | 126.1529 | 123.1721 | 118.8511 | 118.9191 | 127.373 | 150.6305 | 180.9426 | 201.0478 | 215.3947 | 224.7412 | 233.6024 | 237.3271 | 237.4779 | 239.6409 | 233.2819 | 218.8002 | 203.2721 | 194.4194 | 184.2035 | 175.7537 | 167.2818 | 157.5677 | 145.6471 | 138.4434 | -0.61266 | -0.88462 | -0.58128 | -0.98095 | -1.3575 | -1.2668 | -1.4915 | -1.4926 | -1.5306 | -1.8988 | -1.4316 | -1.5949 | -0.93728 | 0.49409 | 5.5068 | 5.7518 | 5.7362 | 5.3442 | 2.0599 | 0.88987 | 0.45689 | 0.81416 | 0.67971 | 0.57384 | 73.8613 | 73.2338 | 72.5309 | 71.261 | 70.2782 | 69.5138 | 69.1772 | 68.9322 | 69.8558 | 73.5161 | 78.1125 | 82.9325 | 86.7448 | 89.2002 | 90.2175 | 90.3344 | 89.461 | 87.7344 | 85.0699 | 81.7967 | 78.7064 | 76.6754 | 75.1611 | 73.7984 | 3.3652 | 3.2892 | 3.4129 | 3.2133 | 3.1899 | 3.1689 | 3.6693 | 3.5481 | 4.1846 | 4.2218 | 3.806 | 3.6002 | 3.4632 | 3.5292 | 3.1245 | 2.6226 | 2.2669 | 2.306 | 2.289 | 3.2979 | 3.4798 | 3.5392 | 3.0295 | 3.2257
Portfolio Adjusted1-in-10Size: Over 200kWAll2018November Monthly Peak | Portfolio Adjusted | 1-in-10 | Size: Over 200kW | All | 2018 | November Monthly Peak | 11 | 127.766 | 124.5907 | 120.4166 | 119.8518 | 128.3128 | 150.6219 | 176.7179 | 194.8956 | 207.1719 | 213.8539 | 220.7224 | 223.3207 | 222.199 | 223.8663 | 217.5168 | 203.6696 | 190.9945 | 184.7939 | 175.8085 | 168.4861 | 162.0322 | 154.2757 | 142.5539 | 135.6995 | 0.0033211 | -0.16011 | -0.067688 | -1.0996 | -1.4122 | -1.0025 | -0.35895 | -1.3402 | -1.3682 | -1.7861 | -0.37428 | -0.059633 | 0.61738 | 2.3124 | 6.6388 | 6.1924 | 6.7764 | 5.9924 | 1.8923 | 1.4447 | 1.2353 | 1.2854 | 1.0515 | 0.7595 | 63.3952 | 62.1005 | 61.3116 | 60.2121 | 59.3096 | 58.5553 | 58.2105 | 58.5263 | 60.6507 | 64.9606 | 70.2887 | 74.5406 | 77.2911 | 78.9075 | 79.9219 | 79.9585 | 78.7011 | 76.3611 | 73.7296 | 70.9893 | 68.8402 | 67.2056 | 65.605 | 64.7288 | 3.6311 | 3.5419 | 3.6875 | 3.4564 | 3.4331 | 3.3873 | 3.8263 | 3.6783 | 4.3172 | 4.2866 | 3.8404 | 3.6185 | 3.4566 | 3.5135 | 3.1074 | 2.6008 | 2.2715 | 2.3356 | 2.3269 | 3.369 | 3.5909 | 3.6932 | 3.1648 | 3.3782
Portfolio Adjusted1-in-10Size: Over 200kWAll2018December Monthly Peak | Portfolio Adjusted | 1-in-10 | Size: Over 200kW | All | 2018 | December Monthly Peak | 12 | 124.4074 | 121.1411 | 117.8087 | 118.3443 | 127.0107 | 149.0743 | 177.5933 | 193.5148 | 202.3129 | 202.6296 | 202.4544 | 198.6265 | 193.3638 | 191.156 | 184.0153 | 174.0217 | 167.1244 | 165.5774 | 160.6593 | 156.7464 | 151.5676 | 144.8397 | 135.9255 | 130.2978 | 0.028164 | -0.13256 | -0.049878 | -1.0712 | -1.3851 | -0.97807 | -0.34449 | -1.3125 | -1.3261 | -1.6794 | -0.33611 | -0.046568 | 0.54496 | 1.9937 | 5.6603 | 5.3145 | 5.9383 | 5.3747 | 1.7335 | 1.3556 | 1.17 | 1.2122 | 1.0157 | 0.741 | 44.6544 | 43.9968 | 43.3449 | 42.9131 | 42.4364 | 41.6285 | 41.7178 | 41.7704 | 42.521 | 44.6477 | 47.2343 | 49.4123 | 50.7369 | 51.115 | 51.4325 | 51.579 | 51.0315 | 49.6629 | 48.0201 | 47.0378 | 46.1598 | 45.285 | 44.6872 | 44.2319 | 3.5286 | 3.4324 | 3.5887 | 3.3936 | 3.3807 | 3.3491 | 3.8273 | 3.6344 | 4.1777 | 4.0418 | 3.5092 | 3.2094 | 3.0051 | 3.0017 | 2.6252 | 2.23 | 1.998 | 2.1042 | 2.1372 | 3.1522 | 3.3679 | 3.4533 | 3.0122 | 3.2342
Portfolio Adjusted1-in-10Size: Over 200kWAll2018Typical Event Day | Portfolio Adjusted | 1-in-10 | Size: Over 200kW | All | 2018 | Typical Event Day | 8 | 145.2997 | 141.1858 | 136.9505 | 136.7516 | 146.3566 | 171.5168 | 200.2556 | 223.0513 | 240.06 | 250.7447 | 260.6455 | 261.7732 | 257.7554 | 259.4271 | 253.2431 | 239.5504 | 222.6859 | 206.3731 | 196.2213 | 191.9662 | 187.4661 | 177.2339 | 164.7034 | 156.5798 | -0.91509 | -1.2427 | -0.83522 | -1.0983 | -1.5548 | -1.5283 | -1.991 | -1.6928 | -1.7709 | -2.1234 | -1.9088 | -2.2129 | -1.495 | -0.01909 | 5.5757 | 6.1014 | 5.8917 | 5.4648 | 2.2178 | 0.77594 | 0.26663 | 0.75151 | 0.64761 | 0.57958 | 74.965 | 73.906 | 72.918 | 72.1459 | 71.2946 | 70.5623 | 70.1978 | 70.5918 | 73.3785 | 77.9404 | 82.6769 | 86.9125 | 89.9794 | 92.2347 | 93.5331 | 93.8434 | 93.8959 | 92.8828 | 91.4349 | 89.0367 | 85.3369 | 81.8869 | 79.5468 | 77.7865 | 3.9002 | 3.779 | 3.9378 | 3.7 | 3.6658 | 3.616 | 4.0494 | 3.9434 | 4.6928 | 4.7414 | 4.2688 | 3.9961 | 3.7732 | 3.8384 | 3.409 | 2.8872 | 2.4994 | 2.462 | 2.4594 | 3.6047 | 3.9051 | 3.9728 | 3.4286 | 3.6365
Portfolio Adjusted1-in-10Size: Over 200kWAll2019January Monthly Peak | Portfolio Adjusted | 1-in-10 | Size: Over 200kW | All | 2019 | January Monthly Peak | 1 | 129.5757 | 125.6732 | 122.144 | 122.8695 | 132.2262 | 157.4735 | 191.4644 | 211.4955 | 221.1155 | 220.846 | 220.7558 | 216.8938 | 212.0881 | 210.3658 | 202.1975 | 190.2266 | 180.2015 | 177.6136 | 173.3191 | 169.497 | 163.2908 | 155.2919 | 145.6285 | 138.8104 | 0.020183 | -0.14912 | -0.057384 | -1.1215 | -1.4497 | -1.0359 | -0.37191 | -1.4408 | -1.4469 | -1.8326 | -0.36144 | -0.047449 | 0.60248 | 2.1904 | 6.2032 | 5.7933 | 6.3991 | 5.7577 | 1.8735 | 1.4692 | 1.2629 | 1.303 | 1.0915 | 0.7923 | 42.0527 | 41.8327 | 41.1478 | 40.4739 | 40.0341 | 39.5612 | 39.0756 | 38.7183 | 39.3009 | 42.07 | 44.7916 | 47.1827 | 48.832 | 49.9629 | 50.9097 | 51.2268 | 50.845 | 49.7139 | 47.8831 | 46.7717 | 45.7751 | 45.3617 | 44.8291 | 44.1845 | 3.6865 | 3.5752 | 3.738 | 3.5521 | 3.5395 | 3.5483 | 4.146 | 3.9934 | 4.5895 | 4.4272 | 3.846 | 3.5183 | 3.3086 | 3.3173 | 2.8966 | 2.4465 | 2.1576 | 2.261 | 2.3088 | 3.4139 | 3.6342 | 3.7088 | 3.236 | 3.4564
Portfolio Adjusted1-in-10Size: Over 200kWAll2019February Monthly Peak | Portfolio Adjusted | 1-in-10 | Size: Over 200kW | All | 2019 | February Monthly Peak | 2 | 123.8294 | 120.4977 | 116.8449 | 117.2621 | 125.999 | 149.0407 | 179.4029 | 195.7325 | 203.6463 | 205.0362 | 207.1219 | 206.2101 | 203.1296 | 203.1888 | 196.4045 | 185.1415 | 174.7898 | 171.5344 | 166.1779 | 161.2995 | 155.8495 | 148.9885 | 139.3968 | 133.3229 | 0.012125 | -0.14681 | -0.058231 | -1.0666 | -1.3772 | -0.97666 | -0.35073 | -1.3273 | -1.3328 | -1.6968 | -0.34706 | -0.051801 | 0.56621 | 2.1165 | 6.0414 | 5.6614 | 6.2173 | 5.57 | 1.7831 | 1.3824 | 1.1967 | 1.2452 | 1.0394 | 0.75777 | 48.6334 | 48.2299 | 47.7988 | 47.2279 | 46.8391 | 46.4002 | 45.7873 | 46.0387 | 47.2899 | 50.7693 | 54.197 | 57.3673 | 59.2857 | 60.3034 | 60.9392 | 61.1575 | 60.186 | 59.1996 | 57.2741 | 55.2202 | 53.8431 | 52.548 | 51.5487 | 50.169 | 3.5162 | 3.4214 | 3.5665 | 3.3692 | 3.3544 | 3.3404 | 3.868 | 3.6754 | 4.1993 | 4.0766 | 3.5781 | 3.3174 | 3.1406 | 3.1747 | 2.7921 | 2.3625 | 2.0799 | 2.1709 | 2.2034 | 3.223 | 3.4483 | 3.5482 | 3.0847 | 3.3106
Portfolio Adjusted1-in-10Size: Over 200kWAll2019March Monthly Peak | Portfolio Adjusted | 1-in-10 | Size: Over 200kW | All | 2019 | March Monthly Peak | 3 | 126.9327 | 123.1959 | 119.2093 | 118.1082 | 125.6911 | 146.994 | 172.8692 | 190.6323 | 201.6192 | 207.0704 | 214.1029 | 216.9794 | 216.3404 | 219.5445 | 214.3983 | 202.9638 | 189.7331 | 177.4392 | 169.3956 | 167.568 | 163.6762 | 156.1962 | 144.4584 | 136.8267 | 0.0020401 | -0.15573 | -0.066289 | -1.0725 | -1.3764 | -0.95939 | -0.34663 | -1.2946 | -1.3384 | -1.7186 | -0.37013 | -0.062844 | 0.58763 | 2.2823 | 6.5947 | 6.2165 | 6.7401 | 5.7626 | 1.8012 | 1.4186 | 1.249 | 1.298 | 1.0694 | 0.77242 | 60.3474 | 59.0354 | 58.1583 | 57.5767 | 56.5483 | 55.554 | 54.9109 | 55.5546 | 58.9878 | 63.8395 | 68.9869 | 73.3941 | 76.4205 | 78.0356 | 78.7383 | 79.2659 | 78.838 | 77.4292 | 74.799 | 71.3502 | 68.2448 | 65.3653 | 63.0978 | 61.3282 | 3.5905 | 3.4835 | 3.6328 | 3.3727 | 3.3336 | 3.2682 | 3.7042 | 3.5541 | 4.1371 | 4.0888 | 3.6746 | 3.4727 | 3.3242 | 3.4029 | 3.0284 | 2.5689 | 2.2404 | 2.227 | 2.2345 | 3.3226 | 3.6045 | 3.7082 | 3.1857 | 3.3836
Portfolio Adjusted1-in-10Size: Over 200kWAll2019April Monthly Peak | Portfolio Adjusted | 1-in-10 | Size: Over 200kW | All | 2019 | April Monthly Peak | 4 | 130.2028 | 126.4225 | 122.1428 | 120.9659 | 128.6391 | 150.8555 | 178.0632 | 199.0624 | 213.8899 | 222.6828 | 232.2652 | 236.3527 | 236.6789 | 240.2666 | 234.8291 | 221.5225 | 205.8354 | 191.0113 | 180.9408 | 177.7388 | 172.0773 | 162.7848 | 149.8389 | 141.3731 | -0.42431 | -0.67903 | -0.43245 | -0.99723 | -1.3536 | -1.166 | -1.1633 | -1.422 | -1.478 | -1.8674 | -1.1664 | -1.2046 | -0.52882 | 1.0084 | 5.9665 | 6.0661 | 6.1865 | 5.48 | 1.9783 | 1.0442 | 0.67786 | 0.97232 | 0.81161 | 0.64944 | 70.4727 | 69.0205 | 67.4366 | 66.1694 | 65.17 | 64.2448 | 63.626 | 63.7104 | 66.8209 | 72.4277 | 78.1483 | 83.4896 | 86.95 | 88.9221 | 89.6605 | 90.0621 | 89.8593 | 88.9679 | 87.1355 | 83.4111 | 78.6816 | 74.8632 | 72.2774 | 70.325 | 3.4608 | 3.361 | 3.5012 | 3.2533 | 3.2124 | 3.1545 | 3.5898 | 3.4922 | 4.1365 | 4.1546 | 3.7645 | 3.5722 | 3.4361 | 3.5186 | 3.131 | 2.6426 | 2.2859 | 2.2541 | 2.2424 | 3.3205 | 3.5691 | 3.641 | 3.1094 | 3.2855
Portfolio Adjusted1-in-10Size: Over 200kWAll2019May Monthly Peak | Portfolio Adjusted | 1-in-10 | Size: Over 200kW | All | 2019 | May Monthly Peak | 5 | 134.15 | 130.6636 | 125.9105 | 125.2755 | 133.8375 | 156.6814 | 183.2783 | 208.3852 | 226.7874 | 237.4861 | 247.5282 | 250.8828 | 249.7377 | 252.1145 | 246.1204 | 230.7955 | 214.0642 | 198.0181 | 187.0451 | 181.4907 | 177.0242 | 167.6932 | 155.2064 | 146.8749 | -0.60495 | -0.87117 | -0.57174 | -1.0487 | -1.439 | -1.2943 | -1.4096 | -1.5405 | -1.6357 | -2.0099 | -1.4181 | -1.5363 | -0.846 | 0.71664 | 5.9814 | 6.1723 | 6.1762 | 5.5561 | 2.0734 | 0.96637 | 0.56434 | 0.90884 | 0.76411 | 0.62881 | 70.8977 | 69.5515 | 68.1605 | 67.2173 | 66.4344 | 65.5359 | 65.316 | 65.6487 | 69.1531 | 75.0911 | 80.7525 | 85.0569 | 88.0235 | 90.0099 | 91.462 | 92.1127 | 91.8068 | 90.8072 | 88.8902 | 86.2479 | 82.8018 | 78.9054 | 76.0758 | 73.7356 | 3.5459 | 3.4526 | 3.5848 | 3.3525 | 3.3205 | 3.2588 | 3.6638 | 3.6385 | 4.3777 | 4.4254 | 4.0122 | 3.7891 | 3.6239 | 3.6946 | 3.2822 | 2.7517 | 2.375 | 2.3334 | 2.3116 | 3.3731 | 3.6355 | 3.72 | 3.1966 | 3.3836
Portfolio Adjusted1-in-10Size: Over 200kWAll2019June Monthly Peak | Portfolio Adjusted | 1-in-10 | Size: Over 200kW | All | 2019 | June Monthly Peak | 6 | 141.0538 | 137.3582 | 132.6912 | 132.0581 | 140.5758 | 163.2352 | 189.1373 | 212.0466 | 228.2973 | 238.4272 | 248.0667 | 248.8716 | 244.6135 | 245.9797 | 240.4821 | 228.7391 | 213.6868 | 198.6976 | 189.7134 | 183.7251 | 180.6078 | 172.4175 | 160.2028 | 152.3204 | -0.62603 | -0.90254 | -0.59479 | -1.0728 | -1.489 | -1.3401 | -1.4899 | -1.559 | -1.6725 | -2.0225 | -1.4685 | -1.5997 | -0.91299 | 0.61405 | 5.7987 | 6.1092 | 6.1095 | 5.5498 | 2.0845 | 0.93993 | 0.55306 | 0.93017 | 0.79801 | 0.67297 | 71.6446 | 70.3569 | 69.2687 | 68.25 | 67.0974 | 66.1242 | 65.8173 | 66.9532 | 70.3889 | 75.24 | 80.293 | 84.5134 | 87.2456 | 89.3078 | 90.6787 | 91.1542 | 91.6879 | 90.961 | 89.7796 | 87.723 | 84.0171 | 79.9213 | 77.3027 | 75.2922 | 3.7252 | 3.6253 | 3.7712 | 3.5251 | 3.4761 | 3.3925 | 3.7856 | 3.7151 | 4.4292 | 4.4767 | 4.0481 | 3.7692 | 3.5457 | 3.6011 | 3.2013 | 2.7245 | 2.3679 | 2.3377 | 2.3447 | 3.4043 | 3.7132 | 3.8211 | 3.2959 | 3.5037
Portfolio Adjusted1-in-10Size: Over 200kWAll2019July Monthly Peak | Portfolio Adjusted | 1-in-10 | Size: Over 200kW | All | 2019 | July Monthly Peak | 7 | 144.8376 | 140.5789 | 136.4155 | 136.4103 | 145.5274 | 169.4124 | 195.3835 | 216.5695 | 230.5464 | 239.543 | 247.5645 | 247.5276 | 243.1488 | 244.0801 | 238.5176 | 228.5387 | 215.1441 | 201.1068 | 192.697 | 187.088 | 184.0316 | 175.549 | 163.1128 | 155.2405 | -0.78608 | -1.1024 | -0.73632 | -1.0708 | -1.5176 | -1.4479 | -1.8062 | -1.6068 | -1.6905 | -2.0243 | -1.7171 | -1.951 | -1.2677 | 0.1715 | 5.4187 | 5.9182 | 5.8286 | 5.4093 | 2.139 | 0.80376 | 0.34644 | 0.81164 | 0.70609 | 0.6264 | 73.9908 | 73.0853 | 72.1817 | 71.4108 | 70.7519 | 70.1717 | 69.8211 | 70.164 | 73.0821 | 77.633 | 82.2133 | 85.7205 | 87.9888 | 89.75 | 91.3164 | 91.8396 | 92.3837 | 91.4164 | 89.5904 | 87.4146 | 84.2661 | 81.2908 | 79.2352 | 77.79 | 3.8567 | 3.7348 | 3.8977 | 3.6676 | 3.6251 | 3.5552 | 3.9398 | 3.8112 | 4.4828 | 4.5027 | 4.0348 | 3.7492 | 3.5281 | 3.5749 | 3.1775 | 2.729 | 2.3942 | 2.3783 | 2.397 | 3.4866 | 3.8081 | 3.9161 | 3.3795 | 3.5946
Portfolio Adjusted1-in-10Size: Over 200kWAll2019August Monthly Peak | Portfolio Adjusted | 1-in-10 | Size: Over 200kW | All | 2019 | August Monthly Peak | 8 | 146.1483 | 141.9859 | 137.7147 | 137.4925 | 147.1575 | 172.6226 | 201.7827 | 225.251 | 242.9352 | 253.9644 | 264.1296 | 265.2683 | 261.2731 | 262.8685 | 256.5722 | 242.5421 | 225.3446 | 208.676 | 198.3213 | 193.9386 | 189.1575 | 178.5872 | 165.8956 | 157.6219 | -1.0793 | -1.4096 | -0.95569 | -1.1463 | -1.611 | -1.62 | -2.1615 | -1.7655 | -1.8272 | -2.1622 | -2.0366 | -2.3871 | -1.6722 | -0.20608 | 5.5094 | 6.1014 | 5.8371 | 5.4748 | 2.2895 | 0.73214 | 0.18466 | 0.68642 | 0.58068 | 0.52811 | 75.9239 | 75.0588 | 74.1591 | 73.4159 | 72.7852 | 72.2332 | 71.8225 | 71.9128 | 74.5101 | 78.835 | 83.1383 | 87.3694 | 90.6591 | 93.1191 | 94.3725 | 94.5853 | 94.2502 | 93.1453 | 92.0618 | 89.5223 | 85.5118 | 82.2594 | 80.0288 | 78.2559 | 3.953 | 3.8268 | 3.9822 | 3.7363 | 3.7025 | 3.6587 | 4.0969 | 4.0011 | 4.7638 | 4.8158 | 4.3382 | 4.0627 | 3.8391 | 3.9045 | 3.4691 | 2.9383 | 2.5452 | 2.5057 | 2.5039 | 3.655 | 3.953 | 4.0179 | 3.4656 | 3.6736
Portfolio Adjusted1-in-10Size: Over 200kWAll2019September Monthly Peak | Portfolio Adjusted | 1-in-10 | Size: Over 200kW | All | 2019 | September Monthly Peak | 9 | 147.9519 | 143.8031 | 138.9364 | 139.5931 | 149.8403 | 176.9986 | 210.1918 | 236.1973 | 259.0093 | 272.0995 | 282.5213 | 283.454 | 279.5001 | 281.3175 | 273.8942 | 256.8685 | 237.2998 | 218.7635 | 208.5076 | 205.1532 | 195.7923 | 183.6642 | 169.7836 | 160.423 | -1.181 | -1.5706 | -1.059 | -1.0935 | -1.5816 | -1.6888 | -2.516 | -1.845 | -1.9224 | -2.321 | -2.476 | -2.9875 | -2.2127 | -0.7933 | 5.3426 | 6.1307 | 5.7042 | 5.4151 | 2.4079 | 0.60697 | -0.046828 | 0.57648 | 0.49452 | 0.48792 | 78.3009 | 77.123 | 76.0624 | 75.5068 | 74.5437 | 73.7202 | 73.3304 | 73.3373 | 75.5329 | 80.0536 | 85.063 | 90.0466 | 94.0241 | 96.7619 | 97.7649 | 97.7944 | 97.2619 | 96.0084 | 94.3076 | 91.4868 | 87.5526 | 84.0763 | 81.6205 | 79.8077 | 4.1039 | 3.9769 | 4.1331 | 3.9132 | 3.8898 | 3.8547 | 4.385 | 4.3159 | 5.24 | 5.3279 | 4.8018 | 4.4934 | 4.2524 | 4.3216 | 3.828 | 3.2115 | 2.7561 | 2.7014 | 2.7014 | 3.9887 | 4.2249 | 4.2678 | 3.6603 | 3.8541
Portfolio Adjusted1-in-10Size: Over 200kWAll2019October Monthly Peak | Portfolio Adjusted | 1-in-10 | Size: Over 200kW | All | 2019 | October Monthly Peak | 10 | 126.1529 | 123.1721 | 118.8511 | 118.9191 | 127.373 | 150.6305 | 180.9426 | 201.0478 | 215.3947 | 224.7412 | 233.6024 | 237.3271 | 237.4779 | 239.6409 | 233.2819 | 218.8002 | 203.2721 | 194.4194 | 184.2035 | 175.7537 | 167.2818 | 157.5677 | 145.6471 | 138.4434 | -0.61266 | -0.88462 | -0.58128 | -0.98095 | -1.3575 | -1.2668 | -1.4915 | -1.4926 | -1.5306 | -1.8988 | -1.4316 | -1.5949 | -0.93728 | 0.49409 | 5.5068 | 5.7518 | 5.7362 | 5.3442 | 2.0599 | 0.88987 | 0.45689 | 0.81416 | 0.67971 | 0.57384 | 73.8613 | 73.2338 | 72.5309 | 71.261 | 70.2782 | 69.5138 | 69.1772 | 68.9322 | 69.8558 | 73.5161 | 78.1125 | 82.9325 | 86.7448 | 89.2002 | 90.2175 | 90.3344 | 89.461 | 87.7344 | 85.0699 | 81.7967 | 78.7064 | 76.6754 | 75.1611 | 73.7984 | 3.3652 | 3.2892 | 3.4129 | 3.2133 | 3.1899 | 3.1689 | 3.6693 | 3.5481 | 4.1846 | 4.2218 | 3.806 | 3.6002 | 3.4632 | 3.5292 | 3.1245 | 2.6226 | 2.2669 | 2.306 | 2.289 | 3.2979 | 3.4798 | 3.5392 | 3.0295 | 3.2257
Portfolio Adjusted1-in-10Size: Over 200kWAll2019November Monthly Peak | Portfolio Adjusted | 1-in-10 | Size: Over 200kW | All | 2019 | November Monthly Peak | 11 | 127.766 | 124.5907 | 120.4166 | 119.8518 | 128.3128 | 150.6219 | 176.7179 | 194.8956 | 207.1719 | 213.8539 | 220.7224 | 223.3207 | 222.199 | 223.8663 | 217.5168 | 203.6696 | 190.9945 | 184.7939 | 175.8085 | 168.4861 | 162.0322 | 154.2757 | 142.5539 | 135.6995 | 0.0033211 | -0.16011 | -0.067688 | -1.0996 | -1.4122 | -1.0025 | -0.35895 | -1.3402 | -1.3682 | -1.7861 | -0.37428 | -0.059633 | 0.61738 | 2.3124 | 6.6388 | 6.1924 | 6.7764 | 5.9924 | 1.8923 | 1.4447 | 1.2353 | 1.2854 | 1.0515 | 0.7595 | 63.3952 | 62.1005 | 61.3116 | 60.2121 | 59.3096 | 58.5553 | 58.2105 | 58.5263 | 60.6507 | 64.9606 | 70.2887 | 74.5406 | 77.2911 | 78.9075 | 79.9219 | 79.9585 | 78.7011 | 76.3611 | 73.7296 | 70.9893 | 68.8402 | 67.2056 | 65.605 | 64.7288 | 3.6311 | 3.5419 | 3.6875 | 3.4564 | 3.4331 | 3.3873 | 3.8263 | 3.6783 | 4.3172 | 4.2866 | 3.8404 | 3.6185 | 3.4566 | 3.5135 | 3.1074 | 2.6008 | 2.2715 | 2.3356 | 2.3269 | 3.369 | 3.5909 | 3.6932 | 3.1648 | 3.3782
Portfolio Adjusted1-in-10Size: Over 200kWAll2019December Monthly Peak | Portfolio Adjusted | 1-in-10 | Size: Over 200kW | All | 2019 | December Monthly Peak | 12 | 124.4074 | 121.1411 | 117.8087 | 118.3443 | 127.0107 | 149.0743 | 177.5933 | 193.5148 | 202.3129 | 202.6296 | 202.4544 | 198.6265 | 193.3638 | 191.156 | 184.0153 | 174.0217 | 167.1244 | 165.5774 | 160.6593 | 156.7464 | 151.5676 | 144.8397 | 135.9255 | 130.2978 | 0.028164 | -0.13256 | -0.049879 | -1.0712 | -1.3851 | -0.97807 | -0.34449 | -1.3125 | -1.3261 | -1.6794 | -0.33611 | -0.046568 | 0.54496 | 1.9937 | 5.6603 | 5.3145 | 5.9383 | 5.3747 | 1.7335 | 1.3556 | 1.17 | 1.2122 | 1.0157 | 0.741 | 44.6544 | 43.9968 | 43.3449 | 42.9131 | 42.4364 | 41.6285 | 41.7178 | 41.7704 | 42.521 | 44.6477 | 47.2343 | 49.4123 | 50.7369 | 51.1149 | 51.4325 | 51.579 | 51.0315 | 49.6629 | 48.0201 | 47.0378 | 46.1598 | 45.285 | 44.6872 | 44.2319 | 3.5286 | 3.4324 | 3.5887 | 3.3936 | 3.3807 | 3.3491 | 3.8273 | 3.6344 | 4.1777 | 4.0418 | 3.5092 | 3.2094 | 3.0051 | 3.0017 | 2.6252 | 2.23 | 1.998 | 2.1042 | 2.1372 | 3.1522 | 3.3679 | 3.4533 | 3.0122 | 3.2342
Portfolio Adjusted1-in-10Size: Over 200kWAll2019Typical Event Day | Portfolio Adjusted | 1-in-10 | Size: Over 200kW | All | 2019 | Typical Event Day | 8 | 145.2997 | 141.1858 | 136.9504 | 136.7516 | 146.3566 | 171.5168 | 200.2556 | 223.0513 | 240.06 | 250.7447 | 260.6455 | 261.7732 | 257.7554 | 259.4271 | 253.2431 | 239.5504 | 222.6859 | 206.3731 | 196.2213 | 191.9662 | 187.466 | 177.2339 | 164.7034 | 156.5798 | -0.91509 | -1.2427 | -0.83522 | -1.0983 | -1.5548 | -1.5283 | -1.991 | -1.6928 | -1.7709 | -2.1234 | -1.9088 | -2.2129 | -1.495 | -0.01909 | 5.5757 | 6.1014 | 5.8917 | 5.4648 | 2.2178 | 0.77594 | 0.26663 | 0.75151 | 0.64761 | 0.57958 | 74.965 | 73.906 | 72.918 | 72.1459 | 71.2946 | 70.5623 | 70.1978 | 70.5918 | 73.3785 | 77.9404 | 82.6769 | 86.9125 | 89.9794 | 92.2347 | 93.5331 | 93.8434 | 93.8959 | 92.8828 | 91.4349 | 89.0367 | 85.3369 | 81.8869 | 79.5468 | 77.7865 | 3.9002 | 3.779 | 3.9378 | 3.7 | 3.6658 | 3.616 | 4.0494 | 3.9434 | 4.6928 | 4.7414 | 4.2688 | 3.9961 | 3.7732 | 3.8384 | 3.409 | 2.8872 | 2.4994 | 2.462 | 2.4594 | 3.6047 | 3.9051 | 3.9728 | 3.4286 | 3.6365
Portfolio Adjusted1-in-10Size: Over 200kWAll2020January Monthly Peak | Portfolio Adjusted | 1-in-10 | Size: Over 200kW | All | 2020 | January Monthly Peak | 1 | 129.5757 | 125.6732 | 122.144 | 122.8695 | 132.2262 | 157.4735 | 191.4644 | 211.4955 | 221.1155 | 220.846 | 220.7558 | 216.8938 | 212.0881 | 210.3658 | 202.1975 | 190.2266 | 180.2015 | 177.6136 | 173.3191 | 169.497 | 163.2908 | 155.2919 | 145.6285 | 138.8104 | 0.020183 | -0.14912 | -0.057384 | -1.1215 | -1.4497 | -1.0359 | -0.37191 | -1.4408 | -1.4469 | -1.8326 | -0.36144 | -0.047449 | 0.60248 | 2.1904 | 6.2032 | 5.7933 | 6.3991 | 5.7577 | 1.8735 | 1.4692 | 1.2629 | 1.303 | 1.0915 | 0.7923 | 42.0527 | 41.8327 | 41.1478 | 40.4739 | 40.0341 | 39.5612 | 39.0756 | 38.7183 | 39.3009 | 42.07 | 44.7916 | 47.1827 | 48.832 | 49.9629 | 50.9097 | 51.2269 | 50.845 | 49.7139 | 47.8831 | 46.7717 | 45.7751 | 45.3617 | 44.8291 | 44.1845 | 3.6865 | 3.5752 | 3.738 | 3.5521 | 3.5395 | 3.5483 | 4.146 | 3.9934 | 4.5895 | 4.4272 | 3.846 | 3.5183 | 3.3086 | 3.3173 | 2.8966 | 2.4465 | 2.1576 | 2.261 | 2.3088 | 3.4139 | 3.6342 | 3.7088 | 3.236 | 3.4564
Portfolio Adjusted1-in-10Size: Over 200kWAll2020February Monthly Peak | Portfolio Adjusted | 1-in-10 | Size: Over 200kW | All | 2020 | February Monthly Peak | 2 | 123.8294 | 120.4977 | 116.8449 | 117.2621 | 125.999 | 149.0407 | 179.4029 | 195.7325 | 203.6463 | 205.0362 | 207.1219 | 206.2101 | 203.1296 | 203.1888 | 196.4045 | 185.1415 | 174.7897 | 171.5344 | 166.1779 | 161.2996 | 155.8495 | 148.9885 | 139.3968 | 133.3229 | 0.012125 | -0.14681 | -0.058231 | -1.0666 | -1.3772 | -0.97666 | -0.35073 | -1.3273 | -1.3328 | -1.6968 | -0.34706 | -0.051801 | 0.56621 | 2.1165 | 6.0414 | 5.6614 | 6.2173 | 5.57 | 1.7831 | 1.3824 | 1.1967 | 1.2452 | 1.0394 | 0.75777 | 48.6334 | 48.2299 | 47.7988 | 47.2279 | 46.8391 | 46.4002 | 45.7873 | 46.0387 | 47.2899 | 50.7693 | 54.197 | 57.3673 | 59.2857 | 60.3034 | 60.9392 | 61.1575 | 60.186 | 59.1996 | 57.2741 | 55.2202 | 53.8431 | 52.548 | 51.5487 | 50.169 | 3.5162 | 3.4214 | 3.5665 | 3.3692 | 3.3544 | 3.3404 | 3.868 | 3.6754 | 4.1993 | 4.0766 | 3.5781 | 3.3174 | 3.1406 | 3.1747 | 2.7921 | 2.3625 | 2.0799 | 2.1709 | 2.2034 | 3.223 | 3.4483 | 3.5482 | 3.0847 | 3.3106
Portfolio Adjusted1-in-10Size: Over 200kWAll2020March Monthly Peak | Portfolio Adjusted | 1-in-10 | Size: Over 200kW | All | 2020 | March Monthly Peak | 3 | 126.9327 | 123.1959 | 119.2093 | 118.1082 | 125.6911 | 146.994 | 172.8692 | 190.6323 | 201.6192 | 207.0704 | 214.1029 | 216.9794 | 216.3404 | 219.5445 | 214.3983 | 202.9638 | 189.7331 | 177.4392 | 169.3956 | 167.568 | 163.6762 | 156.1962 | 144.4584 | 136.8267 | 0.0020402 | -0.15573 | -0.066289 | -1.0725 | -1.3764 | -0.95939 | -0.34663 | -1.2946 | -1.3384 | -1.7186 | -0.37013 | -0.062844 | 0.58763 | 2.2823 | 6.5947 | 6.2165 | 6.7401 | 5.7626 | 1.8012 | 1.4186 | 1.249 | 1.298 | 1.0694 | 0.77242 | 60.3474 | 59.0354 | 58.1583 | 57.5767 | 56.5483 | 55.554 | 54.9109 | 55.5546 | 58.9878 | 63.8395 | 68.9869 | 73.3941 | 76.4205 | 78.0356 | 78.7383 | 79.2659 | 78.838 | 77.4292 | 74.799 | 71.3502 | 68.2448 | 65.3653 | 63.0978 | 61.3282 | 3.5905 | 3.4835 | 3.6328 | 3.3727 | 3.3336 | 3.2682 | 3.7042 | 3.5541 | 4.1371 | 4.0888 | 3.6746 | 3.4727 | 3.3242 | 3.4029 | 3.0284 | 2.5689 | 2.2404 | 2.227 | 2.2345 | 3.3226 | 3.6045 | 3.7082 | 3.1857 | 3.3836
Portfolio Adjusted1-in-10Size: Over 200kWAll2020April Monthly Peak | Portfolio Adjusted | 1-in-10 | Size: Over 200kW | All | 2020 | April Monthly Peak | 4 | 130.2028 | 126.4225 | 122.1428 | 120.9659 | 128.6391 | 150.8555 | 178.0632 | 199.0624 | 213.8899 | 222.6828 | 232.2652 | 236.3527 | 236.6789 | 240.2666 | 234.8291 | 221.5225 | 205.8354 | 191.0113 | 180.9408 | 177.7388 | 172.0773 | 162.7848 | 149.8389 | 141.3731 | -0.42431 | -0.67903 | -0.43245 | -0.99723 | -1.3536 | -1.166 | -1.1633 | -1.422 | -1.478 | -1.8674 | -1.1664 | -1.2046 | -0.52882 | 1.0084 | 5.9665 | 6.0661 | 6.1865 | 5.48 | 1.9783 | 1.0442 | 0.67786 | 0.97232 | 0.81161 | 0.64944 | 70.4727 | 69.0205 | 67.4366 | 66.1694 | 65.17 | 64.2448 | 63.626 | 63.7104 | 66.8209 | 72.4277 | 78.1483 | 83.4896 | 86.95 | 88.9221 | 89.6605 | 90.0621 | 89.8593 | 88.9679 | 87.1355 | 83.4111 | 78.6816 | 74.8632 | 72.2774 | 70.325 | 3.4608 | 3.361 | 3.5012 | 3.2533 | 3.2124 | 3.1545 | 3.5898 | 3.4922 | 4.1365 | 4.1546 | 3.7645 | 3.5722 | 3.4361 | 3.5186 | 3.131 | 2.6426 | 2.2859 | 2.2541 | 2.2424 | 3.3205 | 3.5691 | 3.641 | 3.1094 | 3.2855
Portfolio Adjusted1-in-10Size: Over 200kWAll2020May Monthly Peak | Portfolio Adjusted | 1-in-10 | Size: Over 200kW | All | 2020 | May Monthly Peak | 5 | 134.15 | 130.6636 | 125.9105 | 125.2755 | 133.8375 | 156.6814 | 183.2783 | 208.3852 | 226.7874 | 237.4861 | 247.5282 | 250.8828 | 249.7377 | 252.1145 | 246.1204 | 230.7955 | 214.0642 | 198.0181 | 187.0451 | 181.4907 | 177.0242 | 167.6932 | 155.2064 | 146.8749 | -0.60495 | -0.87117 | -0.57174 | -1.0487 | -1.439 | -1.2943 | -1.4096 | -1.5405 | -1.6357 | -2.0099 | -1.4181 | -1.5363 | -0.846 | 0.71664 | 5.9814 | 6.1723 | 6.1762 | 5.5561 | 2.0734 | 0.96637 | 0.56434 | 0.90884 | 0.76411 | 0.62881 | 70.8978 | 69.5515 | 68.1605 | 67.2173 | 66.4344 | 65.5359 | 65.316 | 65.6487 | 69.1531 | 75.0911 | 80.7525 | 85.0569 | 88.0235 | 90.0099 | 91.462 | 92.1127 | 91.8068 | 90.8072 | 88.8902 | 86.2479 | 82.8018 | 78.9054 | 76.0758 | 73.7356 | 3.5459 | 3.4526 | 3.5848 | 3.3525 | 3.3205 | 3.2588 | 3.6638 | 3.6385 | 4.3777 | 4.4254 | 4.0122 | 3.7891 | 3.6239 | 3.6946 | 3.2822 | 2.7517 | 2.375 | 2.3334 | 2.3116 | 3.3731 | 3.6355 | 3.72 | 3.1966 | 3.3836
Portfolio Adjusted1-in-10Size: Over 200kWAll2020June Monthly Peak | Portfolio Adjusted | 1-in-10 | Size: Over 200kW | All | 2020 | June Monthly Peak | 6 | 141.0538 | 137.3583 | 132.6912 | 132.0581 | 140.5758 | 163.2352 | 189.1373 | 212.0466 | 228.2973 | 238.4272 | 248.0667 | 248.8716 | 244.6135 | 245.9797 | 240.4821 | 228.7391 | 213.6868 | 198.6976 | 189.7134 | 183.7251 | 180.6077 | 172.4174 | 160.2028 | 152.3204 | -0.62603 | -0.90254 | -0.59479 | -1.0728 | -1.489 | -1.3401 | -1.4899 | -1.559 | -1.6725 | -2.0225 | -1.4685 | -1.5997 | -0.91299 | 0.61405 | 5.7987 | 6.1092 | 6.1095 | 5.5498 | 2.0845 | 0.93993 | 0.55306 | 0.93017 | 0.79801 | 0.67297 | 71.6446 | 70.3569 | 69.2687 | 68.25 | 67.0974 | 66.1242 | 65.8173 | 66.9532 | 70.3889 | 75.24 | 80.293 | 84.5134 | 87.2456 | 89.3078 | 90.6787 | 91.1542 | 91.6879 | 90.961 | 89.7796 | 87.723 | 84.0171 | 79.9213 | 77.3027 | 75.2922 | 3.7252 | 3.6253 | 3.7712 | 3.5251 | 3.4761 | 3.3925 | 3.7856 | 3.7151 | 4.4292 | 4.4767 | 4.0481 | 3.7692 | 3.5457 | 3.6011 | 3.2013 | 2.7245 | 2.3679 | 2.3377 | 2.3447 | 3.4043 | 3.7132 | 3.8211 | 3.2959 | 3.5037
Portfolio Adjusted1-in-10Size: Over 200kWAll2020July Monthly Peak | Portfolio Adjusted | 1-in-10 | Size: Over 200kW | All | 2020 | July Monthly Peak | 7 | 144.8376 | 140.5789 | 136.4155 | 136.4103 | 145.5274 | 169.4124 | 195.3835 | 216.5695 | 230.5464 | 239.543 | 247.5645 | 247.5276 | 243.1488 | 244.0801 | 238.5176 | 228.5387 | 215.1441 | 201.1068 | 192.697 | 187.088 | 184.0316 | 175.549 | 163.1128 | 155.2405 | -0.78608 | -1.1024 | -0.73632 | -1.0708 | -1.5176 | -1.4479 | -1.8062 | -1.6068 | -1.6905 | -2.0243 | -1.7171 | -1.951 | -1.2677 | 0.1715 | 5.4187 | 5.9182 | 5.8286 | 5.4093 | 2.139 | 0.80376 | 0.34644 | 0.81164 | 0.70609 | 0.6264 | 73.9908 | 73.0853 | 72.1817 | 71.4108 | 70.7519 | 70.1717 | 69.8211 | 70.164 | 73.0821 | 77.633 | 82.2133 | 85.7205 | 87.9888 | 89.75 | 91.3164 | 91.8396 | 92.3837 | 91.4164 | 89.5904 | 87.4146 | 84.2661 | 81.2908 | 79.2352 | 77.79 | 3.8567 | 3.7348 | 3.8977 | 3.6676 | 3.6251 | 3.5552 | 3.9398 | 3.8112 | 4.4828 | 4.5027 | 4.0348 | 3.7492 | 3.5281 | 3.5749 | 3.1775 | 2.729 | 2.3942 | 2.3783 | 2.397 | 3.4866 | 3.8081 | 3.9161 | 3.3795 | 3.5946
Portfolio Adjusted1-in-10Size: Over 200kWAll2020August Monthly Peak | Portfolio Adjusted | 1-in-10 | Size: Over 200kW | All | 2020 | August Monthly Peak | 8 | 146.1483 | 141.9859 | 137.7147 | 137.4925 | 147.1575 | 172.6226 | 201.7827 | 225.251 | 242.9352 | 253.9644 | 264.1296 | 265.2683 | 261.2731 | 262.8685 | 256.5722 | 242.5421 | 225.3446 | 208.676 | 198.3213 | 193.9386 | 189.1575 | 178.5872 | 165.8956 | 157.6219 | -1.0793 | -1.4096 | -0.95569 | -1.1463 | -1.611 | -1.62 | -2.1615 | -1.7655 | -1.8272 | -2.1622 | -2.0366 | -2.3871 | -1.6722 | -0.20608 | 5.5094 | 6.1014 | 5.8371 | 5.4748 | 2.2895 | 0.73214 | 0.18466 | 0.68642 | 0.58068 | 0.52811 | 75.9239 | 75.0588 | 74.1591 | 73.4159 | 72.7852 | 72.2332 | 71.8225 | 71.9128 | 74.5101 | 78.835 | 83.1383 | 87.3694 | 90.6591 | 93.1191 | 94.3725 | 94.5853 | 94.2502 | 93.1454 | 92.0618 | 89.5223 | 85.5118 | 82.2594 | 80.0288 | 78.2559 | 3.953 | 3.8268 | 3.9822 | 3.7363 | 3.7025 | 3.6587 | 4.0969 | 4.0011 | 4.7638 | 4.8158 | 4.3382 | 4.0627 | 3.8391 | 3.9045 | 3.4691 | 2.9383 | 2.5452 | 2.5057 | 2.5039 | 3.655 | 3.953 | 4.0179 | 3.4656 | 3.6736
Portfolio Adjusted1-in-10Size: Over 200kWAll2020September Monthly Peak | Portfolio Adjusted | 1-in-10 | Size: Over 200kW | All | 2020 | September Monthly Peak | 9 | 147.9519 | 143.8031 | 138.9364 | 139.5931 | 149.8403 | 176.9986 | 210.1918 | 236.1973 | 259.0093 | 272.0995 | 282.5213 | 283.454 | 279.5001 | 281.3175 | 273.8942 | 256.8685 | 237.2998 | 218.7635 | 208.5076 | 205.1532 | 195.7923 | 183.6642 | 169.7836 | 160.423 | -1.181 | -1.5706 | -1.059 | -1.0935 | -1.5816 | -1.6888 | -2.516 | -1.845 | -1.9224 | -2.321 | -2.476 | -2.9875 | -2.2127 | -0.7933 | 5.3426 | 6.1307 | 5.7042 | 5.4151 | 2.4079 | 0.60697 | -0.046828 | 0.57648 | 0.49452 | 0.48792 | 78.3009 | 77.123 | 76.0624 | 75.5068 | 74.5437 | 73.7202 | 73.3304 | 73.3373 | 75.5329 | 80.0536 | 85.063 | 90.0466 | 94.0241 | 96.7619 | 97.7649 | 97.7944 | 97.2619 | 96.0084 | 94.3076 | 91.4868 | 87.5526 | 84.0763 | 81.6205 | 79.8077 | 4.1039 | 3.9769 | 4.1331 | 3.9132 | 3.8898 | 3.8547 | 4.385 | 4.3159 | 5.24 | 5.3279 | 4.8018 | 4.4934 | 4.2524 | 4.3216 | 3.828 | 3.2115 | 2.7561 | 2.7014 | 2.7014 | 3.9887 | 4.2249 | 4.2678 | 3.6603 | 3.8541
Portfolio Adjusted1-in-10Size: Over 200kWAll2020October Monthly Peak | Portfolio Adjusted | 1-in-10 | Size: Over 200kW | All | 2020 | October Monthly Peak | 10 | 126.1529 | 123.1721 | 118.8511 | 118.9191 | 127.373 | 150.6305 | 180.9426 | 201.0478 | 215.3947 | 224.7412 | 233.6024 | 237.3271 | 237.4779 | 239.6409 | 233.2819 | 218.8002 | 203.2721 | 194.4194 | 184.2035 | 175.7537 | 167.2818 | 157.5677 | 145.6471 | 138.4434 | -0.61266 | -0.88462 | -0.58128 | -0.98095 | -1.3575 | -1.2668 | -1.4915 | -1.4926 | -1.5306 | -1.8988 | -1.4316 | -1.5949 | -0.93728 | 0.49409 | 5.5068 | 5.7518 | 5.7362 | 5.3442 | 2.0599 | 0.88987 | 0.45689 | 0.81416 | 0.67971 | 0.57384 | 73.8613 | 73.2339 | 72.5309 | 71.261 | 70.2782 | 69.5138 | 69.1772 | 68.9322 | 69.8558 | 73.5161 | 78.1125 | 82.9325 | 86.7448 | 89.2002 | 90.2175 | 90.3344 | 89.461 | 87.7344 | 85.0699 | 81.7967 | 78.7064 | 76.6754 | 75.1611 | 73.7984 | 3.3652 | 3.2892 | 3.4129 | 3.2133 | 3.1899 | 3.1689 | 3.6693 | 3.5481 | 4.1846 | 4.2218 | 3.806 | 3.6002 | 3.4632 | 3.5292 | 3.1245 | 2.6226 | 2.2669 | 2.306 | 2.289 | 3.2979 | 3.4798 | 3.5392 | 3.0295 | 3.2257
Portfolio Adjusted1-in-10Size: Over 200kWAll2020November Monthly Peak | Portfolio Adjusted | 1-in-10 | Size: Over 200kW | All | 2020 | November Monthly Peak | 11 | 127.766 | 124.5907 | 120.4166 | 119.8518 | 128.3128 | 150.6219 | 176.7179 | 194.8956 | 207.1719 | 213.8539 | 220.7224 | 223.3207 | 222.199 | 223.8663 | 217.5168 | 203.6696 | 190.9945 | 184.7939 | 175.8085 | 168.4861 | 162.0322 | 154.2757 | 142.5539 | 135.6995 | 0.0033212 | -0.16011 | -0.067688 | -1.0996 | -1.4122 | -1.0025 | -0.35895 | -1.3402 | -1.3682 | -1.7861 | -0.37428 | -0.059633 | 0.61738 | 2.3124 | 6.6388 | 6.1924 | 6.7764 | 5.9924 | 1.8923 | 1.4447 | 1.2353 | 1.2854 | 1.0515 | 0.7595 | 63.3952 | 62.1005 | 61.3116 | 60.2121 | 59.3096 | 58.5553 | 58.2105 | 58.5263 | 60.6507 | 64.9606 | 70.2887 | 74.5406 | 77.2911 | 78.9075 | 79.9219 | 79.9585 | 78.7011 | 76.3611 | 73.7296 | 70.9893 | 68.8402 | 67.2056 | 65.605 | 64.7288 | 3.6311 | 3.5419 | 3.6876 | 3.4564 | 3.4331 | 3.3873 | 3.8263 | 3.6783 | 4.3172 | 4.2866 | 3.8404 | 3.6185 | 3.4566 | 3.5135 | 3.1074 | 2.6008 | 2.2715 | 2.3356 | 2.3269 | 3.369 | 3.5909 | 3.6932 | 3.1648 | 3.3782
Portfolio Adjusted1-in-10Size: Over 200kWAll2020December Monthly Peak | Portfolio Adjusted | 1-in-10 | Size: Over 200kW | All | 2020 | December Monthly Peak | 12 | 124.4074 | 121.1411 | 117.8087 | 118.3443 | 127.0107 | 149.0743 | 177.5933 | 193.5148 | 202.3129 | 202.6296 | 202.4544 | 198.6265 | 193.3638 | 191.156 | 184.0153 | 174.0217 | 167.1244 | 165.5774 | 160.6593 | 156.7464 | 151.5676 | 144.8397 | 135.9255 | 130.2978 | 0.028164 | -0.13256 | -0.049878 | -1.0712 | -1.3851 | -0.97807 | -0.34449 | -1.3125 | -1.3261 | -1.6794 | -0.33611 | -0.046568 | 0.54496 | 1.9937 | 5.6603 | 5.3145 | 5.9383 | 5.3747 | 1.7335 | 1.3556 | 1.17 | 1.2122 | 1.0157 | 0.741 | 44.6544 | 43.9968 | 43.3449 | 42.9131 | 42.4364 | 41.6285 | 41.7178 | 41.7704 | 42.521 | 44.6477 | 47.2343 | 49.4123 | 50.7369 | 51.115 | 51.4325 | 51.579 | 51.0315 | 49.6629 | 48.0201 | 47.0378 | 46.1598 | 45.285 | 44.6872 | 44.2319 | 3.5286 | 3.4324 | 3.5887 | 3.3936 | 3.3807 | 3.3491 | 3.8273 | 3.6344 | 4.1777 | 4.0418 | 3.5092 | 3.2094 | 3.0051 | 3.0017 | 2.6252 | 2.23 | 1.998 | 2.1042 | 2.1372 | 3.1522 | 3.3679 | 3.4533 | 3.0122 | 3.2342
Portfolio Adjusted1-in-10Size: Over 200kWAll2020Typical Event Day | Portfolio Adjusted | 1-in-10 | Size: Over 200kW | All | 2020 | Typical Event Day | 8 | 145.2997 | 141.1858 | 136.9505 | 136.7516 | 146.3566 | 171.5168 | 200.2556 | 223.0513 | 240.06 | 250.7447 | 260.6455 | 261.7732 | 257.7554 | 259.4271 | 253.2431 | 239.5504 | 222.6859 | 206.3731 | 196.2213 | 191.9662 | 187.4661 | 177.2339 | 164.7034 | 156.5798 | -0.91509 | -1.2427 | -0.83522 | -1.0983 | -1.5548 | -1.5283 | -1.991 | -1.6928 | -1.7709 | -2.1234 | -1.9088 | -2.2129 | -1.495 | -0.01909 | 5.5757 | 6.1014 | 5.8917 | 5.4648 | 2.2178 | 0.77594 | 0.26663 | 0.75151 | 0.64761 | 0.57958 | 74.965 | 73.906 | 72.918 | 72.1459 | 71.2946 | 70.5623 | 70.1978 | 70.5918 | 73.3785 | 77.9404 | 82.6769 | 86.9125 | 89.9794 | 92.2347 | 93.5331 | 93.8434 | 93.8959 | 92.8828 | 91.4349 | 89.0367 | 85.3369 | 81.8869 | 79.5468 | 77.7865 | 3.9002 | 3.779 | 3.9378 | 3.7 | 3.6658 | 3.616 | 4.0494 | 3.9434 | 4.6928 | 4.7414 | 4.2688 | 3.9961 | 3.7732 | 3.8384 | 3.409 | 2.8872 | 2.4994 | 2.462 | 2.4594 | 3.6047 | 3.9051 | 3.9728 | 3.4286 | 3.6365
Portfolio Adjusted1-in-10Size: Over 200kWAll2021January Monthly Peak | Portfolio Adjusted | 1-in-10 | Size: Over 200kW | All | 2021 | January Monthly Peak | 1 | 129.5757 | 125.6732 | 122.144 | 122.8695 | 132.2262 | 157.4735 | 191.4644 | 211.4955 | 221.1154 | 220.846 | 220.7558 | 216.8938 | 212.0881 | 210.3658 | 202.1975 | 190.2266 | 180.2015 | 177.6136 | 173.3191 | 169.497 | 163.2908 | 155.2919 | 145.6285 | 138.8104 | 0.020183 | -0.14912 | -0.057384 | -1.1215 | -1.4497 | -1.0359 | -0.37191 | -1.4408 | -1.4469 | -1.8326 | -0.36144 | -0.047449 | 0.60248 | 2.1904 | 6.2032 | 5.7933 | 6.3991 | 5.7577 | 1.8735 | 1.4692 | 1.2629 | 1.303 | 1.0915 | 0.7923 | 42.0527 | 41.8327 | 41.1478 | 40.4739 | 40.0341 | 39.5612 | 39.0756 | 38.7183 | 39.3009 | 42.07 | 44.7916 | 47.1827 | 48.832 | 49.9629 | 50.9097 | 51.2269 | 50.845 | 49.7139 | 47.8831 | 46.7717 | 45.7751 | 45.3617 | 44.8291 | 44.1845 | 3.6865 | 3.5752 | 3.738 | 3.5521 | 3.5395 | 3.5483 | 4.146 | 3.9934 | 4.5895 | 4.4272 | 3.846 | 3.5183 | 3.3086 | 3.3173 | 2.8966 | 2.4465 | 2.1576 | 2.261 | 2.3088 | 3.4139 | 3.6342 | 3.7088 | 3.236 | 3.4564
Portfolio Adjusted1-in-10Size: Over 200kWAll2021February Monthly Peak | Portfolio Adjusted | 1-in-10 | Size: Over 200kW | All | 2021 | February Monthly Peak | 2 | 123.8294 | 120.4977 | 116.8449 | 117.2621 | 125.999 | 149.0407 | 179.4029 | 195.7325 | 203.6463 | 205.0362 | 207.1219 | 206.2101 | 203.1296 | 203.1888 | 196.4045 | 185.1415 | 174.7898 | 171.5344 | 166.1779 | 161.2996 | 155.8495 | 148.9885 | 139.3968 | 133.3229 | 0.012125 | -0.14681 | -0.058231 | -1.0666 | -1.3772 | -0.97666 | -0.35073 | -1.3273 | -1.3328 | -1.6968 | -0.34706 | -0.051801 | 0.56621 | 2.1165 | 6.0414 | 5.6614 | 6.2173 | 5.57 | 1.7831 | 1.3824 | 1.1967 | 1.2452 | 1.0394 | 0.75777 | 48.6334 | 48.2299 | 47.7988 | 47.2279 | 46.8391 | 46.4002 | 45.7873 | 46.0387 | 47.2899 | 50.7693 | 54.197 | 57.3673 | 59.2857 | 60.3034 | 60.9392 | 61.1575 | 60.186 | 59.1996 | 57.2741 | 55.2202 | 53.8431 | 52.548 | 51.5487 | 50.169 | 3.5162 | 3.4214 | 3.5665 | 3.3692 | 3.3544 | 3.3404 | 3.868 | 3.6754 | 4.1993 | 4.0766 | 3.5781 | 3.3174 | 3.1406 | 3.1747 | 2.7921 | 2.3625 | 2.0799 | 2.1709 | 2.2034 | 3.223 | 3.4483 | 3.5482 | 3.0847 | 3.3106
Portfolio Adjusted1-in-10Size: Over 200kWAll2021March Monthly Peak | Portfolio Adjusted | 1-in-10 | Size: Over 200kW | All | 2021 | March Monthly Peak | 3 | 126.9327 | 123.1959 | 119.2093 | 118.1082 | 125.6911 | 146.994 | 172.8692 | 190.6323 | 201.6192 | 207.0704 | 214.1029 | 216.9794 | 216.3404 | 219.5445 | 214.3983 | 202.9638 | 189.7331 | 177.4392 | 169.3956 | 167.568 | 163.6762 | 156.1962 | 144.4584 | 136.8267 | 0.0020401 | -0.15573 | -0.066289 | -1.0725 | -1.3764 | -0.95939 | -0.34663 | -1.2946 | -1.3384 | -1.7186 | -0.37013 | -0.062844 | 0.58763 | 2.2823 | 6.5947 | 6.2165 | 6.7401 | 5.7626 | 1.8012 | 1.4186 | 1.249 | 1.298 | 1.0694 | 0.77242 | 60.3474 | 59.0354 | 58.1583 | 57.5767 | 56.5483 | 55.554 | 54.9109 | 55.5546 | 58.9878 | 63.8395 | 68.9869 | 73.3941 | 76.4205 | 78.0356 | 78.7383 | 79.2659 | 78.838 | 77.4292 | 74.799 | 71.3502 | 68.2448 | 65.3653 | 63.0978 | 61.3282 | 3.5905 | 3.4835 | 3.6328 | 3.3727 | 3.3336 | 3.2682 | 3.7042 | 3.5541 | 4.1371 | 4.0888 | 3.6746 | 3.4727 | 3.3242 | 3.4029 | 3.0284 | 2.5689 | 2.2404 | 2.227 | 2.2345 | 3.3226 | 3.6045 | 3.7082 | 3.1857 | 3.3836
Portfolio Adjusted1-in-10Size: Over 200kWAll2021April Monthly Peak | Portfolio Adjusted | 1-in-10 | Size: Over 200kW | All | 2021 | April Monthly Peak | 4 | 130.2028 | 126.4225 | 122.1428 | 120.9659 | 128.6391 | 150.8555 | 178.0632 | 199.0624 | 213.8899 | 222.6829 | 232.2652 | 236.3527 | 236.6789 | 240.2666 | 234.8291 | 221.5225 | 205.8355 | 191.0113 | 180.9408 | 177.7388 | 172.0773 | 162.7848 | 149.8389 | 141.3731 | -0.42431 | -0.67903 | -0.43245 | -0.99723 | -1.3536 | -1.166 | -1.1633 | -1.422 | -1.478 | -1.8674 | -1.1664 | -1.2046 | -0.52882 | 1.0084 | 5.9665 | 6.0661 | 6.1865 | 5.48 | 1.9783 | 1.0442 | 0.67786 | 0.97232 | 0.81161 | 0.64944 | 70.4727 | 69.0205 | 67.4366 | 66.1694 | 65.17 | 64.2448 | 63.626 | 63.7104 | 66.8209 | 72.4277 | 78.1482 | 83.4896 | 86.95 | 88.9221 | 89.6605 | 90.0621 | 89.8593 | 88.9679 | 87.1355 | 83.4111 | 78.6816 | 74.8632 | 72.2774 | 70.325 | 3.4608 | 3.361 | 3.5012 | 3.2533 | 3.2124 | 3.1545 | 3.5898 | 3.4922 | 4.1365 | 4.1546 | 3.7645 | 3.5722 | 3.4361 | 3.5186 | 3.131 | 2.6426 | 2.2859 | 2.2541 | 2.2424 | 3.3205 | 3.5691 | 3.641 | 3.1094 | 3.2855
Portfolio Adjusted1-in-10Size: Over 200kWAll2021May Monthly Peak | Portfolio Adjusted | 1-in-10 | Size: Over 200kW | All | 2021 | May Monthly Peak | 5 | 134.15 | 130.6636 | 125.9105 | 125.2755 | 133.8375 | 156.6814 | 183.2783 | 208.3852 | 226.7874 | 237.4861 | 247.5282 | 250.8828 | 249.7377 | 252.1145 | 246.1204 | 230.7955 | 214.0642 | 198.0181 | 187.0451 | 181.4907 | 177.0242 | 167.6932 | 155.2064 | 146.8749 | -0.60495 | -0.87117 | -0.57174 | -1.0487 | -1.439 | -1.2943 | -1.4096 | -1.5405 | -1.6357 | -2.0099 | -1.4181 | -1.5363 | -0.846 | 0.71664 | 5.9814 | 6.1723 | 6.1762 | 5.5561 | 2.0734 | 0.96637 | 0.56434 | 0.90884 | 0.76411 | 0.62881 | 70.8978 | 69.5515 | 68.1605 | 67.2173 | 66.4344 | 65.5359 | 65.316 | 65.6487 | 69.1531 | 75.0911 | 80.7525 | 85.0569 | 88.0235 | 90.0099 | 91.462 | 92.1127 | 91.8068 | 90.8072 | 88.8902 | 86.2479 | 82.8018 | 78.9054 | 76.0758 | 73.7356 | 3.5459 | 3.4526 | 3.5848 | 3.3525 | 3.3205 | 3.2588 | 3.6638 | 3.6385 | 4.3777 | 4.4254 | 4.0122 | 3.7891 | 3.6239 | 3.6946 | 3.2822 | 2.7517 | 2.375 | 2.3334 | 2.3116 | 3.3731 | 3.6355 | 3.72 | 3.1966 | 3.3836
Portfolio Adjusted1-in-10Size: Over 200kWAll2021June Monthly Peak | Portfolio Adjusted | 1-in-10 | Size: Over 200kW | All | 2021 | June Monthly Peak | 6 | 141.0538 | 137.3582 | 132.6912 | 132.0581 | 140.5758 | 163.2352 | 189.1373 | 212.0466 | 228.2973 | 238.4272 | 248.0667 | 248.8716 | 244.6135 | 245.9797 | 240.4821 | 228.7391 | 213.6868 | 198.6976 | 189.7134 | 183.7251 | 180.6078 | 172.4174 | 160.2028 | 152.3204 | -0.62603 | -0.90254 | -0.59479 | -1.0728 | -1.489 | -1.3401 | -1.4899 | -1.559 | -1.6725 | -2.0225 | -1.4685 | -1.5997 | -0.91299 | 0.61405 | 5.7987 | 6.1092 | 6.1095 | 5.5498 | 2.0845 | 0.93993 | 0.55306 | 0.93017 | 0.79801 | 0.67297 | 71.6446 | 70.3569 | 69.2687 | 68.25 | 67.0974 | 66.1242 | 65.8173 | 66.9532 | 70.3889 | 75.24 | 80.293 | 84.5134 | 87.2456 | 89.3078 | 90.6788 | 91.1542 | 91.6879 | 90.961 | 89.7796 | 87.723 | 84.0171 | 79.9213 | 77.3027 | 75.2922 | 3.7252 | 3.6253 | 3.7712 | 3.5251 | 3.4761 | 3.3925 | 3.7856 | 3.7151 | 4.4292 | 4.4767 | 4.0481 | 3.7692 | 3.5457 | 3.6011 | 3.2013 | 2.7245 | 2.3679 | 2.3377 | 2.3447 | 3.4043 | 3.7132 | 3.8211 | 3.2959 | 3.5037
Portfolio Adjusted1-in-10Size: Over 200kWAll2021July Monthly Peak | Portfolio Adjusted | 1-in-10 | Size: Over 200kW | All | 2021 | July Monthly Peak | 7 | 144.8377 | 140.5789 | 136.4155 | 136.4103 | 145.5274 | 169.4124 | 195.3835 | 216.5695 | 230.5464 | 239.543 | 247.5645 | 247.5276 | 243.1488 | 244.0801 | 238.5175 | 228.5387 | 215.1441 | 201.1068 | 192.697 | 187.088 | 184.0316 | 175.549 | 163.1128 | 155.2405 | -0.78608 | -1.1024 | -0.73632 | -1.0708 | -1.5176 | -1.4479 | -1.8062 | -1.6068 | -1.6905 | -2.0243 | -1.7171 | -1.951 | -1.2677 | 0.1715 | 5.4187 | 5.9182 | 5.8286 | 5.4093 | 2.139 | 0.80376 | 0.34644 | 0.81164 | 0.70609 | 0.6264 | 73.9908 | 73.0853 | 72.1817 | 71.4108 | 70.7519 | 70.1717 | 69.8211 | 70.164 | 73.0821 | 77.633 | 82.2133 | 85.7205 | 87.9888 | 89.75 | 91.3164 | 91.8396 | 92.3837 | 91.4164 | 89.5904 | 87.4146 | 84.2661 | 81.2908 | 79.2352 | 77.79 | 3.8567 | 3.7348 | 3.8977 | 3.6676 | 3.6251 | 3.5552 | 3.9398 | 3.8112 | 4.4828 | 4.5027 | 4.0348 | 3.7492 | 3.5281 | 3.5749 | 3.1775 | 2.729 | 2.3942 | 2.3783 | 2.397 | 3.4866 | 3.8081 | 3.9161 | 3.3795 | 3.5946
Portfolio Adjusted1-in-10Size: Over 200kWAll2021August Monthly Peak | Portfolio Adjusted | 1-in-10 | Size: Over 200kW | All | 2021 | August Monthly Peak | 8 | 146.1483 | 141.9859 | 137.7147 | 137.4925 | 147.1575 | 172.6226 | 201.7827 | 225.251 | 242.9352 | 253.9644 | 264.1296 | 265.2683 | 261.2731 | 262.8685 | 256.5723 | 242.5421 | 225.3446 | 208.676 | 198.3213 | 193.9386 | 189.1575 | 178.5872 | 165.8956 | 157.6219 | -1.0793 | -1.4096 | -0.95569 | -1.1463 | -1.611 | -1.62 | -2.1615 | -1.7655 | -1.8272 | -2.1622 | -2.0366 | -2.3871 | -1.6722 | -0.20608 | 5.5094 | 6.1014 | 5.8371 | 5.4748 | 2.2895 | 0.73214 | 0.18466 | 0.68642 | 0.58068 | 0.52811 | 75.9239 | 75.0588 | 74.1591 | 73.4159 | 72.7852 | 72.2332 | 71.8225 | 71.9128 | 74.5101 | 78.8349 | 83.1383 | 87.3694 | 90.6591 | 93.1191 | 94.3725 | 94.5853 | 94.2502 | 93.1453 | 92.0618 | 89.5223 | 85.5118 | 82.2594 | 80.0288 | 78.2559 | 3.953 | 3.8268 | 3.9822 | 3.7363 | 3.7025 | 3.6587 | 4.0969 | 4.0011 | 4.7638 | 4.8158 | 4.3382 | 4.0627 | 3.8391 | 3.9045 | 3.4691 | 2.9383 | 2.5452 | 2.5057 | 2.5039 | 3.655 | 3.953 | 4.0179 | 3.4656 | 3.6736
Portfolio Adjusted1-in-10Size: Over 200kWAll2021September Monthly Peak | Portfolio Adjusted | 1-in-10 | Size: Over 200kW | All | 2021 | September Monthly Peak | 9 | 147.9519 | 143.8031 | 138.9364 | 139.5931 | 149.8403 | 176.9986 | 210.1918 | 236.1973 | 259.0093 | 272.0995 | 282.5213 | 283.454 | 279.5001 | 281.3175 | 273.8942 | 256.8685 | 237.2998 | 218.7635 | 208.5076 | 205.1532 | 195.7923 | 183.6642 | 169.7836 | 160.423 | -1.181 | -1.5706 | -1.059 | -1.0935 | -1.5816 | -1.6888 | -2.516 | -1.845 | -1.9224 | -2.321 | -2.476 | -2.9875 | -2.2127 | -0.7933 | 5.3426 | 6.1307 | 5.7042 | 5.4151 | 2.4079 | 0.60697 | -0.046828 | 0.57648 | 0.49452 | 0.48792 | 78.3009 | 77.123 | 76.0624 | 75.5068 | 74.5437 | 73.7202 | 73.3304 | 73.3373 | 75.5329 | 80.0536 | 85.063 | 90.0466 | 94.0241 | 96.7619 | 97.7649 | 97.7944 | 97.2619 | 96.0084 | 94.3076 | 91.4868 | 87.5526 | 84.0763 | 81.6205 | 79.8077 | 4.1039 | 3.9769 | 4.1331 | 3.9132 | 3.8898 | 3.8547 | 4.385 | 4.3159 | 5.24 | 5.3279 | 4.8018 | 4.4934 | 4.2524 | 4.3216 | 3.828 | 3.2115 | 2.7561 | 2.7014 | 2.7014 | 3.9887 | 4.2249 | 4.2678 | 3.6603 | 3.8541
Portfolio Adjusted1-in-10Size: Over 200kWAll2021October Monthly Peak | Portfolio Adjusted | 1-in-10 | Size: Over 200kW | All | 2021 | October Monthly Peak | 10 | 126.1529 | 123.172 | 118.8511 | 118.9191 | 127.373 | 150.6305 | 180.9426 | 201.0478 | 215.3947 | 224.7412 | 233.6024 | 237.3271 | 237.4779 | 239.6409 | 233.2819 | 218.8003 | 203.2721 | 194.4194 | 184.2035 | 175.7537 | 167.2818 | 157.5677 | 145.6471 | 138.4434 | -0.61266 | -0.88462 | -0.58128 | -0.98095 | -1.3575 | -1.2668 | -1.4915 | -1.4926 | -1.5306 | -1.8988 | -1.4316 | -1.5949 | -0.93728 | 0.49409 | 5.5068 | 5.7518 | 5.7362 | 5.3442 | 2.0599 | 0.88987 | 0.45689 | 0.81416 | 0.67971 | 0.57384 | 73.8613 | 73.2338 | 72.5309 | 71.261 | 70.2782 | 69.5138 | 69.1772 | 68.9322 | 69.8558 | 73.5161 | 78.1125 | 82.9325 | 86.7447 | 89.2002 | 90.2175 | 90.3344 | 89.461 | 87.7344 | 85.0699 | 81.7967 | 78.7064 | 76.6754 | 75.1611 | 73.7984 | 3.3652 | 3.2892 | 3.4129 | 3.2133 | 3.1899 | 3.1689 | 3.6693 | 3.5481 | 4.1846 | 4.2218 | 3.806 | 3.6002 | 3.4632 | 3.5292 | 3.1245 | 2.6226 | 2.2669 | 2.306 | 2.289 | 3.2979 | 3.4798 | 3.5392 | 3.0295 | 3.2257
Portfolio Adjusted1-in-10Size: Over 200kWAll2021November Monthly Peak | Portfolio Adjusted | 1-in-10 | Size: Over 200kW | All | 2021 | November Monthly Peak | 11 | 127.766 | 124.5907 | 120.4166 | 119.8518 | 128.3128 | 150.6219 | 176.7179 | 194.8956 | 207.1719 | 213.8539 | 220.7224 | 223.3207 | 222.199 | 223.8663 | 217.5168 | 203.6696 | 190.9945 | 184.7939 | 175.8085 | 168.4861 | 162.0322 | 154.2757 | 142.5539 | 135.6995 | 0.0033212 | -0.16011 | -0.067688 | -1.0996 | -1.4122 | -1.0025 | -0.35895 | -1.3402 | -1.3682 | -1.7861 | -0.37428 | -0.059633 | 0.61738 | 2.3124 | 6.6388 | 6.1924 | 6.7764 | 5.9924 | 1.8923 | 1.4447 | 1.2353 | 1.2854 | 1.0515 | 0.7595 | 63.3952 | 62.1005 | 61.3116 | 60.2121 | 59.3096 | 58.5553 | 58.2105 | 58.5263 | 60.6507 | 64.9606 | 70.2887 | 74.5406 | 77.2911 | 78.9075 | 79.9219 | 79.9585 | 78.7011 | 76.3611 | 73.7296 | 70.9893 | 68.8402 | 67.2056 | 65.605 | 64.7288 | 3.6311 | 3.5419 | 3.6876 | 3.4564 | 3.4331 | 3.3873 | 3.8263 | 3.6783 | 4.3172 | 4.2866 | 3.8404 | 3.6185 | 3.4566 | 3.5135 | 3.1074 | 2.6008 | 2.2715 | 2.3356 | 2.3269 | 3.369 | 3.5909 | 3.6932 | 3.1648 | 3.3782
Portfolio Adjusted1-in-10Size: Over 200kWAll2021December Monthly Peak | Portfolio Adjusted | 1-in-10 | Size: Over 200kW | All | 2021 | December Monthly Peak | 12 | 124.4074 | 121.1411 | 117.8087 | 118.3443 | 127.0107 | 149.0743 | 177.5933 | 193.5148 | 202.3129 | 202.6296 | 202.4544 | 198.6265 | 193.3638 | 191.156 | 184.0153 | 174.0217 | 167.1244 | 165.5774 | 160.6593 | 156.7464 | 151.5676 | 144.8397 | 135.9255 | 130.2978 | 0.028164 | -0.13256 | -0.049879 | -1.0712 | -1.3851 | -0.97807 | -0.34449 | -1.3125 | -1.3261 | -1.6794 | -0.33611 | -0.046568 | 0.54496 | 1.9937 | 5.6603 | 5.3145 | 5.9383 | 5.3747 | 1.7335 | 1.3556 | 1.17 | 1.2122 | 1.0157 | 0.741 | 44.6544 | 43.9968 | 43.3449 | 42.9131 | 42.4364 | 41.6285 | 41.7178 | 41.7704 | 42.521 | 44.6477 | 47.2343 | 49.4123 | 50.7369 | 51.115 | 51.4325 | 51.579 | 51.0315 | 49.6629 | 48.0201 | 47.0378 | 46.1598 | 45.285 | 44.6872 | 44.2319 | 3.5286 | 3.4324 | 3.5887 | 3.3936 | 3.3807 | 3.3491 | 3.8273 | 3.6344 | 4.1777 | 4.0418 | 3.5092 | 3.2094 | 3.0051 | 3.0017 | 2.6252 | 2.23 | 1.998 | 2.1042 | 2.1372 | 3.1522 | 3.3679 | 3.4533 | 3.0122 | 3.2342
Portfolio Adjusted1-in-10Size: Over 200kWAll2021Typical Event Day | Portfolio Adjusted | 1-in-10 | Size: Over 200kW | All | 2021 | Typical Event Day | 8 | 145.2997 | 141.1858 | 136.9505 | 136.7516 | 146.3566 | 171.5168 | 200.2556 | 223.0513 | 240.06 | 250.7447 | 260.6455 | 261.7732 | 257.7554 | 259.4271 | 253.2431 | 239.5504 | 222.6859 | 206.3731 | 196.2213 | 191.9662 | 187.4661 | 177.2339 | 164.7034 | 156.5798 | -0.91509 | -1.2427 | -0.83522 | -1.0983 | -1.5548 | -1.5283 | -1.991 | -1.6928 | -1.7709 | -2.1234 | -1.9088 | -2.2129 | -1.495 | -0.01909 | 5.5757 | 6.1014 | 5.8917 | 5.4648 | 2.2178 | 0.77594 | 0.26663 | 0.75151 | 0.64761 | 0.57958 | 74.965 | 73.906 | 72.918 | 72.1459 | 71.2946 | 70.5623 | 70.1978 | 70.5918 | 73.3785 | 77.9404 | 82.6769 | 86.9125 | 89.9794 | 92.2347 | 93.5331 | 93.8434 | 93.8959 | 92.8828 | 91.4349 | 89.0367 | 85.3369 | 81.8869 | 79.5468 | 77.7865 | 3.9002 | 3.779 | 3.9378 | 3.7 | 3.6658 | 3.616 | 4.0494 | 3.9434 | 4.6928 | 4.7414 | 4.2688 | 3.9961 | 3.7732 | 3.8384 | 3.409 | 2.8872 | 2.4994 | 2.462 | 2.4594 | 3.6047 | 3.9051 | 3.9728 | 3.4286 | 3.6365
Portfolio Adjusted1-in-10Size: Over 200kWAll2022January Monthly Peak | Portfolio Adjusted | 1-in-10 | Size: Over 200kW | All | 2022 | January Monthly Peak | 1 | 129.5757 | 125.6732 | 122.144 | 122.8695 | 132.2262 | 157.4735 | 191.4644 | 211.4955 | 221.1155 | 220.846 | 220.7558 | 216.8938 | 212.0881 | 210.3658 | 202.1975 | 190.2266 | 180.2015 | 177.6136 | 173.3191 | 169.497 | 163.2908 | 155.2919 | 145.6285 | 138.8104 | 0.020183 | -0.14912 | -0.057384 | -1.1215 | -1.4497 | -1.0359 | -0.37191 | -1.4408 | -1.4469 | -1.8326 | -0.36144 | -0.047449 | 0.60248 | 2.1904 | 6.2032 | 5.7933 | 6.3991 | 5.7577 | 1.8735 | 1.4692 | 1.2629 | 1.303 | 1.0915 | 0.7923 | 42.0527 | 41.8327 | 41.1478 | 40.4739 | 40.0341 | 39.5612 | 39.0756 | 38.7183 | 39.3009 | 42.07 | 44.7916 | 47.1827 | 48.832 | 49.9629 | 50.9097 | 51.2269 | 50.845 | 49.7139 | 47.8831 | 46.7717 | 45.7751 | 45.3617 | 44.8291 | 44.1845 | 3.6865 | 3.5752 | 3.738 | 3.5521 | 3.5395 | 3.5483 | 4.146 | 3.9934 | 4.5895 | 4.4272 | 3.846 | 3.5183 | 3.3086 | 3.3173 | 2.8966 | 2.4465 | 2.1576 | 2.261 | 2.3088 | 3.4139 | 3.6342 | 3.7088 | 3.236 | 3.4564
Portfolio Adjusted1-in-10Size: Over 200kWAll2022February Monthly Peak | Portfolio Adjusted | 1-in-10 | Size: Over 200kW | All | 2022 | February Monthly Peak | 2 | 123.8294 | 120.4977 | 116.8449 | 117.2621 | 125.999 | 149.0407 | 179.4029 | 195.7325 | 203.6463 | 205.0362 | 207.1219 | 206.2101 | 203.1296 | 203.1888 | 196.4045 | 185.1415 | 174.7897 | 171.5344 | 166.1779 | 161.2996 | 155.8495 | 148.9885 | 139.3968 | 133.3229 | 0.012125 | -0.14681 | -0.058231 | -1.0666 | -1.3772 | -0.97666 | -0.35073 | -1.3273 | -1.3328 | -1.6968 | -0.34706 | -0.051801 | 0.56621 | 2.1165 | 6.0414 | 5.6614 | 6.2173 | 5.57 | 1.7831 | 1.3824 | 1.1967 | 1.2452 | 1.0394 | 0.75777 | 48.6334 | 48.2299 | 47.7988 | 47.2279 | 46.8391 | 46.4002 | 45.7873 | 46.0387 | 47.2899 | 50.7693 | 54.197 | 57.3673 | 59.2857 | 60.3034 | 60.9392 | 61.1575 | 60.186 | 59.1996 | 57.2741 | 55.2202 | 53.8431 | 52.548 | 51.5487 | 50.169 | 3.5162 | 3.4214 | 3.5665 | 3.3692 | 3.3544 | 3.3404 | 3.868 | 3.6754 | 4.1993 | 4.0766 | 3.5781 | 3.3174 | 3.1406 | 3.1747 | 2.7921 | 2.3625 | 2.0799 | 2.1709 | 2.2034 | 3.223 | 3.4483 | 3.5482 | 3.0847 | 3.3106
Portfolio Adjusted1-in-10Size: Over 200kWAll2022March Monthly Peak | Portfolio Adjusted | 1-in-10 | Size: Over 200kW | All | 2022 | March Monthly Peak | 3 | 126.9327 | 123.1959 | 119.2093 | 118.1082 | 125.6911 | 146.994 | 172.8692 | 190.6323 | 201.6192 | 207.0704 | 214.1029 | 216.9794 | 216.3404 | 219.5445 | 214.3983 | 202.9638 | 189.7331 | 177.4392 | 169.3956 | 167.568 | 163.6762 | 156.1962 | 144.4584 | 136.8267 | 0.0020402 | -0.15573 | -0.066289 | -1.0725 | -1.3764 | -0.95939 | -0.34663 | -1.2946 | -1.3384 | -1.7186 | -0.37013 | -0.062844 | 0.58763 | 2.2823 | 6.5947 | 6.2165 | 6.7401 | 5.7626 | 1.8012 | 1.4186 | 1.249 | 1.298 | 1.0694 | 0.77242 | 60.3474 | 59.0354 | 58.1583 | 57.5767 | 56.5483 | 55.554 | 54.9109 | 55.5546 | 58.9878 | 63.8395 | 68.9869 | 73.3941 | 76.4205 | 78.0356 | 78.7383 | 79.2659 | 78.838 | 77.4292 | 74.799 | 71.3502 | 68.2448 | 65.3653 | 63.0978 | 61.3282 | 3.5905 | 3.4835 | 3.6328 | 3.3727 | 3.3336 | 3.2682 | 3.7042 | 3.5541 | 4.1371 | 4.0888 | 3.6746 | 3.4727 | 3.3242 | 3.4029 | 3.0284 | 2.5689 | 2.2404 | 2.227 | 2.2345 | 3.3226 | 3.6045 | 3.7082 | 3.1857 | 3.3836
Portfolio Adjusted1-in-10Size: Over 200kWAll2022April Monthly Peak | Portfolio Adjusted | 1-in-10 | Size: Over 200kW | All | 2022 | April Monthly Peak | 4 | 130.2028 | 126.4225 | 122.1428 | 120.9659 | 128.6391 | 150.8555 | 178.0632 | 199.0624 | 213.8899 | 222.6828 | 232.2652 | 236.3527 | 236.6789 | 240.2666 | 234.8291 | 221.5225 | 205.8354 | 191.0113 | 180.9408 | 177.7388 | 172.0773 | 162.7848 | 149.8389 | 141.3731 | -0.42431 | -0.67903 | -0.43245 | -0.99723 | -1.3536 | -1.166 | -1.1633 | -1.422 | -1.478 | -1.8674 | -1.1664 | -1.2046 | -0.52882 | 1.0084 | 5.9665 | 6.0661 | 6.1865 | 5.48 | 1.9783 | 1.0442 | 0.67786 | 0.97232 | 0.81161 | 0.64944 | 70.4727 | 69.0205 | 67.4366 | 66.1694 | 65.17 | 64.2448 | 63.626 | 63.7104 | 66.8209 | 72.4277 | 78.1483 | 83.4896 | 86.95 | 88.9221 | 89.6605 | 90.0621 | 89.8594 | 88.9679 | 87.1355 | 83.4111 | 78.6816 | 74.8632 | 72.2774 | 70.325 | 3.4608 | 3.361 | 3.5012 | 3.2533 | 3.2124 | 3.1545 | 3.5898 | 3.4922 | 4.1365 | 4.1546 | 3.7645 | 3.5722 | 3.4361 | 3.5186 | 3.131 | 2.6426 | 2.2859 | 2.2541 | 2.2424 | 3.3205 | 3.5691 | 3.641 | 3.1094 | 3.2855
Portfolio Adjusted1-in-10Size: Over 200kWAll2022May Monthly Peak | Portfolio Adjusted | 1-in-10 | Size: Over 200kW | All | 2022 | May Monthly Peak | 5 | 134.15 | 130.6636 | 125.9105 | 125.2755 | 133.8375 | 156.6814 | 183.2783 | 208.3852 | 226.7874 | 237.4861 | 247.5282 | 250.8828 | 249.7377 | 252.1145 | 246.1204 | 230.7955 | 214.0642 | 198.0181 | 187.0451 | 181.4907 | 177.0242 | 167.6932 | 155.2064 | 146.8749 | -0.60495 | -0.87117 | -0.57174 | -1.0487 | -1.439 | -1.2943 | -1.4096 | -1.5405 | -1.6357 | -2.0099 | -1.4181 | -1.5363 | -0.846 | 0.71664 | 5.9814 | 6.1723 | 6.1762 | 5.5561 | 2.0734 | 0.96637 | 0.56434 | 0.90884 | 0.76411 | 0.62881 | 70.8978 | 69.5515 | 68.1605 | 67.2173 | 66.4344 | 65.5359 | 65.316 | 65.6487 | 69.1531 | 75.0911 | 80.7525 | 85.0569 | 88.0235 | 90.0099 | 91.462 | 92.1127 | 91.8068 | 90.8072 | 88.8902 | 86.2479 | 82.8018 | 78.9054 | 76.0757 | 73.7356 | 3.5459 | 3.4526 | 3.5848 | 3.3525 | 3.3205 | 3.2588 | 3.6638 | 3.6385 | 4.3777 | 4.4254 | 4.0122 | 3.7891 | 3.6239 | 3.6946 | 3.2822 | 2.7517 | 2.375 | 2.3334 | 2.3116 | 3.3731 | 3.6355 | 3.72 | 3.1966 | 3.3836
Portfolio Adjusted1-in-10Size: Over 200kWAll2022June Monthly Peak | Portfolio Adjusted | 1-in-10 | Size: Over 200kW | All | 2022 | June Monthly Peak | 6 | 141.0538 | 137.3582 | 132.6912 | 132.0581 | 140.5758 | 163.2352 | 189.1373 | 212.0466 | 228.2973 | 238.4272 | 248.0667 | 248.8716 | 244.6135 | 245.9797 | 240.4821 | 228.7391 | 213.6868 | 198.6976 | 189.7134 | 183.7251 | 180.6077 | 172.4174 | 160.2027 | 152.3204 | -0.62603 | -0.90254 | -0.59479 | -1.0728 | -1.489 | -1.3401 | -1.4899 | -1.559 | -1.6725 | -2.0225 | -1.4685 | -1.5997 | -0.91299 | 0.61405 | 5.7987 | 6.1092 | 6.1095 | 5.5498 | 2.0845 | 0.93993 | 0.55306 | 0.93017 | 0.79801 | 0.67297 | 71.6446 | 70.3569 | 69.2687 | 68.25 | 67.0974 | 66.1242 | 65.8173 | 66.9532 | 70.3889 | 75.24 | 80.293 | 84.5134 | 87.2456 | 89.3078 | 90.6787 | 91.1542 | 91.6879 | 90.961 | 89.7796 | 87.723 | 84.0171 | 79.9213 | 77.3027 | 75.2922 | 3.7252 | 3.6253 | 3.7712 | 3.5251 | 3.4761 | 3.3925 | 3.7856 | 3.7151 | 4.4292 | 4.4767 | 4.0481 | 3.7692 | 3.5457 | 3.6011 | 3.2013 | 2.7245 | 2.3679 | 2.3377 | 2.3447 | 3.4043 | 3.7132 | 3.8211 | 3.2959 | 3.5037
Portfolio Adjusted1-in-10Size: Over 200kWAll2022July Monthly Peak | Portfolio Adjusted | 1-in-10 | Size: Over 200kW | All | 2022 | July Monthly Peak | 7 | 144.8376 | 140.5789 | 136.4155 | 136.4103 | 145.5274 | 169.4124 | 195.3835 | 216.5695 | 230.5464 | 239.543 | 247.5645 | 247.5276 | 243.1488 | 244.0801 | 238.5176 | 228.5387 | 215.1441 | 201.1068 | 192.697 | 187.088 | 184.0316 | 175.549 | 163.1128 | 155.2405 | -0.78608 | -1.1024 | -0.73632 | -1.0708 | -1.5176 | -1.4479 | -1.8062 | -1.6068 | -1.6905 | -2.0243 | -1.7171 | -1.951 | -1.2677 | 0.1715 | 5.4187 | 5.9182 | 5.8286 | 5.4093 | 2.139 | 0.80376 | 0.34644 | 0.81164 | 0.70609 | 0.6264 | 73.9908 | 73.0853 | 72.1817 | 71.4108 | 70.7519 | 70.1717 | 69.8211 | 70.164 | 73.0821 | 77.633 | 82.2133 | 85.7205 | 87.9888 | 89.75 | 91.3164 | 91.8396 | 92.3837 | 91.4164 | 89.5904 | 87.4146 | 84.2661 | 81.2908 | 79.2352 | 77.79 | 3.8567 | 3.7348 | 3.8977 | 3.6676 | 3.6251 | 3.5552 | 3.9398 | 3.8112 | 4.4828 | 4.5027 | 4.0348 | 3.7492 | 3.5281 | 3.5749 | 3.1775 | 2.729 | 2.3942 | 2.3783 | 2.397 | 3.4866 | 3.8081 | 3.9161 | 3.3795 | 3.5946
Portfolio Adjusted1-in-10Size: Over 200kWAll2022August Monthly Peak | Portfolio Adjusted | 1-in-10 | Size: Over 200kW | All | 2022 | August Monthly Peak | 8 | 146.1483 | 141.9859 | 137.7147 | 137.4925 | 147.1575 | 172.6226 | 201.7827 | 225.251 | 242.9352 | 253.9644 | 264.1296 | 265.2683 | 261.2731 | 262.8685 | 256.5723 | 242.5421 | 225.3446 | 208.676 | 198.3213 | 193.9386 | 189.1575 | 178.5872 | 165.8956 | 157.6219 | -1.0793 | -1.4096 | -0.95569 | -1.1463 | -1.611 | -1.62 | -2.1615 | -1.7655 | -1.8272 | -2.1622 | -2.0366 | -2.3871 | -1.6722 | -0.20608 | 5.5094 | 6.1014 | 5.8371 | 5.4748 | 2.2895 | 0.73214 | 0.18466 | 0.68642 | 0.58068 | 0.52811 | 75.9239 | 75.0588 | 74.1591 | 73.4159 | 72.7852 | 72.2332 | 71.8225 | 71.9128 | 74.5101 | 78.835 | 83.1383 | 87.3694 | 90.6591 | 93.1191 | 94.3725 | 94.5853 | 94.2502 | 93.1453 | 92.0618 | 89.5223 | 85.5118 | 82.2594 | 80.0288 | 78.2559 | 3.953 | 3.8268 | 3.9822 | 3.7363 | 3.7025 | 3.6587 | 4.0969 | 4.0011 | 4.7638 | 4.8158 | 4.3382 | 4.0627 | 3.8391 | 3.9045 | 3.4691 | 2.9383 | 2.5452 | 2.5057 | 2.5039 | 3.655 | 3.953 | 4.0179 | 3.4656 | 3.6736
Portfolio Adjusted1-in-10Size: Over 200kWAll2022September Monthly Peak | Portfolio Adjusted | 1-in-10 | Size: Over 200kW | All | 2022 | September Monthly Peak | 9 | 147.9519 | 143.8031 | 138.9364 | 139.5931 | 149.8403 | 176.9986 | 210.1918 | 236.1973 | 259.0093 | 272.0995 | 282.5213 | 283.454 | 279.5001 | 281.3175 | 273.8942 | 256.8685 | 237.2998 | 218.7635 | 208.5076 | 205.1532 | 195.7923 | 183.6642 | 169.7836 | 160.423 | -1.181 | -1.5706 | -1.059 | -1.0935 | -1.5816 | -1.6888 | -2.516 | -1.845 | -1.9224 | -2.321 | -2.476 | -2.9875 | -2.2127 | -0.7933 | 5.3426 | 6.1307 | 5.7042 | 5.4151 | 2.4079 | 0.60697 | -0.046828 | 0.57648 | 0.49452 | 0.48792 | 78.3009 | 77.123 | 76.0624 | 75.5068 | 74.5437 | 73.7202 | 73.3304 | 73.3373 | 75.5329 | 80.0536 | 85.063 | 90.0466 | 94.0241 | 96.7619 | 97.7649 | 97.7944 | 97.2619 | 96.0084 | 94.3076 | 91.4868 | 87.5526 | 84.0763 | 81.6205 | 79.8077 | 4.1039 | 3.9769 | 4.1331 | 3.9132 | 3.8898 | 3.8547 | 4.385 | 4.3159 | 5.24 | 5.3279 | 4.8018 | 4.4934 | 4.2524 | 4.3216 | 3.828 | 3.2115 | 2.7561 | 2.7014 | 2.7014 | 3.9887 | 4.2249 | 4.2678 | 3.6603 | 3.8541
Portfolio Adjusted1-in-10Size: Over 200kWAll2022October Monthly Peak | Portfolio Adjusted | 1-in-10 | Size: Over 200kW | All | 2022 | October Monthly Peak | 10 | 126.1529 | 123.1721 | 118.8511 | 118.9191 | 127.373 | 150.6305 | 180.9426 | 201.0478 | 215.3947 | 224.7412 | 233.6024 | 237.3271 | 237.4779 | 239.6409 | 233.2819 | 218.8002 | 203.2721 | 194.4194 | 184.2035 | 175.7537 | 167.2818 | 157.5677 | 145.6471 | 138.4434 | -0.61266 | -0.88462 | -0.58128 | -0.98095 | -1.3575 | -1.2668 | -1.4915 | -1.4926 | -1.5306 | -1.8988 | -1.4316 | -1.5949 | -0.93728 | 0.49409 | 5.5068 | 5.7518 | 5.7362 | 5.3442 | 2.0599 | 0.88987 | 0.45689 | 0.81416 | 0.67971 | 0.57384 | 73.8612 | 73.2338 | 72.5309 | 71.261 | 70.2782 | 69.5138 | 69.1772 | 68.9322 | 69.8558 | 73.5161 | 78.1125 | 82.9325 | 86.7448 | 89.2002 | 90.2175 | 90.3344 | 89.461 | 87.7344 | 85.0699 | 81.7967 | 78.7064 | 76.6754 | 75.1611 | 73.7984 | 3.3652 | 3.2892 | 3.4129 | 3.2133 | 3.1899 | 3.1689 | 3.6693 | 3.5481 | 4.1846 | 4.2218 | 3.806 | 3.6002 | 3.4632 | 3.5292 | 3.1245 | 2.6226 | 2.2669 | 2.306 | 2.289 | 3.2979 | 3.4798 | 3.5392 | 3.0295 | 3.2257
Portfolio Adjusted1-in-10Size: Over 200kWAll2022November Monthly Peak | Portfolio Adjusted | 1-in-10 | Size: Over 200kW | All | 2022 | November Monthly Peak | 11 | 127.766 | 124.5907 | 120.4166 | 119.8518 | 128.3128 | 150.6219 | 176.7179 | 194.8956 | 207.1719 | 213.8539 | 220.7224 | 223.3207 | 222.199 | 223.8663 | 217.5168 | 203.6696 | 190.9945 | 184.7939 | 175.8085 | 168.4861 | 162.0322 | 154.2757 | 142.5539 | 135.6995 | 0.0033211 | -0.16011 | -0.067688 | -1.0996 | -1.4122 | -1.0025 | -0.35895 | -1.3402 | -1.3682 | -1.7861 | -0.37428 | -0.059633 | 0.61738 | 2.3124 | 6.6388 | 6.1924 | 6.7764 | 5.9924 | 1.8923 | 1.4447 | 1.2353 | 1.2854 | 1.0515 | 0.7595 | 63.3952 | 62.1005 | 61.3116 | 60.2121 | 59.3096 | 58.5553 | 58.2105 | 58.5263 | 60.6507 | 64.9606 | 70.2887 | 74.5406 | 77.2911 | 78.9075 | 79.9219 | 79.9585 | 78.7011 | 76.3611 | 73.7296 | 70.9893 | 68.8402 | 67.2056 | 65.605 | 64.7288 | 3.6311 | 3.5419 | 3.6876 | 3.4564 | 3.4331 | 3.3873 | 3.8263 | 3.6783 | 4.3172 | 4.2866 | 3.8404 | 3.6185 | 3.4566 | 3.5135 | 3.1074 | 2.6008 | 2.2715 | 2.3356 | 2.3269 | 3.369 | 3.5909 | 3.6932 | 3.1648 | 3.3782
Portfolio Adjusted1-in-10Size: Over 200kWAll2022December Monthly Peak | Portfolio Adjusted | 1-in-10 | Size: Over 200kW | All | 2022 | December Monthly Peak | 12 | 124.4074 | 121.1411 | 117.8087 | 118.3443 | 127.0107 | 149.0743 | 177.5933 | 193.5148 | 202.3129 | 202.6296 | 202.4544 | 198.6265 | 193.3638 | 191.156 | 184.0153 | 174.0217 | 167.1244 | 165.5774 | 160.6593 | 156.7464 | 151.5676 | 144.8397 | 135.9255 | 130.2978 | 0.028164 | -0.13256 | -0.049879 | -1.0712 | -1.3851 | -0.97807 | -0.34449 | -1.3125 | -1.3261 | -1.6794 | -0.33611 | -0.046568 | 0.54496 | 1.9937 | 5.6603 | 5.3145 | 5.9383 | 5.3747 | 1.7335 | 1.3556 | 1.17 | 1.2122 | 1.0157 | 0.741 | 44.6544 | 43.9968 | 43.3449 | 42.9131 | 42.4364 | 41.6285 | 41.7178 | 41.7704 | 42.521 | 44.6477 | 47.2343 | 49.4123 | 50.7369 | 51.115 | 51.4325 | 51.579 | 51.0315 | 49.6629 | 48.0201 | 47.0378 | 46.1598 | 45.285 | 44.6872 | 44.2319 | 3.5286 | 3.4324 | 3.5887 | 3.3936 | 3.3807 | 3.3491 | 3.8273 | 3.6344 | 4.1777 | 4.0418 | 3.5092 | 3.2094 | 3.0051 | 3.0017 | 2.6252 | 2.23 | 1.998 | 2.1042 | 2.1372 | 3.1522 | 3.3679 | 3.4533 | 3.0122 | 3.2342
Portfolio Adjusted1-in-10Size: Over 200kWAll2022Typical Event Day | Portfolio Adjusted | 1-in-10 | Size: Over 200kW | All | 2022 | Typical Event Day | 8 | 145.2997 | 141.1858 | 136.9505 | 136.7516 | 146.3566 | 171.5168 | 200.2556 | 223.0513 | 240.06 | 250.7447 | 260.6455 | 261.7732 | 257.7554 | 259.4271 | 253.2431 | 239.5504 | 222.6859 | 206.3731 | 196.2213 | 191.9662 | 187.4661 | 177.2339 | 164.7034 | 156.5798 | -0.91509 | -1.2427 | -0.83522 | -1.0983 | -1.5548 | -1.5283 | -1.991 | -1.6928 | -1.7709 | -2.1234 | -1.9088 | -2.2129 | -1.495 | -0.01909 | 5.5757 | 6.1014 | 5.8917 | 5.4648 | 2.2178 | 0.77594 | 0.26663 | 0.75151 | 0.64761 | 0.57958 | 74.965 | 73.906 | 72.918 | 72.1459 | 71.2946 | 70.5623 | 70.1978 | 70.5918 | 73.3785 | 77.9404 | 82.6769 | 86.9125 | 89.9794 | 92.2347 | 93.5331 | 93.8434 | 93.8959 | 92.8828 | 91.4349 | 89.0367 | 85.3369 | 81.8869 | 79.5468 | 77.7864 | 3.9002 | 3.779 | 3.9378 | 3.7 | 3.6658 | 3.616 | 4.0494 | 3.9434 | 4.6928 | 4.7414 | 4.2688 | 3.9961 | 3.7732 | 3.8384 | 3.409 | 2.8872 | 2.4994 | 2.462 | 2.4594 | 3.6047 | 3.9051 | 3.9728 | 3.4286 | 3.6365
Portfolio Adjusted1-in-10Size: Over 200kWAll2023January Monthly Peak | Portfolio Adjusted | 1-in-10 | Size: Over 200kW | All | 2023 | January Monthly Peak | 1 | 129.5757 | 125.6732 | 122.144 | 122.8695 | 132.2262 | 157.4735 | 191.4644 | 211.4955 | 221.1155 | 220.846 | 220.7558 | 216.8938 | 212.0881 | 210.3657 | 202.1975 | 190.2266 | 180.2015 | 177.6136 | 173.3191 | 169.497 | 163.2908 | 155.2919 | 145.6285 | 138.8104 | 0.020183 | -0.14912 | -0.057384 | -1.1215 | -1.4497 | -1.0359 | -0.37191 | -1.4408 | -1.4469 | -1.8326 | -0.36144 | -0.047449 | 0.60248 | 2.1904 | 6.2032 | 5.7933 | 6.3991 | 5.7577 | 1.8735 | 1.4692 | 1.2629 | 1.303 | 1.0915 | 0.7923 | 42.0527 | 41.8327 | 41.1478 | 40.4739 | 40.0341 | 39.5612 | 39.0756 | 38.7183 | 39.3009 | 42.07 | 44.7916 | 47.1827 | 48.832 | 49.9629 | 50.9097 | 51.2269 | 50.845 | 49.7139 | 47.8831 | 46.7717 | 45.7751 | 45.3617 | 44.8291 | 44.1845 | 3.6865 | 3.5752 | 3.738 | 3.5521 | 3.5395 | 3.5483 | 4.146 | 3.9934 | 4.5895 | 4.4272 | 3.846 | 3.5183 | 3.3086 | 3.3173 | 2.8966 | 2.4465 | 2.1576 | 2.261 | 2.3088 | 3.4139 | 3.6342 | 3.7088 | 3.236 | 3.4564
Portfolio Adjusted1-in-10Size: Over 200kWAll2023February Monthly Peak | Portfolio Adjusted | 1-in-10 | Size: Over 200kW | All | 2023 | February Monthly Peak | 2 | 123.8294 | 120.4977 | 116.8449 | 117.2621 | 125.999 | 149.0407 | 179.4029 | 195.7325 | 203.6463 | 205.0362 | 207.1219 | 206.2101 | 203.1296 | 203.1888 | 196.4045 | 185.1415 | 174.7897 | 171.5344 | 166.1779 | 161.2996 | 155.8495 | 148.9885 | 139.3968 | 133.3229 | 0.012125 | -0.14681 | -0.058231 | -1.0666 | -1.3772 | -0.97666 | -0.35073 | -1.3273 | -1.3328 | -1.6968 | -0.34706 | -0.051801 | 0.56621 | 2.1165 | 6.0414 | 5.6614 | 6.2173 | 5.57 | 1.7831 | 1.3824 | 1.1967 | 1.2452 | 1.0394 | 0.75777 | 48.6334 | 48.2299 | 47.7988 | 47.2279 | 46.8391 | 46.4002 | 45.7873 | 46.0387 | 47.2899 | 50.7693 | 54.197 | 57.3673 | 59.2857 | 60.3034 | 60.9392 | 61.1575 | 60.186 | 59.1996 | 57.2741 | 55.2202 | 53.8431 | 52.548 | 51.5487 | 50.169 | 3.5162 | 3.4214 | 3.5665 | 3.3692 | 3.3544 | 3.3404 | 3.868 | 3.6754 | 4.1993 | 4.0766 | 3.5781 | 3.3174 | 3.1406 | 3.1747 | 2.7921 | 2.3625 | 2.0799 | 2.1709 | 2.2034 | 3.223 | 3.4483 | 3.5482 | 3.0847 | 3.3106
Portfolio Adjusted1-in-10Size: Over 200kWAll2023March Monthly Peak | Portfolio Adjusted | 1-in-10 | Size: Over 200kW | All | 2023 | March Monthly Peak | 3 | 126.9327 | 123.1959 | 119.2093 | 118.1082 | 125.6911 | 146.994 | 172.8692 | 190.6323 | 201.6192 | 207.0704 | 214.1029 | 216.9794 | 216.3404 | 219.5445 | 214.3983 | 202.9638 | 189.7331 | 177.4392 | 169.3956 | 167.568 | 163.6762 | 156.1962 | 144.4584 | 136.8267 | 0.0020402 | -0.15573 | -0.066289 | -1.0725 | -1.3764 | -0.95939 | -0.34663 | -1.2946 | -1.3384 | -1.7186 | -0.37013 | -0.062844 | 0.58763 | 2.2823 | 6.5947 | 6.2165 | 6.7401 | 5.7626 | 1.8012 | 1.4186 | 1.249 | 1.298 | 1.0694 | 0.77242 | 60.3474 | 59.0354 | 58.1583 | 57.5767 | 56.5483 | 55.554 | 54.9109 | 55.5546 | 58.9878 | 63.8395 | 68.9869 | 73.3941 | 76.4205 | 78.0356 | 78.7383 | 79.2659 | 78.838 | 77.4292 | 74.799 | 71.3502 | 68.2448 | 65.3653 | 63.0978 | 61.3282 | 3.5905 | 3.4835 | 3.6328 | 3.3727 | 3.3336 | 3.2682 | 3.7042 | 3.5541 | 4.1371 | 4.0888 | 3.6746 | 3.4727 | 3.3242 | 3.4029 | 3.0284 | 2.5689 | 2.2404 | 2.227 | 2.2345 | 3.3226 | 3.6045 | 3.7082 | 3.1857 | 3.3836
Portfolio Adjusted1-in-10Size: Over 200kWAll2023April Monthly Peak | Portfolio Adjusted | 1-in-10 | Size: Over 200kW | All | 2023 | April Monthly Peak | 4 | 130.2028 | 126.4225 | 122.1428 | 120.9659 | 128.6391 | 150.8555 | 178.0632 | 199.0624 | 213.8899 | 222.6828 | 232.2652 | 236.3527 | 236.6789 | 240.2666 | 234.8291 | 221.5225 | 205.8355 | 191.0113 | 180.9408 | 177.7388 | 172.0773 | 162.7848 | 149.8389 | 141.3731 | -0.42431 | -0.67903 | -0.43245 | -0.99723 | -1.3536 | -1.166 | -1.1633 | -1.422 | -1.478 | -1.8674 | -1.1664 | -1.2046 | -0.52882 | 1.0084 | 5.9665 | 6.0661 | 6.1865 | 5.48 | 1.9783 | 1.0442 | 0.67786 | 0.97232 | 0.81161 | 0.64944 | 70.4727 | 69.0205 | 67.4366 | 66.1694 | 65.17 | 64.2448 | 63.626 | 63.7104 | 66.8209 | 72.4277 | 78.1483 | 83.4896 | 86.95 | 88.9221 | 89.6605 | 90.0621 | 89.8593 | 88.9679 | 87.1355 | 83.4111 | 78.6816 | 74.8632 | 72.2774 | 70.325 | 3.4608 | 3.361 | 3.5012 | 3.2533 | 3.2124 | 3.1545 | 3.5898 | 3.4922 | 4.1365 | 4.1546 | 3.7645 | 3.5722 | 3.4361 | 3.5186 | 3.131 | 2.6426 | 2.2859 | 2.2541 | 2.2424 | 3.3205 | 3.5691 | 3.641 | 3.1094 | 3.2855
Portfolio Adjusted1-in-10Size: Over 200kWAll2023May Monthly Peak | Portfolio Adjusted | 1-in-10 | Size: Over 200kW | All | 2023 | May Monthly Peak | 5 | 134.15 | 130.6636 | 125.9105 | 125.2755 | 133.8375 | 156.6814 | 183.2783 | 208.3852 | 226.7874 | 237.4861 | 247.5282 | 250.8828 | 249.7377 | 252.1145 | 246.1204 | 230.7955 | 214.0642 | 198.0181 | 187.0451 | 181.4907 | 177.0242 | 167.6932 | 155.2064 | 146.8749 | -0.60495 | -0.87117 | -0.57174 | -1.0487 | -1.439 | -1.2943 | -1.4096 | -1.5405 | -1.6357 | -2.0099 | -1.4181 | -1.5363 | -0.846 | 0.71664 | 5.9814 | 6.1723 | 6.1762 | 5.5561 | 2.0734 | 0.96637 | 0.56434 | 0.90884 | 0.76411 | 0.62881 | 70.8978 | 69.5515 | 68.1605 | 67.2173 | 66.4344 | 65.5359 | 65.316 | 65.6487 | 69.1531 | 75.0911 | 80.7525 | 85.0569 | 88.0235 | 90.0099 | 91.462 | 92.1127 | 91.8068 | 90.8072 | 88.8902 | 86.2479 | 82.8018 | 78.9054 | 76.0757 | 73.7356 | 3.5459 | 3.4526 | 3.5848 | 3.3525 | 3.3205 | 3.2588 | 3.6638 | 3.6385 | 4.3777 | 4.4254 | 4.0122 | 3.7891 | 3.6239 | 3.6946 | 3.2822 | 2.7517 | 2.375 | 2.3334 | 2.3116 | 3.3731 | 3.6355 | 3.72 | 3.1966 | 3.3836
Portfolio Adjusted1-in-10Size: Over 200kWAll2023June Monthly Peak | Portfolio Adjusted | 1-in-10 | Size: Over 200kW | All | 2023 | June Monthly Peak | 6 | 141.0538 | 137.3582 | 132.6912 | 132.0581 | 140.5758 | 163.2352 | 189.1373 | 212.0466 | 228.2973 | 238.4272 | 248.0667 | 248.8716 | 244.6135 | 245.9797 | 240.4821 | 228.7391 | 213.6868 | 198.6976 | 189.7134 | 183.7251 | 180.6077 | 172.4174 | 160.2028 | 152.3204 | -0.62603 | -0.90254 | -0.59479 | -1.0728 | -1.489 | -1.3401 | -1.4899 | -1.559 | -1.6725 | -2.0225 | -1.4685 | -1.5997 | -0.91299 | 0.61405 | 5.7987 | 6.1092 | 6.1095 | 5.5498 | 2.0845 | 0.93993 | 0.55306 | 0.93017 | 0.79801 | 0.67297 | 71.6446 | 70.3569 | 69.2687 | 68.25 | 67.0974 | 66.1242 | 65.8173 | 66.9532 | 70.3889 | 75.24 | 80.293 | 84.5134 | 87.2456 | 89.3078 | 90.6788 | 91.1542 | 91.6879 | 90.961 | 89.7796 | 87.723 | 84.0171 | 79.9213 | 77.3027 | 75.2922 | 3.7252 | 3.6253 | 3.7712 | 3.5251 | 3.4761 | 3.3925 | 3.7856 | 3.7151 | 4.4292 | 4.4767 | 4.0481 | 3.7692 | 3.5457 | 3.6011 | 3.2013 | 2.7245 | 2.3679 | 2.3377 | 2.3447 | 3.4043 | 3.7131 | 3.8211 | 3.2959 | 3.5037
Portfolio Adjusted1-in-10Size: Over 200kWAll2023July Monthly Peak | Portfolio Adjusted | 1-in-10 | Size: Over 200kW | All | 2023 | July Monthly Peak | 7 | 144.8377 | 140.5789 | 136.4155 | 136.4103 | 145.5274 | 169.4124 | 195.3835 | 216.5695 | 230.5464 | 239.543 | 247.5645 | 247.5276 | 243.1488 | 244.0801 | 238.5176 | 228.5387 | 215.1441 | 201.1068 | 192.697 | 187.088 | 184.0316 | 175.549 | 163.1128 | 155.2405 | -0.78608 | -1.1024 | -0.73632 | -1.0708 | -1.5176 | -1.4479 | -1.8062 | -1.6068 | -1.6905 | -2.0243 | -1.7171 | -1.951 | -1.2677 | 0.1715 | 5.4187 | 5.9182 | 5.8286 | 5.4093 | 2.139 | 0.80376 | 0.34644 | 0.81164 | 0.70609 | 0.6264 | 73.9908 | 73.0853 | 72.1817 | 71.4108 | 70.7519 | 70.1717 | 69.8211 | 70.164 | 73.0821 | 77.633 | 82.2133 | 85.7205 | 87.9888 | 89.75 | 91.3164 | 91.8396 | 92.3837 | 91.4164 | 89.5904 | 87.4146 | 84.2661 | 81.2908 | 79.2352 | 77.79 | 3.8567 | 3.7348 | 3.8977 | 3.6676 | 3.6251 | 3.5552 | 3.9398 | 3.8112 | 4.4828 | 4.5027 | 4.0348 | 3.7492 | 3.5281 | 3.5749 | 3.1775 | 2.729 | 2.3942 | 2.3783 | 2.397 | 3.4866 | 3.8081 | 3.9161 | 3.3795 | 3.5946
Portfolio Adjusted1-in-10Size: Over 200kWAll2023August Monthly Peak | Portfolio Adjusted | 1-in-10 | Size: Over 200kW | All | 2023 | August Monthly Peak | 8 | 146.1483 | 141.9859 | 137.7147 | 137.4925 | 147.1575 | 172.6226 | 201.7827 | 225.251 | 242.9352 | 253.9644 | 264.1296 | 265.2683 | 261.2731 | 262.8685 | 256.5723 | 242.5421 | 225.3446 | 208.676 | 198.3213 | 193.9386 | 189.1575 | 178.5872 | 165.8956 | 157.6219 | -1.0793 | -1.4096 | -0.95569 | -1.1463 | -1.611 | -1.62 | -2.1615 | -1.7655 | -1.8272 | -2.1622 | -2.0366 | -2.3871 | -1.6722 | -0.20608 | 5.5094 | 6.1014 | 5.8371 | 5.4748 | 2.2895 | 0.73214 | 0.18466 | 0.68642 | 0.58068 | 0.52811 | 75.9239 | 75.0588 | 74.1591 | 73.4159 | 72.7852 | 72.2332 | 71.8225 | 71.9128 | 74.5101 | 78.835 | 83.1383 | 87.3694 | 90.6591 | 93.1191 | 94.3725 | 94.5853 | 94.2502 | 93.1454 | 92.0618 | 89.5223 | 85.5118 | 82.2594 | 80.0288 | 78.2559 | 3.953 | 3.8268 | 3.9822 | 3.7363 | 3.7025 | 3.6587 | 4.0969 | 4.0011 | 4.7638 | 4.8158 | 4.3382 | 4.0627 | 3.8391 | 3.9045 | 3.4691 | 2.9383 | 2.5452 | 2.5057 | 2.5039 | 3.655 | 3.953 | 4.0179 | 3.4656 | 3.6736
Portfolio Adjusted1-in-10Size: Over 200kWAll2023September Monthly Peak | Portfolio Adjusted | 1-in-10 | Size: Over 200kW | All | 2023 | September Monthly Peak | 9 | 147.9519 | 143.8031 | 138.9364 | 139.5931 | 149.8403 | 176.9986 | 210.1918 | 236.1973 | 259.0093 | 272.0995 | 282.5213 | 283.454 | 279.5001 | 281.3175 | 273.8942 | 256.8685 | 237.2998 | 218.7635 | 208.5076 | 205.1532 | 195.7923 | 183.6642 | 169.7836 | 160.423 | -1.181 | -1.5706 | -1.059 | -1.0935 | -1.5816 | -1.6888 | -2.516 | -1.845 | -1.9224 | -2.321 | -2.476 | -2.9875 | -2.2127 | -0.7933 | 5.3426 | 6.1307 | 5.7042 | 5.4151 | 2.4079 | 0.60697 | -0.046828 | 0.57648 | 0.49452 | 0.48792 | 78.3009 | 77.123 | 76.0624 | 75.5068 | 74.5437 | 73.7202 | 73.3304 | 73.3373 | 75.5329 | 80.0536 | 85.063 | 90.0466 | 94.0241 | 96.7619 | 97.7649 | 97.7944 | 97.2619 | 96.0084 | 94.3076 | 91.4868 | 87.5526 | 84.0763 | 81.6205 | 79.8077 | 4.1039 | 3.9769 | 4.1331 | 3.9132 | 3.8898 | 3.8547 | 4.385 | 4.3159 | 5.24 | 5.3279 | 4.8018 | 4.4934 | 4.2524 | 4.3216 | 3.828 | 3.2115 | 2.7561 | 2.7014 | 2.7014 | 3.9887 | 4.2249 | 4.2678 | 3.6603 | 3.8541
Portfolio Adjusted1-in-10Size: Over 200kWAll2023October Monthly Peak | Portfolio Adjusted | 1-in-10 | Size: Over 200kW | All | 2023 | October Monthly Peak | 10 | 126.1529 | 123.1721 | 118.8511 | 118.9191 | 127.373 | 150.6305 | 180.9426 | 201.0478 | 215.3947 | 224.7412 | 233.6024 | 237.3271 | 237.4779 | 239.6409 | 233.2819 | 218.8003 | 203.2721 | 194.4194 | 184.2035 | 175.7537 | 167.2818 | 157.5677 | 145.6471 | 138.4434 | -0.61266 | -0.88462 | -0.58128 | -0.98095 | -1.3575 | -1.2668 | -1.4915 | -1.4926 | -1.5306 | -1.8988 | -1.4316 | -1.5949 | -0.93728 | 0.49409 | 5.5068 | 5.7518 | 5.7362 | 5.3442 | 2.0599 | 0.88987 | 0.45689 | 0.81416 | 0.67971 | 0.57384 | 73.8613 | 73.2338 | 72.5309 | 71.261 | 70.2782 | 69.5138 | 69.1772 | 68.9322 | 69.8558 | 73.5161 | 78.1125 | 82.9325 | 86.7448 | 89.2002 | 90.2175 | 90.3344 | 89.461 | 87.7344 | 85.0699 | 81.7967 | 78.7064 | 76.6754 | 75.1611 | 73.7984 | 3.3652 | 3.2892 | 3.4129 | 3.2133 | 3.1899 | 3.1689 | 3.6693 | 3.5481 | 4.1846 | 4.2218 | 3.806 | 3.6002 | 3.4632 | 3.5292 | 3.1245 | 2.6226 | 2.2669 | 2.306 | 2.289 | 3.2979 | 3.4798 | 3.5392 | 3.0295 | 3.2257
Portfolio Adjusted1-in-10Size: Over 200kWAll2023November Monthly Peak | Portfolio Adjusted | 1-in-10 | Size: Over 200kW | All | 2023 | November Monthly Peak | 11 | 127.766 | 124.5907 | 120.4166 | 119.8518 | 128.3128 | 150.6219 | 176.7179 | 194.8956 | 207.1719 | 213.8539 | 220.7224 | 223.3207 | 222.199 | 223.8663 | 217.5168 | 203.6696 | 190.9945 | 184.7939 | 175.8085 | 168.4861 | 162.0322 | 154.2757 | 142.5539 | 135.6995 | 0.0033211 | -0.16011 | -0.067688 | -1.0996 | -1.4122 | -1.0025 | -0.35895 | -1.3402 | -1.3682 | -1.7861 | -0.37428 | -0.059633 | 0.61738 | 2.3124 | 6.6388 | 6.1924 | 6.7764 | 5.9924 | 1.8923 | 1.4447 | 1.2353 | 1.2854 | 1.0515 | 0.7595 | 63.3952 | 62.1005 | 61.3116 | 60.2121 | 59.3096 | 58.5553 | 58.2105 | 58.5263 | 60.6507 | 64.9606 | 70.2887 | 74.5406 | 77.2911 | 78.9075 | 79.9219 | 79.9585 | 78.7011 | 76.3611 | 73.7296 | 70.9893 | 68.8402 | 67.2056 | 65.605 | 64.7288 | 3.6311 | 3.5419 | 3.6875 | 3.4564 | 3.4331 | 3.3873 | 3.8263 | 3.6783 | 4.3172 | 4.2866 | 3.8404 | 3.6185 | 3.4566 | 3.5135 | 3.1074 | 2.6008 | 2.2715 | 2.3356 | 2.3269 | 3.369 | 3.5909 | 3.6932 | 3.1648 | 3.3782
Portfolio Adjusted1-in-10Size: Over 200kWAll2023December Monthly Peak | Portfolio Adjusted | 1-in-10 | Size: Over 200kW | All | 2023 | December Monthly Peak | 12 | 124.4074 | 121.1411 | 117.8087 | 118.3443 | 127.0107 | 149.0743 | 177.5933 | 193.5148 | 202.3129 | 202.6296 | 202.4544 | 198.6265 | 193.3638 | 191.156 | 184.0153 | 174.0217 | 167.1244 | 165.5774 | 160.6593 | 156.7464 | 151.5676 | 144.8397 | 135.9255 | 130.2978 | 0.028164 | -0.13256 | -0.049878 | -1.0712 | -1.3851 | -0.97807 | -0.34449 | -1.3125 | -1.3261 | -1.6794 | -0.33611 | -0.046568 | 0.54496 | 1.9937 | 5.6603 | 5.3145 | 5.9383 | 5.3747 | 1.7335 | 1.3556 | 1.17 | 1.2122 | 1.0157 | 0.741 | 44.6544 | 43.9968 | 43.3449 | 42.9131 | 42.4364 | 41.6285 | 41.7178 | 41.7704 | 42.521 | 44.6477 | 47.2343 | 49.4123 | 50.7369 | 51.115 | 51.4325 | 51.579 | 51.0315 | 49.6629 | 48.0201 | 47.0378 | 46.1598 | 45.285 | 44.6872 | 44.2319 | 3.5286 | 3.4324 | 3.5887 | 3.3936 | 3.3807 | 3.3491 | 3.8273 | 3.6344 | 4.1777 | 4.0418 | 3.5092 | 3.2094 | 3.0051 | 3.0017 | 2.6252 | 2.23 | 1.998 | 2.1042 | 2.1372 | 3.1522 | 3.3679 | 3.4533 | 3.0122 | 3.2342
Portfolio Adjusted1-in-10Size: Over 200kWAll2023Typical Event Day | Portfolio Adjusted | 1-in-10 | Size: Over 200kW | All | 2023 | Typical Event Day | 8 | 145.2997 | 141.1858 | 136.9505 | 136.7516 | 146.3566 | 171.5168 | 200.2556 | 223.0513 | 240.06 | 250.7447 | 260.6455 | 261.7732 | 257.7554 | 259.4271 | 253.2431 | 239.5504 | 222.6859 | 206.3731 | 196.2213 | 191.9662 | 187.466 | 177.2339 | 164.7034 | 156.5798 | -0.91509 | -1.2427 | -0.83522 | -1.0983 | -1.5548 | -1.5283 | -1.991 | -1.6928 | -1.7709 | -2.1234 | -1.9088 | -2.2129 | -1.495 | -0.01909 | 5.5757 | 6.1014 | 5.8917 | 5.4648 | 2.2178 | 0.77594 | 0.26663 | 0.75151 | 0.64761 | 0.57958 | 74.9651 | 73.906 | 72.918 | 72.1459 | 71.2946 | 70.5623 | 70.1978 | 70.5918 | 73.3785 | 77.9404 | 82.6769 | 86.9125 | 89.9794 | 92.2347 | 93.5331 | 93.8434 | 93.8959 | 92.8828 | 91.4349 | 89.0367 | 85.3369 | 81.8869 | 79.5468 | 77.7865 | 3.9002 | 3.779 | 3.9378 | 3.7 | 3.6658 | 3.616 | 4.0494 | 3.9434 | 4.6928 | 4.7414 | 4.2688 | 3.9961 | 3.7732 | 3.8384 | 3.409 | 2.8872 | 2.4994 | 2.462 | 2.4594 | 3.6047 | 3.9051 | 3.9728 | 3.4286 | 3.6365
Portfolio Adjusted1-in-10Size: Over 200kWAll2024January Monthly Peak | Portfolio Adjusted | 1-in-10 | Size: Over 200kW | All | 2024 | January Monthly Peak | 1 | 129.5757 | 125.6732 | 122.144 | 122.8695 | 132.2262 | 157.4735 | 191.4644 | 211.4955 | 221.1155 | 220.846 | 220.7558 | 216.8938 | 212.0881 | 210.3657 | 202.1975 | 190.2266 | 180.2015 | 177.6136 | 173.3191 | 169.497 | 163.2908 | 155.2919 | 145.6285 | 138.8104 | 0.020183 | -0.14912 | -0.057384 | -1.1215 | -1.4497 | -1.0359 | -0.37191 | -1.4408 | -1.4469 | -1.8326 | -0.36144 | -0.047449 | 0.60248 | 2.1904 | 6.2032 | 5.7933 | 6.3991 | 5.7577 | 1.8735 | 1.4692 | 1.2629 | 1.303 | 1.0915 | 0.7923 | 42.0527 | 41.8327 | 41.1478 | 40.4739 | 40.0341 | 39.5612 | 39.0756 | 38.7183 | 39.3009 | 42.07 | 44.7916 | 47.1827 | 48.832 | 49.9629 | 50.9097 | 51.2269 | 50.845 | 49.7139 | 47.8831 | 46.7717 | 45.7751 | 45.3617 | 44.8291 | 44.1845 | 3.6865 | 3.5752 | 3.738 | 3.5521 | 3.5395 | 3.5483 | 4.146 | 3.9934 | 4.5895 | 4.4272 | 3.846 | 3.5183 | 3.3086 | 3.3173 | 2.8966 | 2.4465 | 2.1576 | 2.261 | 2.3088 | 3.4139 | 3.6342 | 3.7088 | 3.236 | 3.4564
Portfolio Adjusted1-in-10Size: Over 200kWAll2024February Monthly Peak | Portfolio Adjusted | 1-in-10 | Size: Over 200kW | All | 2024 | February Monthly Peak | 2 | 123.8294 | 120.4977 | 116.8449 | 117.2621 | 125.999 | 149.0407 | 179.4029 | 195.7325 | 203.6463 | 205.0362 | 207.1219 | 206.2101 | 203.1296 | 203.1888 | 196.4045 | 185.1415 | 174.7897 | 171.5344 | 166.1779 | 161.2996 | 155.8495 | 148.9885 | 139.3968 | 133.3229 | 0.012125 | -0.14681 | -0.058231 | -1.0666 | -1.3772 | -0.97666 | -0.35073 | -1.3273 | -1.3328 | -1.6968 | -0.34706 | -0.051801 | 0.56621 | 2.1165 | 6.0414 | 5.6614 | 6.2173 | 5.57 | 1.7831 | 1.3824 | 1.1967 | 1.2452 | 1.0394 | 0.75777 | 48.6334 | 48.2299 | 47.7988 | 47.2279 | 46.8391 | 46.4002 | 45.7873 | 46.0387 | 47.2899 | 50.7693 | 54.197 | 57.3673 | 59.2857 | 60.3034 | 60.9392 | 61.1575 | 60.186 | 59.1996 | 57.2741 | 55.2202 | 53.8431 | 52.548 | 51.5487 | 50.169 | 3.5162 | 3.4214 | 3.5665 | 3.3692 | 3.3544 | 3.3404 | 3.868 | 3.6754 | 4.1993 | 4.0766 | 3.5781 | 3.3174 | 3.1406 | 3.1747 | 2.7921 | 2.3625 | 2.0799 | 2.1709 | 2.2034 | 3.223 | 3.4483 | 3.5482 | 3.0847 | 3.3106
Portfolio Adjusted1-in-10Size: Over 200kWAll2024March Monthly Peak | Portfolio Adjusted | 1-in-10 | Size: Over 200kW | All | 2024 | March Monthly Peak | 3 | 126.9327 | 123.1959 | 119.2093 | 118.1082 | 125.6911 | 146.994 | 172.8692 | 190.6323 | 201.6192 | 207.0704 | 214.1029 | 216.9794 | 216.3404 | 219.5445 | 214.3983 | 202.9638 | 189.7331 | 177.4392 | 169.3956 | 167.568 | 163.6762 | 156.1962 | 144.4584 | 136.8267 | 0.0020402 | -0.15573 | -0.066289 | -1.0725 | -1.3764 | -0.95939 | -0.34663 | -1.2946 | -1.3384 | -1.7186 | -0.37013 | -0.062844 | 0.58763 | 2.2823 | 6.5947 | 6.2165 | 6.7401 | 5.7626 | 1.8012 | 1.4186 | 1.249 | 1.298 | 1.0694 | 0.77242 | 60.3474 | 59.0354 | 58.1583 | 57.5767 | 56.5483 | 55.554 | 54.9109 | 55.5546 | 58.9878 | 63.8395 | 68.9869 | 73.3941 | 76.4205 | 78.0356 | 78.7383 | 79.2659 | 78.838 | 77.4292 | 74.799 | 71.3502 | 68.2448 | 65.3653 | 63.0978 | 61.3282 | 3.5905 | 3.4835 | 3.6328 | 3.3727 | 3.3336 | 3.2682 | 3.7042 | 3.5541 | 4.1371 | 4.0888 | 3.6746 | 3.4727 | 3.3242 | 3.4029 | 3.0284 | 2.5689 | 2.2404 | 2.227 | 2.2345 | 3.3226 | 3.6045 | 3.7082 | 3.1857 | 3.3836
Portfolio Adjusted1-in-10Size: Over 200kWAll2024April Monthly Peak | Portfolio Adjusted | 1-in-10 | Size: Over 200kW | All | 2024 | April Monthly Peak | 4 | 130.2028 | 126.4225 | 122.1428 | 120.9659 | 128.6391 | 150.8555 | 178.0632 | 199.0624 | 213.8899 | 222.6829 | 232.2652 | 236.3527 | 236.6789 | 240.2666 | 234.8291 | 221.5225 | 205.8354 | 191.0113 | 180.9408 | 177.7388 | 172.0773 | 162.7848 | 149.8389 | 141.3731 | -0.42431 | -0.67903 | -0.43245 | -0.99723 | -1.3536 | -1.166 | -1.1633 | -1.422 | -1.478 | -1.8674 | -1.1664 | -1.2046 | -0.52882 | 1.0084 | 5.9665 | 6.0661 | 6.1865 | 5.48 | 1.9783 | 1.0442 | 0.67786 | 0.97232 | 0.81161 | 0.64944 | 70.4727 | 69.0205 | 67.4366 | 66.1694 | 65.17 | 64.2448 | 63.626 | 63.7104 | 66.8209 | 72.4277 | 78.1483 | 83.4896 | 86.95 | 88.9221 | 89.6605 | 90.0621 | 89.8594 | 88.9679 | 87.1355 | 83.4111 | 78.6816 | 74.8632 | 72.2774 | 70.325 | 3.4608 | 3.361 | 3.5012 | 3.2533 | 3.2124 | 3.1545 | 3.5898 | 3.4922 | 4.1365 | 4.1546 | 3.7645 | 3.5722 | 3.4361 | 3.5186 | 3.131 | 2.6426 | 2.2859 | 2.2541 | 2.2424 | 3.3205 | 3.5691 | 3.641 | 3.1094 | 3.2855
Portfolio Adjusted1-in-10Size: Over 200kWAll2024May Monthly Peak | Portfolio Adjusted | 1-in-10 | Size: Over 200kW | All | 2024 | May Monthly Peak | 5 | 134.15 | 130.6636 | 125.9105 | 125.2755 | 133.8375 | 156.6814 | 183.2783 | 208.3852 | 226.7874 | 237.4861 | 247.5282 | 250.8828 | 249.7377 | 252.1145 | 246.1204 | 230.7955 | 214.0642 | 198.0181 | 187.0451 | 181.4907 | 177.0242 | 167.6932 | 155.2064 | 146.8749 | -0.60495 | -0.87117 | -0.57174 | -1.0487 | -1.439 | -1.2943 | -1.4096 | -1.5405 | -1.6357 | -2.0099 | -1.4181 | -1.5363 | -0.846 | 0.71664 | 5.9814 | 6.1723 | 6.1762 | 5.5561 | 2.0734 | 0.96637 | 0.56434 | 0.90884 | 0.76411 | 0.62881 | 70.8978 | 69.5515 | 68.1605 | 67.2173 | 66.4344 | 65.5359 | 65.316 | 65.6487 | 69.1531 | 75.0911 | 80.7525 | 85.0569 | 88.0235 | 90.0099 | 91.462 | 92.1127 | 91.8068 | 90.8072 | 88.8902 | 86.2479 | 82.8018 | 78.9054 | 76.0758 | 73.7356 | 3.5459 | 3.4526 | 3.5848 | 3.3525 | 3.3205 | 3.2588 | 3.6638 | 3.6385 | 4.3777 | 4.4254 | 4.0122 | 3.7891 | 3.6239 | 3.6946 | 3.2822 | 2.7517 | 2.375 | 2.3334 | 2.3116 | 3.3731 | 3.6355 | 3.72 | 3.1966 | 3.3836
Portfolio Adjusted1-in-10Size: Over 200kWAll2024June Monthly Peak | Portfolio Adjusted | 1-in-10 | Size: Over 200kW | All | 2024 | June Monthly Peak | 6 | 141.0538 | 137.3583 | 132.6912 | 132.0581 | 140.5758 | 163.2352 | 189.1373 | 212.0466 | 228.2973 | 238.4272 | 248.0667 | 248.8716 | 244.6135 | 245.9797 | 240.4821 | 228.7391 | 213.6868 | 198.6976 | 189.7134 | 183.7251 | 180.6077 | 172.4174 | 160.2028 | 152.3204 | -0.62603 | -0.90254 | -0.59479 | -1.0728 | -1.489 | -1.3401 | -1.4899 | -1.559 | -1.6725 | -2.0225 | -1.4685 | -1.5997 | -0.91299 | 0.61405 | 5.7987 | 6.1092 | 6.1095 | 5.5498 | 2.0845 | 0.93993 | 0.55306 | 0.93017 | 0.79801 | 0.67297 | 71.6446 | 70.3569 | 69.2687 | 68.25 | 67.0974 | 66.1242 | 65.8173 | 66.9532 | 70.3889 | 75.24 | 80.293 | 84.5134 | 87.2456 | 89.3078 | 90.6788 | 91.1542 | 91.6879 | 90.961 | 89.7796 | 87.723 | 84.0171 | 79.9213 | 77.3027 | 75.2922 | 3.7252 | 3.6253 | 3.7712 | 3.5251 | 3.4761 | 3.3925 | 3.7856 | 3.7151 | 4.4292 | 4.4767 | 4.0481 | 3.7692 | 3.5457 | 3.6011 | 3.2013 | 2.7245 | 2.3679 | 2.3377 | 2.3447 | 3.4043 | 3.7132 | 3.8211 | 3.2959 | 3.5037
Portfolio Adjusted1-in-10Size: Over 200kWAll2024July Monthly Peak | Portfolio Adjusted | 1-in-10 | Size: Over 200kW | All | 2024 | July Monthly Peak | 7 | 144.8377 | 140.5789 | 136.4155 | 136.4103 | 145.5274 | 169.4124 | 195.3835 | 216.5695 | 230.5464 | 239.543 | 247.5645 | 247.5276 | 243.1488 | 244.0801 | 238.5176 | 228.5387 | 215.1441 | 201.1068 | 192.697 | 187.088 | 184.0316 | 175.549 | 163.1128 | 155.2405 | -0.78608 | -1.1024 | -0.73632 | -1.0708 | -1.5176 | -1.4479 | -1.8062 | -1.6068 | -1.6905 | -2.0243 | -1.7171 | -1.951 | -1.2677 | 0.1715 | 5.4187 | 5.9182 | 5.8286 | 5.4093 | 2.139 | 0.80376 | 0.34644 | 0.81164 | 0.70609 | 0.6264 | 73.9908 | 73.0853 | 72.1817 | 71.4108 | 70.7519 | 70.1717 | 69.8211 | 70.164 | 73.0821 | 77.633 | 82.2133 | 85.7205 | 87.9888 | 89.75 | 91.3164 | 91.8396 | 92.3837 | 91.4164 | 89.5904 | 87.4146 | 84.2661 | 81.2908 | 79.2352 | 77.79 | 3.8567 | 3.7348 | 3.8977 | 3.6676 | 3.6251 | 3.5552 | 3.9398 | 3.8112 | 4.4828 | 4.5027 | 4.0348 | 3.7492 | 3.5281 | 3.5749 | 3.1775 | 2.729 | 2.3942 | 2.3783 | 2.397 | 3.4866 | 3.8081 | 3.9161 | 3.3795 | 3.5946
Portfolio Adjusted1-in-10Size: Over 200kWAll2024August Monthly Peak | Portfolio Adjusted | 1-in-10 | Size: Over 200kW | All | 2024 | August Monthly Peak | 8 | 146.1483 | 141.9859 | 137.7147 | 137.4925 | 147.1575 | 172.6226 | 201.7827 | 225.251 | 242.9352 | 253.9644 | 264.1296 | 265.2683 | 261.2731 | 262.8686 | 256.5722 | 242.5421 | 225.3446 | 208.676 | 198.3213 | 193.9386 | 189.1575 | 178.5872 | 165.8956 | 157.6219 | -1.0793 | -1.4096 | -0.95569 | -1.1463 | -1.611 | -1.62 | -2.1615 | -1.7655 | -1.8272 | -2.1622 | -2.0366 | -2.3871 | -1.6722 | -0.20608 | 5.5094 | 6.1014 | 5.8371 | 5.4748 | 2.2895 | 0.73214 | 0.18466 | 0.68642 | 0.58068 | 0.52811 | 75.9239 | 75.0588 | 74.1591 | 73.4159 | 72.7852 | 72.2332 | 71.8225 | 71.9128 | 74.5101 | 78.835 | 83.1383 | 87.3694 | 90.6591 | 93.1191 | 94.3725 | 94.5853 | 94.2502 | 93.1454 | 92.0618 | 89.5223 | 85.5118 | 82.2594 | 80.0288 | 78.2559 | 3.953 | 3.8268 | 3.9822 | 3.7363 | 3.7025 | 3.6587 | 4.0969 | 4.0011 | 4.7638 | 4.8158 | 4.3382 | 4.0627 | 3.8391 | 3.9045 | 3.4691 | 2.9383 | 2.5452 | 2.5057 | 2.5039 | 3.655 | 3.953 | 4.0179 | 3.4656 | 3.6736
Portfolio Adjusted1-in-10Size: Over 200kWAll2024September Monthly Peak | Portfolio Adjusted | 1-in-10 | Size: Over 200kW | All | 2024 | September Monthly Peak | 9 | 147.9519 | 143.8031 | 138.9364 | 139.5931 | 149.8403 | 176.9986 | 210.1918 | 236.1973 | 259.0093 | 272.0995 | 282.5213 | 283.454 | 279.5001 | 281.3175 | 273.8942 | 256.8685 | 237.2998 | 218.7635 | 208.5076 | 205.1532 | 195.7923 | 183.6642 | 169.7836 | 160.423 | -1.181 | -1.5706 | -1.059 | -1.0935 | -1.5816 | -1.6888 | -2.516 | -1.845 | -1.9224 | -2.321 | -2.476 | -2.9875 | -2.2127 | -0.7933 | 5.3426 | 6.1307 | 5.7042 | 5.4151 | 2.4079 | 0.60697 | -0.046828 | 0.57648 | 0.49452 | 0.48792 | 78.3009 | 77.123 | 76.0624 | 75.5068 | 74.5437 | 73.7202 | 73.3304 | 73.3373 | 75.5329 | 80.0536 | 85.063 | 90.0466 | 94.0241 | 96.7619 | 97.7649 | 97.7944 | 97.2619 | 96.0084 | 94.3076 | 91.4868 | 87.5526 | 84.0763 | 81.6205 | 79.8077 | 4.1039 | 3.9769 | 4.1331 | 3.9132 | 3.8898 | 3.8547 | 4.385 | 4.3159 | 5.24 | 5.3279 | 4.8018 | 4.4934 | 4.2524 | 4.3216 | 3.828 | 3.2115 | 2.7561 | 2.7014 | 2.7014 | 3.9887 | 4.2249 | 4.2678 | 3.6603 | 3.8541
Portfolio Adjusted1-in-10Size: Over 200kWAll2024October Monthly Peak | Portfolio Adjusted | 1-in-10 | Size: Over 200kW | All | 2024 | October Monthly Peak | 10 | 126.1529 | 123.1721 | 118.8511 | 118.9191 | 127.373 | 150.6305 | 180.9426 | 201.0478 | 215.3947 | 224.7412 | 233.6024 | 237.3271 | 237.4779 | 239.6409 | 233.2819 | 218.8003 | 203.2721 | 194.4194 | 184.2035 | 175.7537 | 167.2818 | 157.5677 | 145.6471 | 138.4434 | -0.61266 | -0.88462 | -0.58128 | -0.98095 | -1.3575 | -1.2668 | -1.4915 | -1.4926 | -1.5306 | -1.8988 | -1.4316 | -1.5949 | -0.93728 | 0.49409 | 5.5068 | 5.7518 | 5.7362 | 5.3442 | 2.0599 | 0.88987 | 0.45689 | 0.81416 | 0.67971 | 0.57384 | 73.8613 | 73.2338 | 72.5309 | 71.261 | 70.2782 | 69.5138 | 69.1772 | 68.9322 | 69.8558 | 73.5161 | 78.1125 | 82.9325 | 86.7448 | 89.2002 | 90.2175 | 90.3344 | 89.461 | 87.7344 | 85.0699 | 81.7967 | 78.7064 | 76.6754 | 75.1611 | 73.7984 | 3.3652 | 3.2892 | 3.4129 | 3.2133 | 3.1899 | 3.1689 | 3.6693 | 3.5481 | 4.1846 | 4.2218 | 3.806 | 3.6002 | 3.4632 | 3.5292 | 3.1245 | 2.6226 | 2.2669 | 2.306 | 2.289 | 3.2979 | 3.4798 | 3.5392 | 3.0295 | 3.2257
Portfolio Adjusted1-in-10Size: Over 200kWAll2024November Monthly Peak | Portfolio Adjusted | 1-in-10 | Size: Over 200kW | All | 2024 | November Monthly Peak | 11 | 127.766 | 124.5907 | 120.4166 | 119.8518 | 128.3128 | 150.6219 | 176.7179 | 194.8956 | 207.1719 | 213.8539 | 220.7224 | 223.3207 | 222.199 | 223.8663 | 217.5168 | 203.6696 | 190.9945 | 184.7939 | 175.8085 | 168.4861 | 162.0322 | 154.2757 | 142.5539 | 135.6995 | 0.0033212 | -0.16011 | -0.067688 | -1.0996 | -1.4122 | -1.0025 | -0.35895 | -1.3402 | -1.3682 | -1.7861 | -0.37428 | -0.059633 | 0.61738 | 2.3124 | 6.6388 | 6.1924 | 6.7764 | 5.9924 | 1.8923 | 1.4447 | 1.2353 | 1.2854 | 1.0515 | 0.7595 | 63.3952 | 62.1005 | 61.3116 | 60.2121 | 59.3096 | 58.5553 | 58.2105 | 58.5263 | 60.6507 | 64.9606 | 70.2887 | 74.5406 | 77.2911 | 78.9075 | 79.9219 | 79.9585 | 78.7011 | 76.3611 | 73.7296 | 70.9893 | 68.8402 | 67.2056 | 65.605 | 64.7288 | 3.6311 | 3.5419 | 3.6876 | 3.4564 | 3.4331 | 3.3873 | 3.8263 | 3.6783 | 4.3172 | 4.2866 | 3.8404 | 3.6185 | 3.4566 | 3.5135 | 3.1074 | 2.6008 | 2.2715 | 2.3356 | 2.3269 | 3.369 | 3.5909 | 3.6932 | 3.1648 | 3.3782
Portfolio Adjusted1-in-10Size: Over 200kWAll2024December Monthly Peak | Portfolio Adjusted | 1-in-10 | Size: Over 200kW | All | 2024 | December Monthly Peak | 12 | 124.4074 | 121.1411 | 117.8087 | 118.3443 | 127.0107 | 149.0743 | 177.5933 | 193.5148 | 202.3129 | 202.6296 | 202.4544 | 198.6265 | 193.3638 | 191.156 | 184.0153 | 174.0217 | 167.1244 | 165.5774 | 160.6593 | 156.7464 | 151.5676 | 144.8397 | 135.9255 | 130.2978 | 0.028164 | -0.13256 | -0.049878 | -1.0712 | -1.3851 | -0.97807 | -0.34449 | -1.3125 | -1.3261 | -1.6794 | -0.33611 | -0.046568 | 0.54496 | 1.9937 | 5.6603 | 5.3145 | 5.9383 | 5.3747 | 1.7335 | 1.3556 | 1.17 | 1.2122 | 1.0157 | 0.741 | 44.6544 | 43.9968 | 43.3449 | 42.9131 | 42.4364 | 41.6285 | 41.7178 | 41.7704 | 42.521 | 44.6477 | 47.2343 | 49.4123 | 50.7369 | 51.115 | 51.4325 | 51.579 | 51.0315 | 49.6629 | 48.0201 | 47.0378 | 46.1598 | 45.285 | 44.6872 | 44.2319 | 3.5286 | 3.4324 | 3.5887 | 3.3936 | 3.3807 | 3.3491 | 3.8273 | 3.6344 | 4.1777 | 4.0418 | 3.5092 | 3.2094 | 3.0051 | 3.0017 | 2.6252 | 2.23 | 1.998 | 2.1042 | 2.1372 | 3.1522 | 3.3679 | 3.4533 | 3.0122 | 3.2342
Portfolio Adjusted1-in-10Size: Over 200kWAll2024Typical Event Day | Portfolio Adjusted | 1-in-10 | Size: Over 200kW | All | 2024 | Typical Event Day | 8 | 145.2997 | 141.1858 | 136.9505 | 136.7516 | 146.3566 | 171.5168 | 200.2556 | 223.0513 | 240.06 | 250.7447 | 260.6455 | 261.7732 | 257.7554 | 259.4271 | 253.2431 | 239.5504 | 222.6859 | 206.3731 | 196.2213 | 191.9662 | 187.466 | 177.2339 | 164.7034 | 156.5798 | -0.91509 | -1.2427 | -0.83522 | -1.0983 | -1.5548 | -1.5283 | -1.991 | -1.6928 | -1.7709 | -2.1234 | -1.9088 | -2.2129 | -1.495 | -0.01909 | 5.5757 | 6.1014 | 5.8917 | 5.4648 | 2.2178 | 0.77594 | 0.26663 | 0.75151 | 0.64761 | 0.57958 | 74.9651 | 73.906 | 72.918 | 72.1459 | 71.2946 | 70.5623 | 70.1978 | 70.5918 | 73.3785 | 77.9404 | 82.6769 | 86.9125 | 89.9794 | 92.2347 | 93.5331 | 93.8434 | 93.8959 | 92.8828 | 91.4349 | 89.0367 | 85.3369 | 81.8869 | 79.5468 | 77.7865 | 3.9002 | 3.779 | 3.9378 | 3.7 | 3.6658 | 3.616 | 4.0494 | 3.9434 | 4.6928 | 4.7414 | 4.2688 | 3.9961 | 3.7732 | 3.8384 | 3.409 | 2.8872 | 2.4994 | 2.462 | 2.4594 | 3.6047 | 3.9051 | 3.9728 | 3.4286 | 3.6365
Portfolio Adjusted1-in-10Size: Over 200kWAll2025January Monthly Peak | Portfolio Adjusted | 1-in-10 | Size: Over 200kW | All | 2025 | January Monthly Peak | 1 | 129.5757 | 125.6732 | 122.144 | 122.8695 | 132.2262 | 157.4735 | 191.4644 | 211.4955 | 221.1155 | 220.846 | 220.7558 | 216.8938 | 212.0881 | 210.3658 | 202.1975 | 190.2266 | 180.2015 | 177.6136 | 173.3191 | 169.497 | 163.2908 | 155.2919 | 145.6285 | 138.8104 | 0.020183 | -0.14912 | -0.057384 | -1.1215 | -1.4497 | -1.0359 | -0.37191 | -1.4408 | -1.4469 | -1.8326 | -0.36144 | -0.047449 | 0.60248 | 2.1904 | 6.2032 | 5.7933 | 6.3991 | 5.7577 | 1.8735 | 1.4692 | 1.2629 | 1.303 | 1.0915 | 0.7923 | 42.0527 | 41.8327 | 41.1478 | 40.4739 | 40.0341 | 39.5612 | 39.0756 | 38.7183 | 39.3009 | 42.07 | 44.7916 | 47.1827 | 48.832 | 49.9629 | 50.9097 | 51.2268 | 50.845 | 49.7139 | 47.8831 | 46.7717 | 45.7751 | 45.3617 | 44.8291 | 44.1845 | 3.6865 | 3.5752 | 3.738 | 3.5521 | 3.5395 | 3.5483 | 4.146 | 3.9934 | 4.5895 | 4.4272 | 3.846 | 3.5183 | 3.3086 | 3.3173 | 2.8966 | 2.4465 | 2.1576 | 2.261 | 2.3088 | 3.4139 | 3.6342 | 3.7088 | 3.236 | 3.4564
Portfolio Adjusted1-in-10Size: Over 200kWAll2025February Monthly Peak | Portfolio Adjusted | 1-in-10 | Size: Over 200kW | All | 2025 | February Monthly Peak | 2 | 123.8294 | 120.4977 | 116.8449 | 117.2621 | 125.999 | 149.0407 | 179.4029 | 195.7325 | 203.6463 | 205.0362 | 207.1219 | 206.2101 | 203.1296 | 203.1888 | 196.4045 | 185.1415 | 174.7898 | 171.5344 | 166.1779 | 161.2996 | 155.8495 | 148.9885 | 139.3968 | 133.3229 | 0.012125 | -0.14681 | -0.058231 | -1.0666 | -1.3772 | -0.97666 | -0.35073 | -1.3273 | -1.3328 | -1.6968 | -0.34706 | -0.051801 | 0.56621 | 2.1165 | 6.0414 | 5.6614 | 6.2173 | 5.57 | 1.7831 | 1.3824 | 1.1967 | 1.2452 | 1.0394 | 0.75777 | 48.6334 | 48.2299 | 47.7988 | 47.2279 | 46.8391 | 46.4002 | 45.7873 | 46.0387 | 47.2899 | 50.7693 | 54.197 | 57.3673 | 59.2857 | 60.3034 | 60.9392 | 61.1575 | 60.186 | 59.1996 | 57.2741 | 55.2202 | 53.8431 | 52.548 | 51.5487 | 50.169 | 3.5162 | 3.4214 | 3.5665 | 3.3692 | 3.3544 | 3.3404 | 3.868 | 3.6754 | 4.1993 | 4.0766 | 3.5781 | 3.3174 | 3.1406 | 3.1747 | 2.7921 | 2.3625 | 2.0799 | 2.1709 | 2.2034 | 3.223 | 3.4483 | 3.5482 | 3.0847 | 3.3106
Portfolio Adjusted1-in-10Size: Over 200kWAll2025March Monthly Peak | Portfolio Adjusted | 1-in-10 | Size: Over 200kW | All | 2025 | March Monthly Peak | 3 | 126.9327 | 123.1959 | 119.2093 | 118.1082 | 125.6911 | 146.994 | 172.8692 | 190.6323 | 201.6192 | 207.0704 | 214.1029 | 216.9794 | 216.3404 | 219.5445 | 214.3983 | 202.9638 | 189.7331 | 177.4392 | 169.3956 | 167.568 | 163.6762 | 156.1962 | 144.4584 | 136.8267 | 0.0020401 | -0.15573 | -0.066289 | -1.0725 | -1.3764 | -0.95939 | -0.34663 | -1.2946 | -1.3384 | -1.7186 | -0.37013 | -0.062844 | 0.58763 | 2.2823 | 6.5947 | 6.2165 | 6.7401 | 5.7626 | 1.8012 | 1.4186 | 1.249 | 1.298 | 1.0694 | 0.77242 | 60.3474 | 59.0354 | 58.1583 | 57.5767 | 56.5483 | 55.554 | 54.9109 | 55.5546 | 58.9878 | 63.8395 | 68.9869 | 73.3941 | 76.4205 | 78.0356 | 78.7383 | 79.2659 | 78.838 | 77.4292 | 74.799 | 71.3502 | 68.2448 | 65.3653 | 63.0978 | 61.3282 | 3.5905 | 3.4835 | 3.6328 | 3.3727 | 3.3336 | 3.2682 | 3.7042 | 3.5541 | 4.1371 | 4.0888 | 3.6746 | 3.4727 | 3.3242 | 3.4029 | 3.0284 | 2.5689 | 2.2404 | 2.227 | 2.2345 | 3.3226 | 3.6045 | 3.7082 | 3.1857 | 3.3836
Portfolio Adjusted1-in-10Size: Over 200kWAll2025April Monthly Peak | Portfolio Adjusted | 1-in-10 | Size: Over 200kW | All | 2025 | April Monthly Peak | 4 | 130.2028 | 126.4225 | 122.1428 | 120.9659 | 128.6391 | 150.8555 | 178.0632 | 199.0624 | 213.8899 | 222.6828 | 232.2652 | 236.3527 | 236.6789 | 240.2666 | 234.8291 | 221.5225 | 205.8354 | 191.0113 | 180.9408 | 177.7388 | 172.0773 | 162.7848 | 149.8389 | 141.3731 | -0.42431 | -0.67903 | -0.43245 | -0.99723 | -1.3536 | -1.166 | -1.1633 | -1.422 | -1.478 | -1.8674 | -1.1664 | -1.2046 | -0.52882 | 1.0084 | 5.9665 | 6.0661 | 6.1865 | 5.48 | 1.9783 | 1.0442 | 0.67786 | 0.97232 | 0.81161 | 0.64944 | 70.4727 | 69.0205 | 67.4366 | 66.1694 | 65.17 | 64.2448 | 63.626 | 63.7104 | 66.8209 | 72.4277 | 78.1483 | 83.4896 | 86.95 | 88.9221 | 89.6605 | 90.0621 | 89.8593 | 88.9679 | 87.1355 | 83.4111 | 78.6816 | 74.8632 | 72.2774 | 70.325 | 3.4608 | 3.361 | 3.5012 | 3.2533 | 3.2124 | 3.1545 | 3.5898 | 3.4922 | 4.1365 | 4.1546 | 3.7645 | 3.5722 | 3.4361 | 3.5186 | 3.131 | 2.6426 | 2.2859 | 2.2541 | 2.2424 | 3.3205 | 3.5691 | 3.641 | 3.1094 | 3.2855
Portfolio Adjusted1-in-10Size: Over 200kWAll2025May Monthly Peak | Portfolio Adjusted | 1-in-10 | Size: Over 200kW | All | 2025 | May Monthly Peak | 5 | 134.15 | 130.6636 | 125.9105 | 125.2755 | 133.8375 | 156.6814 | 183.2783 | 208.3852 | 226.7874 | 237.4861 | 247.5282 | 250.8828 | 249.7377 | 252.1145 | 246.1204 | 230.7955 | 214.0642 | 198.0181 | 187.0451 | 181.4907 | 177.0242 | 167.6932 | 155.2064 | 146.8749 | -0.60495 | -0.87117 | -0.57174 | -1.0487 | -1.439 | -1.2943 | -1.4096 | -1.5405 | -1.6357 | -2.0099 | -1.4181 | -1.5363 | -0.846 | 0.71664 | 5.9814 | 6.1723 | 6.1762 | 5.5561 | 2.0734 | 0.96637 | 0.56434 | 0.90884 | 0.76411 | 0.62881 | 70.8978 | 69.5515 | 68.1605 | 67.2173 | 66.4344 | 65.5359 | 65.316 | 65.6487 | 69.1531 | 75.0911 | 80.7525 | 85.0569 | 88.0235 | 90.0099 | 91.462 | 92.1127 | 91.8068 | 90.8072 | 88.8902 | 86.2479 | 82.8018 | 78.9054 | 76.0758 | 73.7356 | 3.5459 | 3.4526 | 3.5848 | 3.3525 | 3.3205 | 3.2588 | 3.6638 | 3.6385 | 4.3777 | 4.4254 | 4.0122 | 3.7891 | 3.6239 | 3.6946 | 3.2822 | 2.7517 | 2.375 | 2.3334 | 2.3116 | 3.3731 | 3.6355 | 3.72 | 3.1966 | 3.3836
Portfolio Adjusted1-in-10Size: Over 200kWAll2025June Monthly Peak | Portfolio Adjusted | 1-in-10 | Size: Over 200kW | All | 2025 | June Monthly Peak | 6 | 141.0538 | 137.3583 | 132.6912 | 132.0581 | 140.5758 | 163.2352 | 189.1373 | 212.0466 | 228.2973 | 238.4272 | 248.0667 | 248.8716 | 244.6135 | 245.9797 | 240.4821 | 228.7391 | 213.6868 | 198.6976 | 189.7134 | 183.7251 | 180.6078 | 172.4174 | 160.2028 | 152.3204 | -0.62603 | -0.90254 | -0.59479 | -1.0728 | -1.489 | -1.3401 | -1.4899 | -1.559 | -1.6725 | -2.0225 | -1.4685 | -1.5997 | -0.91299 | 0.61405 | 5.7987 | 6.1092 | 6.1095 | 5.5498 | 2.0845 | 0.93993 | 0.55306 | 0.93017 | 0.79801 | 0.67297 | 71.6446 | 70.3569 | 69.2687 | 68.25 | 67.0974 | 66.1242 | 65.8173 | 66.9532 | 70.3889 | 75.24 | 80.293 | 84.5134 | 87.2456 | 89.3078 | 90.6788 | 91.1542 | 91.6879 | 90.961 | 89.7796 | 87.723 | 84.0171 | 79.9213 | 77.3027 | 75.2922 | 3.7252 | 3.6253 | 3.7712 | 3.5251 | 3.4761 | 3.3925 | 3.7856 | 3.7151 | 4.4292 | 4.4767 | 4.0481 | 3.7692 | 3.5457 | 3.6011 | 3.2013 | 2.7245 | 2.3679 | 2.3377 | 2.3447 | 3.4043 | 3.7132 | 3.8211 | 3.2959 | 3.5037
Portfolio Adjusted1-in-10Size: Over 200kWAll2025July Monthly Peak | Portfolio Adjusted | 1-in-10 | Size: Over 200kW | All | 2025 | July Monthly Peak | 7 | 144.8377 | 140.5789 | 136.4155 | 136.4103 | 145.5274 | 169.4124 | 195.3835 | 216.5695 | 230.5464 | 239.543 | 247.5645 | 247.5276 | 243.1488 | 244.0801 | 238.5175 | 228.5387 | 215.1441 | 201.1068 | 192.697 | 187.088 | 184.0316 | 175.549 | 163.1128 | 155.2405 | -0.78608 | -1.1024 | -0.73632 | -1.0708 | -1.5176 | -1.4479 | -1.8062 | -1.6068 | -1.6905 | -2.0243 | -1.7171 | -1.951 | -1.2677 | 0.1715 | 5.4187 | 5.9182 | 5.8286 | 5.4093 | 2.139 | 0.80376 | 0.34644 | 0.81164 | 0.70609 | 0.6264 | 73.9908 | 73.0853 | 72.1817 | 71.4107 | 70.7519 | 70.1717 | 69.8211 | 70.164 | 73.0821 | 77.633 | 82.2133 | 85.7205 | 87.9888 | 89.75 | 91.3164 | 91.8396 | 92.3837 | 91.4164 | 89.5904 | 87.4146 | 84.2661 | 81.2908 | 79.2352 | 77.79 | 3.8567 | 3.7348 | 3.8977 | 3.6676 | 3.6251 | 3.5552 | 3.9398 | 3.8112 | 4.4828 | 4.5027 | 4.0348 | 3.7492 | 3.5281 | 3.5749 | 3.1775 | 2.729 | 2.3942 | 2.3783 | 2.397 | 3.4866 | 3.8081 | 3.9161 | 3.3795 | 3.5946
Portfolio Adjusted1-in-10Size: Over 200kWAll2025August Monthly Peak | Portfolio Adjusted | 1-in-10 | Size: Over 200kW | All | 2025 | August Monthly Peak | 8 | 146.1483 | 141.9859 | 137.7147 | 137.4925 | 147.1575 | 172.6226 | 201.7827 | 225.251 | 242.9352 | 253.9644 | 264.1296 | 265.2683 | 261.2731 | 262.8685 | 256.5723 | 242.5421 | 225.3446 | 208.676 | 198.3213 | 193.9386 | 189.1575 | 178.5872 | 165.8956 | 157.6219 | -1.0793 | -1.4096 | -0.95569 | -1.1463 | -1.611 | -1.62 | -2.1615 | -1.7655 | -1.8272 | -2.1622 | -2.0366 | -2.3871 | -1.6722 | -0.20608 | 5.5094 | 6.1014 | 5.8371 | 5.4748 | 2.2895 | 0.73214 | 0.18466 | 0.68642 | 0.58068 | 0.52811 | 75.9239 | 75.0588 | 74.1591 | 73.4159 | 72.7852 | 72.2332 | 71.8225 | 71.9128 | 74.5101 | 78.835 | 83.1383 | 87.3694 | 90.6591 | 93.1191 | 94.3725 | 94.5853 | 94.2502 | 93.1453 | 92.0618 | 89.5223 | 85.5118 | 82.2594 | 80.0288 | 78.2559 | 3.953 | 3.8268 | 3.9822 | 3.7363 | 3.7025 | 3.6587 | 4.0969 | 4.0011 | 4.7638 | 4.8158 | 4.3382 | 4.0627 | 3.8391 | 3.9045 | 3.4691 | 2.9383 | 2.5452 | 2.5057 | 2.5039 | 3.655 | 3.953 | 4.0179 | 3.4656 | 3.6736
Portfolio Adjusted1-in-10Size: Over 200kWAll2025September Monthly Peak | Portfolio Adjusted | 1-in-10 | Size: Over 200kW | All | 2025 | September Monthly Peak | 9 | 147.9519 | 143.8031 | 138.9364 | 139.5931 | 149.8403 | 176.9986 | 210.1918 | 236.1973 | 259.0093 | 272.0995 | 282.5213 | 283.454 | 279.5001 | 281.3175 | 273.8942 | 256.8685 | 237.2998 | 218.7635 | 208.5076 | 205.1532 | 195.7923 | 183.6642 | 169.7836 | 160.423 | -1.181 | -1.5706 | -1.059 | -1.0935 | -1.5816 | -1.6888 | -2.516 | -1.845 | -1.9224 | -2.321 | -2.476 | -2.9875 | -2.2127 | -0.7933 | 5.3426 | 6.1307 | 5.7042 | 5.4151 | 2.4079 | 0.60697 | -0.046828 | 0.57648 | 0.49452 | 0.48792 | 78.3009 | 77.123 | 76.0624 | 75.5068 | 74.5437 | 73.7202 | 73.3304 | 73.3373 | 75.5329 | 80.0536 | 85.063 | 90.0466 | 94.0241 | 96.7619 | 97.7649 | 97.7944 | 97.2619 | 96.0084 | 94.3076 | 91.4868 | 87.5526 | 84.0763 | 81.6205 | 79.8077 | 4.1039 | 3.9769 | 4.1331 | 3.9132 | 3.8898 | 3.8547 | 4.385 | 4.3159 | 5.24 | 5.3279 | 4.8018 | 4.4934 | 4.2524 | 4.3216 | 3.828 | 3.2115 | 2.7561 | 2.7014 | 2.7014 | 3.9887 | 4.2249 | 4.2678 | 3.6603 | 3.8541
Portfolio Adjusted1-in-10Size: Over 200kWAll2025October Monthly Peak | Portfolio Adjusted | 1-in-10 | Size: Over 200kW | All | 2025 | October Monthly Peak | 10 | 126.1529 | 123.1721 | 118.8511 | 118.9191 | 127.373 | 150.6305 | 180.9426 | 201.0478 | 215.3947 | 224.7412 | 233.6024 | 237.3271 | 237.4779 | 239.6409 | 233.2819 | 218.8003 | 203.2721 | 194.4194 | 184.2035 | 175.7537 | 167.2818 | 157.5677 | 145.6471 | 138.4434 | -0.61266 | -0.88462 | -0.58128 | -0.98095 | -1.3575 | -1.2668 | -1.4915 | -1.4926 | -1.5306 | -1.8988 | -1.4316 | -1.5949 | -0.93728 | 0.49409 | 5.5068 | 5.7518 | 5.7362 | 5.3442 | 2.0599 | 0.88987 | 0.45689 | 0.81416 | 0.67971 | 0.57384 | 73.8612 | 73.2339 | 72.5309 | 71.261 | 70.2782 | 69.5138 | 69.1772 | 68.9322 | 69.8558 | 73.5161 | 78.1125 | 82.9325 | 86.7448 | 89.2002 | 90.2175 | 90.3344 | 89.461 | 87.7344 | 85.0699 | 81.7967 | 78.7064 | 76.6754 | 75.1611 | 73.7984 | 3.3652 | 3.2892 | 3.4129 | 3.2133 | 3.1899 | 3.1689 | 3.6693 | 3.5481 | 4.1846 | 4.2218 | 3.806 | 3.6002 | 3.4632 | 3.5292 | 3.1245 | 2.6226 | 2.2669 | 2.306 | 2.289 | 3.2979 | 3.4798 | 3.5392 | 3.0295 | 3.2257
Portfolio Adjusted1-in-10Size: Over 200kWAll2025November Monthly Peak | Portfolio Adjusted | 1-in-10 | Size: Over 200kW | All | 2025 | November Monthly Peak | 11 | 127.766 | 124.5907 | 120.4166 | 119.8518 | 128.3127 | 150.6219 | 176.7179 | 194.8956 | 207.1719 | 213.8539 | 220.7224 | 223.3207 | 222.199 | 223.8663 | 217.5168 | 203.6696 | 190.9945 | 184.7939 | 175.8085 | 168.4861 | 162.0322 | 154.2757 | 142.5539 | 135.6995 | 0.0033211 | -0.16011 | -0.067688 | -1.0996 | -1.4122 | -1.0025 | -0.35895 | -1.3402 | -1.3682 | -1.7861 | -0.37428 | -0.059633 | 0.61738 | 2.3124 | 6.6388 | 6.1924 | 6.7764 | 5.9924 | 1.8923 | 1.4447 | 1.2353 | 1.2854 | 1.0515 | 0.7595 | 63.3952 | 62.1005 | 61.3116 | 60.2121 | 59.3096 | 58.5553 | 58.2105 | 58.5263 | 60.6507 | 64.9606 | 70.2887 | 74.5406 | 77.2911 | 78.9075 | 79.9219 | 79.9585 | 78.7011 | 76.3611 | 73.7296 | 70.9893 | 68.8402 | 67.2056 | 65.605 | 64.7288 | 3.6311 | 3.5419 | 3.6876 | 3.4564 | 3.4331 | 3.3873 | 3.8263 | 3.6783 | 4.3172 | 4.2866 | 3.8404 | 3.6185 | 3.4566 | 3.5135 | 3.1074 | 2.6008 | 2.2715 | 2.3356 | 2.3269 | 3.369 | 3.5909 | 3.6932 | 3.1648 | 3.3782
Portfolio Adjusted1-in-10Size: Over 200kWAll2025December Monthly Peak | Portfolio Adjusted | 1-in-10 | Size: Over 200kW | All | 2025 | December Monthly Peak | 12 | 124.4074 | 121.1411 | 117.8087 | 118.3443 | 127.0107 | 149.0743 | 177.5933 | 193.5148 | 202.3129 | 202.6296 | 202.4544 | 198.6265 | 193.3638 | 191.156 | 184.0153 | 174.0217 | 167.1244 | 165.5774 | 160.6593 | 156.7464 | 151.5676 | 144.8397 | 135.9255 | 130.2978 | 0.028164 | -0.13256 | -0.049878 | -1.0712 | -1.3851 | -0.97807 | -0.34449 | -1.3125 | -1.3261 | -1.6794 | -0.33611 | -0.046568 | 0.54496 | 1.9937 | 5.6603 | 5.3145 | 5.9383 | 5.3747 | 1.7335 | 1.3556 | 1.17 | 1.2122 | 1.0157 | 0.741 | 44.6544 | 43.9968 | 43.3449 | 42.9131 | 42.4364 | 41.6285 | 41.7178 | 41.7704 | 42.521 | 44.6477 | 47.2343 | 49.4123 | 50.7369 | 51.1149 | 51.4325 | 51.579 | 51.0315 | 49.6629 | 48.0201 | 47.0378 | 46.1598 | 45.285 | 44.6872 | 44.2319 | 3.5286 | 3.4324 | 3.5887 | 3.3936 | 3.3807 | 3.3491 | 3.8273 | 3.6344 | 4.1777 | 4.0418 | 3.5092 | 3.2094 | 3.0051 | 3.0017 | 2.6252 | 2.23 | 1.998 | 2.1042 | 2.1372 | 3.1522 | 3.3679 | 3.4533 | 3.0122 | 3.2342
Portfolio Adjusted1-in-10Size: Over 200kWAll2025Typical Event Day | Portfolio Adjusted | 1-in-10 | Size: Over 200kW | All | 2025 | Typical Event Day | 8 | 145.2997 | 141.1858 | 136.9504 | 136.7516 | 146.3566 | 171.5168 | 200.2556 | 223.0513 | 240.06 | 250.7447 | 260.6455 | 261.7732 | 257.7554 | 259.4271 | 253.2431 | 239.5504 | 222.6859 | 206.3731 | 196.2213 | 191.9662 | 187.466 | 177.2339 | 164.7034 | 156.5798 | -0.91509 | -1.2427 | -0.83522 | -1.0983 | -1.5548 | -1.5283 | -1.991 | -1.6928 | -1.7709 | -2.1234 | -1.9088 | -2.2129 | -1.495 | -0.01909 | 5.5757 | 6.1014 | 5.8917 | 5.4648 | 2.2178 | 0.77594 | 0.26663 | 0.75151 | 0.64761 | 0.57958 | 74.9651 | 73.906 | 72.918 | 72.1459 | 71.2946 | 70.5623 | 70.1978 | 70.5918 | 73.3785 | 77.9404 | 82.6769 | 86.9125 | 89.9794 | 92.2347 | 93.5331 | 93.8434 | 93.8959 | 92.8828 | 91.4349 | 89.0367 | 85.3369 | 81.8869 | 79.5468 | 77.7865 | 3.9002 | 3.779 | 3.9378 | 3.7 | 3.6658 | 3.616 | 4.0494 | 3.9434 | 4.6928 | 4.7414 | 4.2688 | 3.9961 | 3.7732 | 3.8384 | 3.409 | 2.8872 | 2.4994 | 2.462 | 2.4594 | 3.6047 | 3.9051 | 3.9728 | 3.4286 | 3.6365
Portfolio Adjusted1-in-2Size: Over 200kWAll2015January Monthly Peak | Portfolio Adjusted | 1-in-2 | Size: Over 200kW | All | 2015 | January Monthly Peak | 1 | 126.0844 | 122.5195 | 118.9302 | 119.4807 | 128.4741 | 152.3869 | 184.225 | 201.9904 | 210.4615 | 211.0117 | 212.0672 | 209.8567 | 206.0073 | 205.3022 | 197.951 | 186.4768 | 176.3845 | 173.5209 | 168.686 | 164.3178 | 158.6204 | 151.3518 | 141.7621 | 135.4158 | 0.014621 | -0.14827 | -0.05842 | -1.0888 | -1.4066 | -1.001 | -0.35999 | -1.3733 | -1.3786 | -1.7487 | -0.35221 | -0.049988 | 0.57881 | 2.1387 | 6.0838 | 5.694 | 6.2703 | 5.6307 | 1.8154 | 1.4146 | 1.2216 | 1.2669 | 1.0594 | 0.77108 | 46.3573 | 45.5251 | 44.818 | 44.3337 | 43.9215 | 43.8029 | 43.5802 | 43.3947 | 43.7534 | 45.6868 | 48.8991 | 51.7014 | 53.5644 | 54.9428 | 55.8505 | 56.3375 | 56.1821 | 54.7636 | 52.8825 | 51.422 | 50.3183 | 49.3298 | 48.4778 | 47.5625 | 3.5829 | 3.4815 | 3.6344 | 3.4423 | 3.4286 | 3.4237 | 3.9797 | 3.8016 | 4.3516 | 4.2094 | 3.6761 | 3.3873 | 3.1965 | 3.2195 | 2.8226 | 2.387 | 2.1041 | 2.2012 | 2.2409 | 3.294 | 3.5182 | 3.6085 | 3.143 | 3.3671
Portfolio Adjusted1-in-2Size: Over 200kWAll2015February Monthly Peak | Portfolio Adjusted | 1-in-2 | Size: Over 200kW | All | 2015 | February Monthly Peak | 2 | 124.6663 | 121.2386 | 117.6084 | 118.0579 | 126.8964 | 150.2691 | 181.1959 | 198.028 | 206.126 | 207.1473 | 208.8063 | 207.3844 | 203.9928 | 203.745 | 196.755 | 185.414 | 175.1821 | 172.1002 | 166.9752 | 162.3173 | 156.8069 | 149.827 | 140.2404 | 134.0752 | 0.015218 | -0.14557 | -0.056974 | -1.0732 | -1.3861 | -0.98327 | -0.35274 | -1.3411 | -1.347 | -1.713 | -0.34921 | -0.051382 | 0.57037 | 2.1233 | 6.0525 | 5.6685 | 6.2314 | 5.5884 | 1.7932 | 1.392 | 1.204 | 1.2519 | 1.0462 | 0.76213 | 49.5691 | 49.225 | 48.862 | 48.4769 | 47.9924 | 47.6757 | 47.5064 | 47.4471 | 48.0113 | 49.7913 | 51.7901 | 53.6499 | 54.3972 | 54.617 | 54.6727 | 54.1395 | 53.9326 | 53.2329 | 51.975 | 50.7772 | 49.6585 | 49.0614 | 47.8291 | 46.7612 | 3.5397 | 3.4419 | 3.5889 | 3.3922 | 3.378 | 3.3678 | 3.9042 | 3.7168 | 4.2476 | 4.1173 | 3.6073 | 3.3374 | 3.1559 | 3.1861 | 2.7992 | 2.3681 | 2.086 | 2.1794 | 2.215 | 3.2443 | 3.4693 | 3.5664 | 3.1026 | 3.328
Portfolio Adjusted1-in-2Size: Over 200kWAll2015March Monthly Peak | Portfolio Adjusted | 1-in-2 | Size: Over 200kW | All | 2015 | March Monthly Peak | 3 | 130.057 | 125.7904 | 122.1075 | 121.2793 | 129.3983 | 152.1462 | 180.5637 | 199.5113 | 209.4535 | 210.9496 | 214.1121 | 213.3492 | 210.3792 | 211.5982 | 205.3855 | 194.5458 | 183.3476 | 173.4538 | 167.8592 | 168.039 | 164.7302 | 157.5128 | 146.504 | 138.7776 | 0.016388 | -0.14976 | -0.060847 | -1.1 | -1.4148 | -0.98934 | -0.35446 | -1.3489 | -1.3786 | -1.7437 | -0.36518 | -0.057567 | 0.58133 | 2.2069 | 6.3245 | 5.9562 | 6.515 | 5.6342 | 1.7955 | 1.431 | 1.2597 | 1.3089 | 1.0884 | 0.78564 | 49.3968 | 48.4409 | 47.6363 | 47.1827 | 46.848 | 46.3703 | 45.9914 | 45.997 | 47.9594 | 50.3112 | 52.7267 | 54.7114 | 55.9452 | 56.9292 | 57.3005 | 57.672 | 57.4259 | 56.7293 | 55.2827 | 53.3064 | 52.0077 | 50.8374 | 49.9037 | 49.0314 | 3.6811 | 3.5571 | 3.7211 | 3.4709 | 3.4369 | 3.3902 | 3.8678 | 3.722 | 4.2947 | 4.1639 | 3.6784 | 3.4204 | 3.2406 | 3.2906 | 2.909 | 2.4724 | 2.1732 | 2.185 | 2.2209 | 3.3433 | 3.6333 | 3.7348 | 3.2332 | 3.4342
Portfolio Adjusted1-in-2Size: Over 200kWAll2015April Monthly Peak | Portfolio Adjusted | 1-in-2 | Size: Over 200kW | All | 2015 | April Monthly Peak | 4 | 127.0561 | 123.339 | 119.325 | 118.2071 | 125.7845 | 147.1002 | 172.9926 | 190.9316 | 202.1771 | 207.926 | 215.1971 | 218.233 | 217.7074 | 220.9795 | 215.8428 | 204.2596 | 190.8281 | 178.3178 | 170.1151 | 168.172 | 164.166 | 156.5651 | 144.7302 | 137.0498 | 0.0022252 | -0.15575 | -0.066075 | -1.0733 | -1.3774 | -0.95997 | -0.34659 | -1.2967 | -1.3411 | -1.7257 | -0.36981 | -0.061156 | 0.59562 | 2.2998 | 6.6402 | 6.2575 | 6.7852 | 5.7951 | 1.8122 | 1.4264 | 1.254 | 1.3025 | 1.0723 | 0.77417 | 62.6545 | 61.6296 | 60.2984 | 59.2413 | 58.374 | 57.7052 | 57.2378 | 57.1571 | 59.4599 | 63.4679 | 67.8818 | 72.0896 | 75.4861 | 77.989 | 79.3794 | 79.9786 | 80.0028 | 79.441 | 77.8545 | 75.2031 | 71.3877 | 68.5703 | 66.301 | 64.1262 | 3.5951 | 3.4885 | 3.6372 | 3.3763 | 3.3367 | 3.2713 | 3.7081 | 3.5616 | 4.1525 | 4.1115 | 3.699 | 3.4986 | 3.3515 | 3.4317 | 3.0543 | 2.5892 | 2.2558 | 2.2402 | 2.2457 | 3.3378 | 3.618 | 3.7197 | 3.1933 | 3.3903
Portfolio Adjusted1-in-2Size: Over 200kWAll2015May Monthly Peak | Portfolio Adjusted | 1-in-2 | Size: Over 200kW | All | 2015 | May Monthly Peak | 5 | 130.2823 | 126.9056 | 122.4333 | 121.8575 | 130.2694 | 151.9359 | 176.8694 | 198.4008 | 212.7528 | 220.2319 | 227.8334 | 230.196 | 228.2256 | 230.3823 | 224.8035 | 211.4399 | 197.184 | 183.6716 | 174.6532 | 170.4244 | 167.8141 | 160.4313 | 149.1274 | 141.7021 | 0.011525 | -0.1535 | -0.066489 | -1.1048 | -1.4214 | -0.98723 | -0.35208 | -1.3458 | -1.4183 | -1.8329 | -0.39192 | -0.064156 | 0.62514 | 2.3933 | 6.9033 | 6.4688 | 7.0116 | 5.9744 | 1.8577 | 1.4404 | 1.2691 | 1.3257 | 1.1006 | 0.79545 | 62.7638 | 62.1104 | 61.4671 | 60.642 | 59.8885 | 59.439 | 59.284 | 59.7061 | 61.3128 | 64.6597 | 68.6673 | 72.527 | 76.1853 | 78.8203 | 79.9509 | 80.5469 | 80.5804 | 79.2395 | 77.1249 | 74.3376 | 70.6062 | 67.4621 | 65.5936 | 64.247 | 3.6696 | 3.5712 | 3.7108 | 3.4666 | 3.4367 | 3.3648 | 3.764 | 3.6881 | 4.3704 | 4.36 | 3.9275 | 3.6979 | 3.5212 | 3.5899 | 3.1899 | 2.6846 | 2.3326 | 2.3074 | 2.3019 | 3.3707 | 3.6676 | 3.7857 | 3.2707 | 3.4802
Portfolio Adjusted1-in-2Size: Over 200kWAll2015June Monthly Peak | Portfolio Adjusted | 1-in-2 | Size: Over 200kW | All | 2015 | June Monthly Peak | 6 | 138.6416 | 135.0322 | 130.512 | 129.8926 | 138.2949 | 160.2046 | 185.0087 | 205.7802 | 219.7545 | 228.2325 | 236.6939 | 237.1341 | 232.5258 | 233.8712 | 228.6782 | 218.0471 | 204.3234 | 190.6579 | 182.6524 | 177.3103 | 175.2317 | 168.1484 | 156.5804 | 149.2354 | -0.309 | -0.51867 | -0.32801 | -1.1072 | -1.4881 | -1.1859 | -0.93699 | -1.4627 | -1.5813 | -1.926 | -0.9217 | -0.82485 | -0.16595 | 1.4726 | 6.2646 | 6.2593 | 6.5193 | 5.7584 | 1.9564 | 1.1821 | 0.93494 | 1.1554 | 0.98297 | 0.7707 | 67.4705 | 66.5265 | 65.5889 | 64.5271 | 63.7599 | 62.9934 | 62.3282 | 63.0444 | 65.869 | 70.4444 | 75.3199 | 79.6659 | 82.393 | 83.9613 | 85.4529 | 86.0185 | 86.4529 | 85.7814 | 84.6416 | 81.8872 | 78.0947 | 73.9082 | 71.5608 | 69.8569 | 3.6981 | 3.599 | 3.7443 | 3.4975 | 3.4507 | 3.3606 | 3.7367 | 3.6375 | 4.2987 | 4.3164 | 3.893 | 3.6187 | 3.3934 | 3.4472 | 3.0675 | 2.6203 | 2.2883 | 2.2679 | 2.2829 | 3.311 | 3.6331 | 3.7579 | 3.2516 | 3.4667
Portfolio Adjusted1-in-2Size: Over 200kWAll2015July Monthly Peak | Portfolio Adjusted | 1-in-2 | Size: Over 200kW | All | 2015 | July Monthly Peak | 7 | 144.6529 | 140.4016 | 136.2501 | 136.2324 | 145.3437 | 169.1858 | 195.0611 | 216.0614 | 229.859 | 238.7097 | 246.6569 | 246.6054 | 242.1974 | 243.1192 | 237.5883 | 227.6834 | 214.3917 | 200.4407 | 192.1275 | 186.5717 | 183.6095 | 175.2084 | 162.8387 | 155.0165 | -0.81236 | -1.1157 | -0.7481 | -1.1016 | -1.5465 | -1.4656 | -1.7863 | -1.6225 | -1.7021 | -2.0214 | -1.673 | -1.887 | -1.213 | 0.24241 | 5.4691 | 5.9412 | 5.8694 | 5.4477 | 2.1474 | 0.82671 | 0.37907 | 0.82181 | 0.70809 | 0.62078 | 74.4305 | 73.4298 | 72.6472 | 71.9184 | 71.1838 | 70.4573 | 69.996 | 70.7227 | 73.4543 | 77.1443 | 81.0085 | 84.6923 | 87.3404 | 89.0063 | 90.3824 | 90.8809 | 90.3228 | 89.3198 | 88.5419 | 87.0666 | 84.3608 | 80.8564 | 78.3957 | 76.6283 | 3.8439 | 3.7213 | 3.8816 | 3.6498 | 3.608 | 3.5394 | 3.9191 | 3.7893 | 4.4508 | 4.4666 | 4.0017 | 3.7188 | 3.4991 | 3.5458 | 3.1529 | 2.7097 | 2.3797 | 2.3647 | 2.3851 | 3.463 | 3.7839 | 3.8937 | 3.3611 | 3.5763
Portfolio Adjusted1-in-2Size: Over 200kWAll2015August Monthly Peak | Portfolio Adjusted | 1-in-2 | Size: Over 200kW | All | 2015 | August Monthly Peak | 8 | 144.3396 | 140.2648 | 136.0767 | 135.867 | 145.4196 | 170.2817 | 198.5617 | 220.5343 | 236.7336 | 246.8865 | 256.4542 | 257.5364 | 253.4389 | 255.1419 | 249.1007 | 235.8055 | 219.391 | 203.5028 | 193.6532 | 189.5887 | 185.4625 | 175.6308 | 163.3256 | 155.4101 | -0.85255 | -1.1595 | -0.77782 | -1.1338 | -1.574 | -1.4986 | -1.8224 | -1.6748 | -1.7332 | -2.0891 | -1.7194 | -1.9402 | -1.2284 | 0.28459 | 5.7451 | 6.1566 | 6.0474 | 5.5511 | 2.1954 | 0.85968 | 0.38363 | 0.807 | 0.68357 | 0.58574 | 74.2645 | 72.9232 | 71.7491 | 70.9978 | 70.3301 | 69.5466 | 69.1759 | 68.9803 | 71.0586 | 75.9996 | 81.2671 | 85.8665 | 89.1469 | 91.0823 | 92.3257 | 92.7252 | 92.6981 | 92.0255 | 90.2517 | 86.9401 | 82.4839 | 79.3628 | 77.51 | 76.0597 | 3.8376 | 3.7177 | 3.8728 | 3.636 | 3.6031 | 3.5525 | 3.9714 | 3.856 | 4.5726 | 4.6095 | 4.1473 | 3.8821 | 3.6628 | 3.7272 | 3.3124 | 2.8093 | 2.4366 | 2.4028 | 2.4035 | 3.5174 | 3.8184 | 3.8923 | 3.3624 | 3.5707
Portfolio Adjusted1-in-2Size: Over 200kWAll2015September Monthly Peak | Portfolio Adjusted | 1-in-2 | Size: Over 200kW | All | 2015 | September Monthly Peak | 9 | 143.7961 | 139.8561 | 135.1833 | 135.8381 | 145.8317 | 171.6438 | 202.7537 | 225.2345 | 244.5972 | 255.63 | 264.7192 | 265.5686 | 261.3825 | 263.434 | 256.6161 | 241.239 | 223.4502 | 206.6692 | 197.6584 | 195.043 | 187.2362 | 176.8071 | 163.8834 | 155.3616 | -0.76364 | -1.076 | -0.71383 | -1.1138 | -1.5532 | -1.4662 | -1.774 | -1.6829 | -1.764 | -2.1634 | -1.7196 | -1.9211 | -1.1774 | 0.38259 | 5.9482 | 6.2972 | 6.2081 | 5.6426 | 2.2195 | 0.91751 | 0.43057 | 0.85088 | 0.71934 | 0.60855 | 72.9664 | 71.8944 | 71.0393 | 70.2948 | 69.5762 | 68.8562 | 68.6119 | 68.5315 | 70.5408 | 75.0082 | 80.0915 | 84.8669 | 88.9856 | 91.427 | 92.7313 | 93.1091 | 92.882 | 91.8003 | 90.3236 | 87.2467 | 83.4355 | 80.5285 | 78.5517 | 77.2466 | 3.8167 | 3.7003 | 3.848 | 3.6403 | 3.6199 | 3.5757 | 4.0487 | 3.9379 | 4.7347 | 4.7818 | 4.2986 | 4.0211 | 3.7954 | 3.8615 | 3.4242 | 2.881 | 2.4815 | 2.4405 | 2.4498 | 3.6242 | 3.8647 | 3.9309 | 3.3819 | 3.5762
Portfolio Adjusted1-in-2Size: Over 200kWAll2015October Monthly Peak | Portfolio Adjusted | 1-in-2 | Size: Over 200kW | All | 2015 | October Monthly Peak | 10 | 122.6487 | 119.7956 | 115.698 | 115.7988 | 124.0857 | 146.266 | 174.9532 | 191.8947 | 202.8501 | 209.7257 | 216.8144 | 219.975 | 219.5945 | 221.7118 | 215.7826 | 202.9336 | 189.3587 | 182.4795 | 173.7667 | 166.2842 | 159.3566 | 151.2765 | 140.3544 | 133.9311 | -0.19789 | -0.38193 | -0.22671 | -1.0268 | -1.353 | -1.0523 | -0.7004 | -1.3487 | -1.3827 | -1.7537 | -0.67163 | -0.50839 | 0.13269 | 1.7187 | 6.1491 | 5.9373 | 6.2928 | 5.6431 | 1.8827 | 1.2353 | 0.97728 | 1.1151 | 0.92368 | 0.69884 | 65.4567 | 64.5141 | 63.6975 | 62.8194 | 62.0623 | 61.4586 | 60.9385 | 60.8717 | 61.9182 | 65.5178 | 71.0057 | 77.0667 | 82.5744 | 85.7831 | 86.5833 | 87.1422 | 87.2372 | 86.2635 | 83.5219 | 78.7831 | 75.2743 | 72.6495 | 70.5298 | 68.9222 | 3.3515 | 3.2759 | 3.4014 | 3.1997 | 3.1787 | 3.1503 | 3.6335 | 3.468 | 4.0328 | 4.0244 | 3.6095 | 3.409 | 3.2696 | 3.3335 | 2.9527 | 2.4875 | 2.163 | 2.2172 | 2.2129 | 3.1914 | 3.3921 | 3.4767 | 2.9893 | 3.1989
Portfolio Adjusted1-in-2Size: Over 200kWAll2015November Monthly Peak | Portfolio Adjusted | 1-in-2 | Size: Over 200kW | All | 2015 | November Monthly Peak | 11 | 127.2614 | 124.0543 | 119.995 | 119.486 | 127.9846 | 150.2177 | 176.2386 | 193.7286 | 204.8827 | 210.2436 | 216.0277 | 217.9062 | 216.2712 | 217.6139 | 211.2187 | 197.9217 | 186.1299 | 180.841 | 172.6737 | 165.9403 | 160.0062 | 152.7128 | 141.3977 | 134.7552 | 0.010597 | -0.14683 | -0.059751 | -1.0926 | -1.4087 | -0.99811 | -0.35245 | -1.3303 | -1.3634 | -1.7533 | -0.36127 | -0.053383 | 0.60188 | 2.2609 | 6.4732 | 6.0412 | 6.6139 | 5.8759 | 1.8529 | 1.4245 | 1.2312 | 1.2831 | 1.0565 | 0.76799 | 58.7712 | 57.8194 | 57.2515 | 56.5743 | 55.5488 | 54.6523 | 54.6616 | 54.5684 | 57.2684 | 61.1126 | 65.8192 | 70.4342 | 73.2928 | 74.8808 | 75.9492 | 75.7818 | 73.9451 | 70.8921 | 67.7689 | 65.5771 | 64.0275 | 63.0938 | 62.1738 | 61.509 | 3.6188 | 3.528 | 3.6761 | 3.448 | 3.4265 | 3.3811 | 3.819 | 3.6589 | 4.2705 | 4.2116 | 3.7563 | 3.528 | 3.3613 | 3.4123 | 3.0154 | 2.5276 | 2.2157 | 2.2882 | 2.2884 | 3.3186 | 3.5462 | 3.6552 | 3.1407 | 3.3574
Portfolio Adjusted1-in-2Size: Over 200kWAll2015December Monthly Peak | Portfolio Adjusted | 1-in-2 | Size: Over 200kW | All | 2015 | December Monthly Peak | 12 | 119.9447 | 117.1493 | 113.7116 | 114.0338 | 122.1932 | 142.5282 | 168.1335 | 181.2351 | 188.8349 | 190.7153 | 192.473 | 191.1209 | 187.3326 | 186.6141 | 180.5584 | 171.0552 | 163.735 | 161.5027 | 155.6074 | 150.726 | 146.0353 | 140.0983 | 131.2227 | 126.1341 | 0.018421 | -0.1337 | -0.052532 | -1.0313 | -1.3319 | -0.93601 | -0.32961 | -1.2294 | -1.2409 | -1.5807 | -0.32389 | -0.048836 | 0.52028 | 1.945 | 5.5606 | 5.2367 | 5.8234 | 5.2479 | 1.6706 | 1.2956 | 1.1239 | 1.1716 | 0.97737 | 0.7158 | 50.4977 | 49.6483 | 49.0053 | 48.4991 | 47.9206 | 47.336 | 47.0883 | 47.0007 | 47.6304 | 50.8852 | 54.6629 | 57.8513 | 59.957 | 61.1418 | 61.8637 | 62.1645 | 61.5864 | 59.3625 | 56.601 | 54.4398 | 52.7444 | 50.9102 | 49.2476 | 47.9111 | 3.3996 | 3.3175 | 3.4615 | 3.2593 | 3.2442 | 3.1941 | 3.6208 | 3.3984 | 3.8939 | 3.7929 | 3.3234 | 3.0747 | 2.8959 | 2.9127 | 2.5628 | 2.1798 | 1.9491 | 2.0445 | 2.0639 | 3.0186 | 3.2374 | 3.3403 | 2.9039 | 3.1294
Portfolio Adjusted1-in-2Size: Over 200kWAll2015Typical Event Day | Portfolio Adjusted | 1-in-2 | Size: Over 200kW | All | 2015 | Typical Event Day | 8 | 143.1265 | 139.1122 | 134.9861 | 134.7888 | 144.2695 | 168.7328 | 196.4155 | 217.3511 | 232.4939 | 241.9902 | 251.0946 | 252.0991 | 247.9056 | 249.66 | 243.7817 | 230.9904 | 215.1323 | 199.812 | 190.3687 | 186.5539 | 182.8981 | 173.5828 | 161.5697 | 153.8982 | -0.67834 | -0.96291 | -0.63895 | -1.1162 | -1.5439 | -1.4071 | -1.5772 | -1.6077 | -1.6825 | -2.039 | -1.4978 | -1.6315 | -0.92955 | 0.62202 | 5.9064 | 6.1946 | 6.1788 | 5.5982 | 2.1183 | 0.94915 | 0.53592 | 0.9063 | 0.77364 | 0.64491 | 72.283 | 71.1935 | 70.2561 | 69.4345 | 68.7125 | 67.9634 | 67.528 | 67.8197 | 70.2307 | 74.6491 | 79.4218 | 83.7729 | 86.9665 | 88.8692 | 90.2231 | 90.6834 | 90.589 | 89.7318 | 88.4397 | 85.7852 | 82.0937 | 78.664 | 76.5046 | 74.9479 | 3.783 | 3.6661 | 3.8212 | 3.5885 | 3.5563 | 3.5017 | 3.9102 | 3.7821 | 4.4719 | 4.4983 | 4.0432 | 3.7831 | 3.5656 | 3.6292 | 3.2257 | 2.7382 | 2.3772 | 2.3471 | 2.35 | 3.4452 | 3.7491 | 3.8291 | 3.3114 | 3.5209
Portfolio Adjusted1-in-2Size: Over 200kWAll2016January Monthly Peak | Portfolio Adjusted | 1-in-2 | Size: Over 200kW | All | 2016 | January Monthly Peak | 1 | 126.0844 | 122.5195 | 118.9302 | 119.4807 | 128.4741 | 152.3869 | 184.225 | 201.9904 | 210.4615 | 211.0117 | 212.0672 | 209.8567 | 206.0073 | 205.3022 | 197.951 | 186.4768 | 176.3845 | 173.5209 | 168.686 | 164.3178 | 158.6204 | 151.3518 | 141.7621 | 135.4158 | 0.014621 | -0.14827 | -0.05842 | -1.0888 | -1.4066 | -1.001 | -0.35999 | -1.3733 | -1.3786 | -1.7487 | -0.35221 | -0.049988 | 0.57881 | 2.1387 | 6.0838 | 5.694 | 6.2703 | 5.6307 | 1.8154 | 1.4146 | 1.2216 | 1.2669 | 1.0594 | 0.77108 | 46.3573 | 45.5251 | 44.818 | 44.3337 | 43.9215 | 43.8029 | 43.5802 | 43.3947 | 43.7534 | 45.6868 | 48.8991 | 51.7014 | 53.5644 | 54.9428 | 55.8505 | 56.3375 | 56.1821 | 54.7636 | 52.8825 | 51.422 | 50.3183 | 49.3298 | 48.4778 | 47.5625 | 3.5829 | 3.4815 | 3.6344 | 3.4423 | 3.4286 | 3.4237 | 3.9797 | 3.8016 | 4.3516 | 4.2094 | 3.6761 | 3.3873 | 3.1965 | 3.2195 | 2.8226 | 2.387 | 2.1041 | 2.2012 | 2.2409 | 3.294 | 3.5182 | 3.6085 | 3.143 | 3.3671
Portfolio Adjusted1-in-2Size: Over 200kWAll2016February Monthly Peak | Portfolio Adjusted | 1-in-2 | Size: Over 200kW | All | 2016 | February Monthly Peak | 2 | 124.6663 | 121.2386 | 117.6084 | 118.0579 | 126.8964 | 150.2691 | 181.1959 | 198.028 | 206.126 | 207.1473 | 208.8063 | 207.3844 | 203.9928 | 203.745 | 196.755 | 185.414 | 175.1821 | 172.1002 | 166.9752 | 162.3173 | 156.8069 | 149.827 | 140.2404 | 134.0752 | 0.015218 | -0.14557 | -0.056974 | -1.0732 | -1.3861 | -0.98327 | -0.35274 | -1.3411 | -1.347 | -1.713 | -0.34921 | -0.051382 | 0.57037 | 2.1233 | 6.0525 | 5.6685 | 6.2314 | 5.5884 | 1.7932 | 1.392 | 1.204 | 1.2519 | 1.0462 | 0.76213 | 49.5691 | 49.225 | 48.862 | 48.4769 | 47.9924 | 47.6757 | 47.5064 | 47.4471 | 48.0113 | 49.7913 | 51.7901 | 53.6499 | 54.3972 | 54.617 | 54.6727 | 54.1395 | 53.9326 | 53.2329 | 51.975 | 50.7772 | 49.6584 | 49.0614 | 47.8291 | 46.7612 | 3.5397 | 3.4419 | 3.5889 | 3.3922 | 3.378 | 3.3678 | 3.9042 | 3.7168 | 4.2476 | 4.1173 | 3.6073 | 3.3374 | 3.1559 | 3.1861 | 2.7992 | 2.3681 | 2.086 | 2.1794 | 2.215 | 3.2443 | 3.4693 | 3.5664 | 3.1026 | 3.328
Portfolio Adjusted1-in-2Size: Over 200kWAll2016March Monthly Peak | Portfolio Adjusted | 1-in-2 | Size: Over 200kW | All | 2016 | March Monthly Peak | 3 | 130.057 | 125.7904 | 122.1075 | 121.2793 | 129.3983 | 152.1462 | 180.5637 | 199.5113 | 209.4535 | 210.9496 | 214.1121 | 213.3492 | 210.3792 | 211.5982 | 205.3854 | 194.5458 | 183.3476 | 173.4538 | 167.8592 | 168.039 | 164.7302 | 157.5128 | 146.504 | 138.7776 | 0.016388 | -0.14976 | -0.060847 | -1.1 | -1.4148 | -0.98934 | -0.35446 | -1.3489 | -1.3786 | -1.7437 | -0.36518 | -0.057567 | 0.58133 | 2.2069 | 6.3245 | 5.9562 | 6.515 | 5.6342 | 1.7955 | 1.431 | 1.2597 | 1.3089 | 1.0884 | 0.78564 | 49.3968 | 48.4409 | 47.6363 | 47.1827 | 46.848 | 46.3703 | 45.9914 | 45.997 | 47.9594 | 50.3112 | 52.7267 | 54.7114 | 55.9452 | 56.9292 | 57.3005 | 57.672 | 57.4259 | 56.7293 | 55.2827 | 53.3064 | 52.0077 | 50.8374 | 49.9037 | 49.0314 | 3.6811 | 3.5571 | 3.7211 | 3.4709 | 3.4369 | 3.3902 | 3.8678 | 3.722 | 4.2947 | 4.1639 | 3.6784 | 3.4204 | 3.2406 | 3.2906 | 2.909 | 2.4724 | 2.1732 | 2.185 | 2.2209 | 3.3433 | 3.6333 | 3.7348 | 3.2332 | 3.4342
Portfolio Adjusted1-in-2Size: Over 200kWAll2016April Monthly Peak | Portfolio Adjusted | 1-in-2 | Size: Over 200kW | All | 2016 | April Monthly Peak | 4 | 127.0561 | 123.339 | 119.325 | 118.2071 | 125.7845 | 147.1002 | 172.9926 | 190.9316 | 202.1771 | 207.926 | 215.1971 | 218.233 | 217.7074 | 220.9795 | 215.8428 | 204.2596 | 190.8281 | 178.3178 | 170.1151 | 168.172 | 164.166 | 156.5651 | 144.7302 | 137.0498 | 0.0022252 | -0.15575 | -0.066075 | -1.0733 | -1.3774 | -0.95997 | -0.34659 | -1.2967 | -1.3411 | -1.7257 | -0.36981 | -0.061156 | 0.59562 | 2.2998 | 6.6402 | 6.2575 | 6.7852 | 5.7951 | 1.8122 | 1.4264 | 1.254 | 1.3025 | 1.0723 | 0.77417 | 62.6545 | 61.6296 | 60.2984 | 59.2413 | 58.374 | 57.7052 | 57.2378 | 57.1571 | 59.4599 | 63.4679 | 67.8818 | 72.0896 | 75.4861 | 77.989 | 79.3794 | 79.9786 | 80.0028 | 79.441 | 77.8545 | 75.2031 | 71.3877 | 68.5703 | 66.301 | 64.1262 | 3.5951 | 3.4885 | 3.6372 | 3.3763 | 3.3367 | 3.2713 | 3.7081 | 3.5616 | 4.1525 | 4.1115 | 3.699 | 3.4986 | 3.3515 | 3.4317 | 3.0543 | 2.5892 | 2.2558 | 2.2402 | 2.2457 | 3.3378 | 3.618 | 3.7197 | 3.1933 | 3.3903
Portfolio Adjusted1-in-2Size: Over 200kWAll2016May Monthly Peak | Portfolio Adjusted | 1-in-2 | Size: Over 200kW | All | 2016 | May Monthly Peak | 5 | 130.2823 | 126.9056 | 122.4333 | 121.8575 | 130.2694 | 151.9359 | 176.8694 | 198.4008 | 212.7528 | 220.2319 | 227.8334 | 230.196 | 228.2256 | 230.3823 | 224.8035 | 211.4399 | 197.184 | 183.6716 | 174.6532 | 170.4244 | 167.8141 | 160.4313 | 149.1274 | 141.7021 | 0.011525 | -0.1535 | -0.066489 | -1.1048 | -1.4214 | -0.98723 | -0.35208 | -1.3458 | -1.4183 | -1.8329 | -0.39192 | -0.064156 | 0.62514 | 2.3933 | 6.9033 | 6.4688 | 7.0116 | 5.9744 | 1.8577 | 1.4404 | 1.2691 | 1.3257 | 1.1006 | 0.79545 | 62.7638 | 62.1104 | 61.4671 | 60.642 | 59.8885 | 59.439 | 59.284 | 59.7061 | 61.3128 | 64.6597 | 68.6673 | 72.527 | 76.1853 | 78.8203 | 79.9509 | 80.5469 | 80.5804 | 79.2395 | 77.1249 | 74.3376 | 70.6062 | 67.4621 | 65.5936 | 64.247 | 3.6696 | 3.5712 | 3.7108 | 3.4666 | 3.4367 | 3.3648 | 3.764 | 3.6881 | 4.3704 | 4.36 | 3.9275 | 3.6979 | 3.5212 | 3.5899 | 3.1899 | 2.6846 | 2.3326 | 2.3074 | 2.3019 | 3.3707 | 3.6676 | 3.7857 | 3.2707 | 3.4802
Portfolio Adjusted1-in-2Size: Over 200kWAll2016June Monthly Peak | Portfolio Adjusted | 1-in-2 | Size: Over 200kW | All | 2016 | June Monthly Peak | 6 | 138.6416 | 135.0322 | 130.512 | 129.8926 | 138.2949 | 160.2046 | 185.0087 | 205.7802 | 219.7545 | 228.2325 | 236.6939 | 237.1341 | 232.5258 | 233.8712 | 228.6782 | 218.0471 | 204.3234 | 190.6579 | 182.6524 | 177.3103 | 175.2317 | 168.1484 | 156.5804 | 149.2354 | -0.309 | -0.51867 | -0.32801 | -1.1072 | -1.4881 | -1.1859 | -0.93699 | -1.4627 | -1.5813 | -1.926 | -0.9217 | -0.82485 | -0.16595 | 1.4726 | 6.2646 | 6.2593 | 6.5193 | 5.7584 | 1.9564 | 1.1821 | 0.93494 | 1.1554 | 0.98297 | 0.7707 | 67.4705 | 66.5265 | 65.5889 | 64.5271 | 63.7599 | 62.9934 | 62.3282 | 63.0444 | 65.869 | 70.4444 | 75.3199 | 79.6659 | 82.393 | 83.9613 | 85.4529 | 86.0185 | 86.4529 | 85.7814 | 84.6416 | 81.8872 | 78.0948 | 73.9082 | 71.5608 | 69.8569 | 3.6981 | 3.599 | 3.7443 | 3.4975 | 3.4507 | 3.3606 | 3.7367 | 3.6375 | 4.2987 | 4.3164 | 3.893 | 3.6187 | 3.3934 | 3.4472 | 3.0675 | 2.6203 | 2.2883 | 2.2679 | 2.2829 | 3.311 | 3.6331 | 3.7579 | 3.2516 | 3.4667
Portfolio Adjusted1-in-2Size: Over 200kWAll2016July Monthly Peak | Portfolio Adjusted | 1-in-2 | Size: Over 200kW | All | 2016 | July Monthly Peak | 7 | 144.6529 | 140.4016 | 136.2501 | 136.2324 | 145.3437 | 169.1858 | 195.0611 | 216.0614 | 229.859 | 238.7097 | 246.6569 | 246.6054 | 242.1974 | 243.1192 | 237.5883 | 227.6834 | 214.3917 | 200.4407 | 192.1275 | 186.5717 | 183.6094 | 175.2084 | 162.8387 | 155.0165 | -0.81236 | -1.1157 | -0.7481 | -1.1016 | -1.5465 | -1.4656 | -1.7863 | -1.6225 | -1.7021 | -2.0214 | -1.673 | -1.887 | -1.213 | 0.24241 | 5.4691 | 5.9412 | 5.8694 | 5.4477 | 2.1474 | 0.82671 | 0.37907 | 0.82181 | 0.70809 | 0.62078 | 74.4305 | 73.4298 | 72.6472 | 71.9184 | 71.1838 | 70.4573 | 69.996 | 70.7227 | 73.4543 | 77.1443 | 81.0085 | 84.6923 | 87.3404 | 89.0063 | 90.3824 | 90.8809 | 90.3228 | 89.3198 | 88.5419 | 87.0666 | 84.3608 | 80.8564 | 78.3957 | 76.6283 | 3.8439 | 3.7213 | 3.8816 | 3.6498 | 3.608 | 3.5394 | 3.9191 | 3.7893 | 4.4508 | 4.4666 | 4.0017 | 3.7188 | 3.4991 | 3.5458 | 3.1529 | 2.7097 | 2.3797 | 2.3647 | 2.3851 | 3.463 | 3.7839 | 3.8937 | 3.3611 | 3.5763
Portfolio Adjusted1-in-2Size: Over 200kWAll2016August Monthly Peak | Portfolio Adjusted | 1-in-2 | Size: Over 200kW | All | 2016 | August Monthly Peak | 8 | 144.3396 | 140.2648 | 136.0767 | 135.867 | 145.4196 | 170.2817 | 198.5617 | 220.5343 | 236.7336 | 246.8865 | 256.4542 | 257.5364 | 253.4389 | 255.1418 | 249.1007 | 235.8055 | 219.391 | 203.5028 | 193.6532 | 189.5887 | 185.4625 | 175.6308 | 163.3256 | 155.4101 | -0.85255 | -1.1595 | -0.77782 | -1.1338 | -1.574 | -1.4986 | -1.8224 | -1.6748 | -1.7332 | -2.0891 | -1.7194 | -1.9402 | -1.2284 | 0.28459 | 5.7451 | 6.1566 | 6.0474 | 5.5511 | 2.1954 | 0.85968 | 0.38363 | 0.807 | 0.68357 | 0.58574 | 74.2645 | 72.9232 | 71.7491 | 70.9978 | 70.3301 | 69.5466 | 69.1759 | 68.9803 | 71.0586 | 75.9996 | 81.2671 | 85.8665 | 89.1469 | 91.0823 | 92.3257 | 92.7252 | 92.6981 | 92.0255 | 90.2517 | 86.9401 | 82.4839 | 79.3628 | 77.51 | 76.0597 | 3.8376 | 3.7177 | 3.8728 | 3.636 | 3.6031 | 3.5525 | 3.9714 | 3.856 | 4.5726 | 4.6095 | 4.1473 | 3.8821 | 3.6628 | 3.7272 | 3.3124 | 2.8093 | 2.4366 | 2.4028 | 2.4035 | 3.5174 | 3.8184 | 3.8923 | 3.3624 | 3.5707
Portfolio Adjusted1-in-2Size: Over 200kWAll2016September Monthly Peak | Portfolio Adjusted | 1-in-2 | Size: Over 200kW | All | 2016 | September Monthly Peak | 9 | 143.7961 | 139.8561 | 135.1833 | 135.8381 | 145.8317 | 171.6438 | 202.7537 | 225.2345 | 244.5972 | 255.63 | 264.7192 | 265.5686 | 261.3825 | 263.434 | 256.6161 | 241.239 | 223.4502 | 206.6692 | 197.6584 | 195.043 | 187.2362 | 176.8071 | 163.8834 | 155.3616 | -0.76364 | -1.076 | -0.71383 | -1.1138 | -1.5532 | -1.4662 | -1.774 | -1.6829 | -1.764 | -2.1634 | -1.7196 | -1.9211 | -1.1774 | 0.38259 | 5.9482 | 6.2972 | 6.2081 | 5.6426 | 2.2195 | 0.91751 | 0.43057 | 0.85088 | 0.71935 | 0.60855 | 72.9664 | 71.8944 | 71.0393 | 70.2948 | 69.5762 | 68.8562 | 68.6119 | 68.5315 | 70.5408 | 75.0082 | 80.0915 | 84.8669 | 88.9856 | 91.427 | 92.7313 | 93.1091 | 92.882 | 91.8003 | 90.3236 | 87.2467 | 83.4355 | 80.5285 | 78.5517 | 77.2466 | 3.8167 | 3.7003 | 3.848 | 3.6403 | 3.6199 | 3.5757 | 4.0487 | 3.9379 | 4.7347 | 4.7818 | 4.2986 | 4.0211 | 3.7954 | 3.8615 | 3.4242 | 2.881 | 2.4815 | 2.4405 | 2.4498 | 3.6242 | 3.8647 | 3.9309 | 3.3819 | 3.5762
Portfolio Adjusted1-in-2Size: Over 200kWAll2016October Monthly Peak | Portfolio Adjusted | 1-in-2 | Size: Over 200kW | All | 2016 | October Monthly Peak | 10 | 122.6487 | 119.7956 | 115.698 | 115.7988 | 124.0857 | 146.266 | 174.9532 | 191.8947 | 202.8501 | 209.7257 | 216.8144 | 219.975 | 219.5945 | 221.7118 | 215.7826 | 202.9336 | 189.3587 | 182.4796 | 173.7667 | 166.2842 | 159.3566 | 151.2765 | 140.3544 | 133.9311 | -0.19789 | -0.38193 | -0.22671 | -1.0268 | -1.353 | -1.0523 | -0.7004 | -1.3487 | -1.3827 | -1.7537 | -0.67163 | -0.50839 | 0.13269 | 1.7187 | 6.1491 | 5.9373 | 6.2928 | 5.6431 | 1.8827 | 1.2353 | 0.97728 | 1.1151 | 0.92368 | 0.69884 | 65.4567 | 64.5141 | 63.6975 | 62.8194 | 62.0623 | 61.4586 | 60.9385 | 60.8717 | 61.9182 | 65.5178 | 71.0057 | 77.0667 | 82.5744 | 85.7831 | 86.5833 | 87.1422 | 87.2372 | 86.2635 | 83.5219 | 78.7831 | 75.2743 | 72.6495 | 70.5298 | 68.9222 | 3.3515 | 3.2759 | 3.4014 | 3.1997 | 3.1787 | 3.1503 | 3.6335 | 3.468 | 4.0328 | 4.0244 | 3.6095 | 3.409 | 3.2696 | 3.3335 | 2.9527 | 2.4875 | 2.163 | 2.2172 | 2.2129 | 3.1914 | 3.3921 | 3.4767 | 2.9893 | 3.1989
Portfolio Adjusted1-in-2Size: Over 200kWAll2016November Monthly Peak | Portfolio Adjusted | 1-in-2 | Size: Over 200kW | All | 2016 | November Monthly Peak | 11 | 127.2614 | 124.0543 | 119.995 | 119.486 | 127.9846 | 150.2177 | 176.2386 | 193.7286 | 204.8827 | 210.2436 | 216.0277 | 217.9062 | 216.2712 | 217.6139 | 211.2187 | 197.9217 | 186.1299 | 180.841 | 172.6737 | 165.9403 | 160.0062 | 152.7127 | 141.3977 | 134.7552 | 0.010597 | -0.14683 | -0.059751 | -1.0926 | -1.4087 | -0.99811 | -0.35245 | -1.3303 | -1.3634 | -1.7533 | -0.36127 | -0.053383 | 0.60188 | 2.2609 | 6.4732 | 6.0412 | 6.6139 | 5.8759 | 1.8529 | 1.4245 | 1.2312 | 1.2831 | 1.0565 | 0.76799 | 58.7712 | 57.8194 | 57.2515 | 56.5743 | 55.5488 | 54.6523 | 54.6616 | 54.5684 | 57.2684 | 61.1126 | 65.8192 | 70.4342 | 73.2928 | 74.8808 | 75.9492 | 75.7818 | 73.9451 | 70.8921 | 67.769 | 65.5771 | 64.0275 | 63.0938 | 62.1738 | 61.509 | 3.6188 | 3.528 | 3.6761 | 3.448 | 3.4265 | 3.3811 | 3.819 | 3.6589 | 4.2705 | 4.2116 | 3.7563 | 3.528 | 3.3613 | 3.4123 | 3.0154 | 2.5276 | 2.2157 | 2.2882 | 2.2884 | 3.3186 | 3.5462 | 3.6552 | 3.1407 | 3.3574
Portfolio Adjusted1-in-2Size: Over 200kWAll2016December Monthly Peak | Portfolio Adjusted | 1-in-2 | Size: Over 200kW | All | 2016 | December Monthly Peak | 12 | 119.9447 | 117.1493 | 113.7116 | 114.0338 | 122.1932 | 142.5282 | 168.1336 | 181.2351 | 188.8349 | 190.7153 | 192.473 | 191.1209 | 187.3326 | 186.6141 | 180.5584 | 171.0552 | 163.735 | 161.5027 | 155.6074 | 150.726 | 146.0353 | 140.0983 | 131.2227 | 126.1341 | 0.018421 | -0.1337 | -0.052532 | -1.0313 | -1.3319 | -0.93601 | -0.32961 | -1.2294 | -1.2409 | -1.5807 | -0.32389 | -0.048836 | 0.52028 | 1.945 | 5.5606 | 5.2367 | 5.8234 | 5.2479 | 1.6706 | 1.2956 | 1.1239 | 1.1716 | 0.97737 | 0.7158 | 50.4978 | 49.6483 | 49.0053 | 48.4991 | 47.9206 | 47.336 | 47.0883 | 47.0007 | 47.6304 | 50.8852 | 54.6629 | 57.8513 | 59.957 | 61.1419 | 61.8637 | 62.1645 | 61.5864 | 59.3625 | 56.601 | 54.4398 | 52.7444 | 50.9102 | 49.2476 | 47.9111 | 3.3996 | 3.3175 | 3.4615 | 3.2593 | 3.2442 | 3.1941 | 3.6208 | 3.3984 | 3.8939 | 3.7929 | 3.3234 | 3.0747 | 2.8959 | 2.9127 | 2.5628 | 2.1798 | 1.9491 | 2.0445 | 2.0639 | 3.0186 | 3.2374 | 3.3403 | 2.9039 | 3.1294
Portfolio Adjusted1-in-2Size: Over 200kWAll2016Typical Event Day | Portfolio Adjusted | 1-in-2 | Size: Over 200kW | All | 2016 | Typical Event Day | 8 | 143.1265 | 139.1122 | 134.9861 | 134.7888 | 144.2695 | 168.7328 | 196.4155 | 217.3511 | 232.4939 | 241.9902 | 251.0946 | 252.0991 | 247.9055 | 249.66 | 243.7817 | 230.9904 | 215.1323 | 199.812 | 190.3687 | 186.5539 | 182.8981 | 173.5828 | 161.5697 | 153.8982 | -0.67834 | -0.96291 | -0.63895 | -1.1162 | -1.5439 | -1.4071 | -1.5772 | -1.6077 | -1.6825 | -2.039 | -1.4978 | -1.6315 | -0.92955 | 0.62202 | 5.9064 | 6.1946 | 6.1788 | 5.5982 | 2.1183 | 0.94915 | 0.53592 | 0.9063 | 0.77364 | 0.64491 | 72.283 | 71.1935 | 70.2561 | 69.4345 | 68.7125 | 67.9634 | 67.528 | 67.8197 | 70.2307 | 74.6491 | 79.4218 | 83.7729 | 86.9665 | 88.8692 | 90.2231 | 90.6834 | 90.589 | 89.7318 | 88.4397 | 85.7852 | 82.0937 | 78.664 | 76.5046 | 74.9478 | 3.783 | 3.6661 | 3.8212 | 3.5885 | 3.5563 | 3.5017 | 3.9102 | 3.7821 | 4.4719 | 4.4983 | 4.0432 | 3.7831 | 3.5656 | 3.6292 | 3.2257 | 2.7382 | 2.3772 | 2.3471 | 2.35 | 3.4452 | 3.7491 | 3.8291 | 3.3114 | 3.5209
Portfolio Adjusted1-in-2Size: Over 200kWAll2017January Monthly Peak | Portfolio Adjusted | 1-in-2 | Size: Over 200kW | All | 2017 | January Monthly Peak | 1 | 126.0844 | 122.5195 | 118.9302 | 119.4807 | 128.4741 | 152.3869 | 184.225 | 201.9904 | 210.4615 | 211.0117 | 212.0672 | 209.8567 | 206.0073 | 205.3022 | 197.951 | 186.4768 | 176.3845 | 173.5209 | 168.686 | 164.3178 | 158.6205 | 151.3518 | 141.7621 | 135.4158 | 0.014621 | -0.14827 | -0.05842 | -1.0888 | -1.4066 | -1.001 | -0.35999 | -1.3733 | -1.3786 | -1.7487 | -0.35221 | -0.049988 | 0.57881 | 2.1387 | 6.0838 | 5.694 | 6.2703 | 5.6307 | 1.8154 | 1.4146 | 1.2216 | 1.2669 | 1.0594 | 0.77108 | 46.3573 | 45.5251 | 44.818 | 44.3337 | 43.9215 | 43.8029 | 43.5802 | 43.3947 | 43.7534 | 45.6868 | 48.8991 | 51.7014 | 53.5644 | 54.9428 | 55.8505 | 56.3375 | 56.1821 | 54.7636 | 52.8825 | 51.422 | 50.3183 | 49.3298 | 48.4778 | 47.5625 | 3.5829 | 3.4815 | 3.6344 | 3.4423 | 3.4286 | 3.4237 | 3.9797 | 3.8016 | 4.3516 | 4.2094 | 3.6761 | 3.3873 | 3.1965 | 3.2195 | 2.8226 | 2.387 | 2.1041 | 2.2012 | 2.2409 | 3.294 | 3.5182 | 3.6085 | 3.143 | 3.3671
Portfolio Adjusted1-in-2Size: Over 200kWAll2017February Monthly Peak | Portfolio Adjusted | 1-in-2 | Size: Over 200kW | All | 2017 | February Monthly Peak | 2 | 124.6663 | 121.2386 | 117.6084 | 118.0579 | 126.8964 | 150.2691 | 181.1959 | 198.028 | 206.126 | 207.1473 | 208.8063 | 207.3844 | 203.9928 | 203.745 | 196.755 | 185.414 | 175.1821 | 172.1002 | 166.9752 | 162.3173 | 156.8069 | 149.827 | 140.2404 | 134.0752 | 0.015218 | -0.14557 | -0.056974 | -1.0732 | -1.3861 | -0.98327 | -0.35274 | -1.3411 | -1.347 | -1.713 | -0.34921 | -0.051382 | 0.57037 | 2.1233 | 6.0525 | 5.6685 | 6.2314 | 5.5884 | 1.7932 | 1.392 | 1.204 | 1.2519 | 1.0462 | 0.76213 | 49.5691 | 49.225 | 48.862 | 48.4769 | 47.9924 | 47.6757 | 47.5064 | 47.4471 | 48.0113 | 49.7913 | 51.7901 | 53.6499 | 54.3972 | 54.617 | 54.6727 | 54.1395 | 53.9326 | 53.2329 | 51.975 | 50.7772 | 49.6585 | 49.0614 | 47.8291 | 46.7612 | 3.5397 | 3.4419 | 3.5889 | 3.3922 | 3.378 | 3.3678 | 3.9042 | 3.7168 | 4.2476 | 4.1173 | 3.6073 | 3.3374 | 3.1559 | 3.1861 | 2.7992 | 2.3681 | 2.086 | 2.1794 | 2.215 | 3.2443 | 3.4693 | 3.5664 | 3.1026 | 3.328
Portfolio Adjusted1-in-2Size: Over 200kWAll2017March Monthly Peak | Portfolio Adjusted | 1-in-2 | Size: Over 200kW | All | 2017 | March Monthly Peak | 3 | 130.057 | 125.7904 | 122.1075 | 121.2793 | 129.3983 | 152.1462 | 180.5637 | 199.5113 | 209.4535 | 210.9496 | 214.1121 | 213.3492 | 210.3792 | 211.5982 | 205.3854 | 194.5458 | 183.3476 | 173.4538 | 167.8592 | 168.039 | 164.7302 | 157.5128 | 146.504 | 138.7776 | 0.016388 | -0.14976 | -0.060847 | -1.1 | -1.4148 | -0.98934 | -0.35446 | -1.3489 | -1.3786 | -1.7437 | -0.36518 | -0.057567 | 0.58133 | 2.2069 | 6.3245 | 5.9562 | 6.515 | 5.6342 | 1.7955 | 1.431 | 1.2597 | 1.3089 | 1.0884 | 0.78564 | 49.3968 | 48.4409 | 47.6363 | 47.1827 | 46.848 | 46.3703 | 45.9914 | 45.997 | 47.9594 | 50.3112 | 52.7267 | 54.7114 | 55.9452 | 56.9292 | 57.3005 | 57.672 | 57.4259 | 56.7293 | 55.2827 | 53.3064 | 52.0077 | 50.8374 | 49.9037 | 49.0314 | 3.6811 | 3.5571 | 3.7211 | 3.4709 | 3.4369 | 3.3902 | 3.8678 | 3.722 | 4.2947 | 4.1639 | 3.6784 | 3.4204 | 3.2406 | 3.2906 | 2.909 | 2.4724 | 2.1732 | 2.185 | 2.2209 | 3.3433 | 3.6333 | 3.7348 | 3.2332 | 3.4342
Portfolio Adjusted1-in-2Size: Over 200kWAll2017April Monthly Peak | Portfolio Adjusted | 1-in-2 | Size: Over 200kW | All | 2017 | April Monthly Peak | 4 | 127.0561 | 123.339 | 119.325 | 118.2071 | 125.7845 | 147.1002 | 172.9926 | 190.9316 | 202.1771 | 207.926 | 215.1971 | 218.233 | 217.7074 | 220.9795 | 215.8428 | 204.2596 | 190.8281 | 178.3178 | 170.1151 | 168.172 | 164.166 | 156.5651 | 144.7302 | 137.0498 | 0.0022252 | -0.15575 | -0.066075 | -1.0733 | -1.3774 | -0.95997 | -0.34659 | -1.2967 | -1.3411 | -1.7257 | -0.36981 | -0.061156 | 0.59562 | 2.2998 | 6.6402 | 6.2575 | 6.7852 | 5.7951 | 1.8122 | 1.4264 | 1.254 | 1.3025 | 1.0723 | 0.77417 | 62.6545 | 61.6296 | 60.2984 | 59.2413 | 58.374 | 57.7052 | 57.2378 | 57.1571 | 59.4599 | 63.4679 | 67.8818 | 72.0896 | 75.4861 | 77.989 | 79.3794 | 79.9786 | 80.0028 | 79.441 | 77.8545 | 75.2031 | 71.3877 | 68.5703 | 66.301 | 64.1262 | 3.5951 | 3.4885 | 3.6372 | 3.3763 | 3.3367 | 3.2713 | 3.7081 | 3.5616 | 4.1525 | 4.1115 | 3.699 | 3.4986 | 3.3515 | 3.4317 | 3.0543 | 2.5892 | 2.2558 | 2.2402 | 2.2457 | 3.3378 | 3.618 | 3.7197 | 3.1933 | 3.3903
Portfolio Adjusted1-in-2Size: Over 200kWAll2017May Monthly Peak | Portfolio Adjusted | 1-in-2 | Size: Over 200kW | All | 2017 | May Monthly Peak | 5 | 130.2823 | 126.9056 | 122.4333 | 121.8575 | 130.2694 | 151.9359 | 176.8694 | 198.4008 | 212.7528 | 220.2319 | 227.8334 | 230.196 | 228.2256 | 230.3823 | 224.8035 | 211.4399 | 197.184 | 183.6716 | 174.6532 | 170.4244 | 167.8141 | 160.4313 | 149.1274 | 141.7021 | 0.011525 | -0.1535 | -0.066489 | -1.1048 | -1.4214 | -0.98723 | -0.35208 | -1.3458 | -1.4183 | -1.8329 | -0.39192 | -0.064156 | 0.62514 | 2.3933 | 6.9033 | 6.4688 | 7.0116 | 5.9744 | 1.8577 | 1.4404 | 1.2691 | 1.3257 | 1.1006 | 0.79545 | 62.7638 | 62.1104 | 61.4671 | 60.642 | 59.8885 | 59.439 | 59.284 | 59.7061 | 61.3128 | 64.6597 | 68.6673 | 72.527 | 76.1853 | 78.8203 | 79.9509 | 80.5469 | 80.5804 | 79.2395 | 77.1249 | 74.3376 | 70.6062 | 67.4621 | 65.5936 | 64.247 | 3.6696 | 3.5712 | 3.7108 | 3.4666 | 3.4367 | 3.3648 | 3.764 | 3.6881 | 4.3704 | 4.36 | 3.9275 | 3.6979 | 3.5212 | 3.5899 | 3.1899 | 2.6846 | 2.3326 | 2.3074 | 2.3019 | 3.3707 | 3.6676 | 3.7857 | 3.2707 | 3.4802
Portfolio Adjusted1-in-2Size: Over 200kWAll2017June Monthly Peak | Portfolio Adjusted | 1-in-2 | Size: Over 200kW | All | 2017 | June Monthly Peak | 6 | 138.6416 | 135.0322 | 130.512 | 129.8926 | 138.2949 | 160.2046 | 185.0087 | 205.7802 | 219.7545 | 228.2325 | 236.6939 | 237.1341 | 232.5258 | 233.8712 | 228.6782 | 218.0471 | 204.3234 | 190.6579 | 182.6524 | 177.3103 | 175.2317 | 168.1484 | 156.5804 | 149.2354 | -0.309 | -0.51867 | -0.32801 | -1.1072 | -1.4881 | -1.1859 | -0.93699 | -1.4627 | -1.5813 | -1.926 | -0.9217 | -0.82485 | -0.16595 | 1.4726 | 6.2646 | 6.2593 | 6.5193 | 5.7584 | 1.9564 | 1.1821 | 0.93494 | 1.1554 | 0.98297 | 0.7707 | 67.4705 | 66.5265 | 65.5889 | 64.5271 | 63.7599 | 62.9934 | 62.3282 | 63.0444 | 65.869 | 70.4444 | 75.3199 | 79.6659 | 82.393 | 83.9613 | 85.4529 | 86.0185 | 86.4529 | 85.7814 | 84.6416 | 81.8872 | 78.0947 | 73.9082 | 71.5608 | 69.8569 | 3.6981 | 3.599 | 3.7443 | 3.4975 | 3.4507 | 3.3606 | 3.7367 | 3.6375 | 4.2987 | 4.3164 | 3.893 | 3.6187 | 3.3934 | 3.4472 | 3.0675 | 2.6203 | 2.2883 | 2.2679 | 2.2829 | 3.311 | 3.6331 | 3.7579 | 3.2516 | 3.4667
Portfolio Adjusted1-in-2Size: Over 200kWAll2017July Monthly Peak | Portfolio Adjusted | 1-in-2 | Size: Over 200kW | All | 2017 | July Monthly Peak | 7 | 144.6529 | 140.4016 | 136.2501 | 136.2324 | 145.3437 | 169.1859 | 195.0611 | 216.0614 | 229.859 | 238.7097 | 246.6569 | 246.6054 | 242.1974 | 243.1192 | 237.5883 | 227.6834 | 214.3917 | 200.4407 | 192.1275 | 186.5717 | 183.6094 | 175.2084 | 162.8387 | 155.0165 | -0.81236 | -1.1157 | -0.7481 | -1.1016 | -1.5465 | -1.4656 | -1.7863 | -1.6225 | -1.7021 | -2.0214 | -1.673 | -1.887 | -1.213 | 0.24241 | 5.4691 | 5.9412 | 5.8694 | 5.4477 | 2.1474 | 0.82671 | 0.37907 | 0.82181 | 0.70809 | 0.62078 | 74.4305 | 73.4298 | 72.6472 | 71.9184 | 71.1838 | 70.4573 | 69.996 | 70.7227 | 73.4543 | 77.1443 | 81.0085 | 84.6923 | 87.3404 | 89.0063 | 90.3824 | 90.8809 | 90.3228 | 89.3198 | 88.5419 | 87.0666 | 84.3608 | 80.8564 | 78.3957 | 76.6283 | 3.8439 | 3.7213 | 3.8816 | 3.6498 | 3.608 | 3.5394 | 3.9191 | 3.7893 | 4.4508 | 4.4666 | 4.0017 | 3.7188 | 3.4991 | 3.5458 | 3.1529 | 2.7097 | 2.3797 | 2.3647 | 2.3851 | 3.463 | 3.7839 | 3.8937 | 3.3611 | 3.5763
Portfolio Adjusted1-in-2Size: Over 200kWAll2017August Monthly Peak | Portfolio Adjusted | 1-in-2 | Size: Over 200kW | All | 2017 | August Monthly Peak | 8 | 144.3396 | 140.2648 | 136.0767 | 135.867 | 145.4196 | 170.2817 | 198.5617 | 220.5343 | 236.7336 | 246.8865 | 256.4542 | 257.5364 | 253.4389 | 255.1418 | 249.1007 | 235.8055 | 219.391 | 203.5028 | 193.6532 | 189.5887 | 185.4625 | 175.6308 | 163.3256 | 155.4101 | -0.85255 | -1.1595 | -0.77782 | -1.1338 | -1.574 | -1.4986 | -1.8224 | -1.6748 | -1.7332 | -2.0891 | -1.7194 | -1.9402 | -1.2284 | 0.28459 | 5.7451 | 6.1566 | 6.0474 | 5.5511 | 2.1954 | 0.85968 | 0.38363 | 0.807 | 0.68357 | 0.58574 | 74.2645 | 72.9232 | 71.7491 | 70.9978 | 70.3301 | 69.5466 | 69.1759 | 68.9803 | 71.0586 | 75.9996 | 81.2671 | 85.8665 | 89.1469 | 91.0823 | 92.3257 | 92.7252 | 92.6981 | 92.0255 | 90.2517 | 86.9401 | 82.4839 | 79.3628 | 77.51 | 76.0597 | 3.8376 | 3.7177 | 3.8728 | 3.636 | 3.6031 | 3.5525 | 3.9714 | 3.856 | 4.5726 | 4.6095 | 4.1473 | 3.8821 | 3.6628 | 3.7272 | 3.3124 | 2.8093 | 2.4366 | 2.4028 | 2.4035 | 3.5174 | 3.8184 | 3.8923 | 3.3624 | 3.5707
Portfolio Adjusted1-in-2Size: Over 200kWAll2017September Monthly Peak | Portfolio Adjusted | 1-in-2 | Size: Over 200kW | All | 2017 | September Monthly Peak | 9 | 143.7961 | 139.8561 | 135.1833 | 135.8381 | 145.8317 | 171.6438 | 202.7537 | 225.2345 | 244.5972 | 255.63 | 264.7192 | 265.5686 | 261.3825 | 263.434 | 256.6161 | 241.239 | 223.4502 | 206.6692 | 197.6585 | 195.043 | 187.2362 | 176.8071 | 163.8834 | 155.3616 | -0.76364 | -1.076 | -0.71383 | -1.1138 | -1.5532 | -1.4662 | -1.774 | -1.6829 | -1.764 | -2.1634 | -1.7196 | -1.9211 | -1.1774 | 0.38259 | 5.9482 | 6.2972 | 6.2081 | 5.6426 | 2.2195 | 0.91751 | 0.43057 | 0.85088 | 0.71934 | 0.60855 | 72.9664 | 71.8944 | 71.0393 | 70.2948 | 69.5762 | 68.8562 | 68.6119 | 68.5315 | 70.5408 | 75.0082 | 80.0915 | 84.8669 | 88.9856 | 91.427 | 92.7313 | 93.1091 | 92.882 | 91.8003 | 90.3236 | 87.2467 | 83.4355 | 80.5285 | 78.5517 | 77.2466 | 3.8167 | 3.7003 | 3.848 | 3.6403 | 3.6199 | 3.5757 | 4.0487 | 3.9379 | 4.7347 | 4.7818 | 4.2986 | 4.0211 | 3.7954 | 3.8615 | 3.4242 | 2.881 | 2.4815 | 2.4405 | 2.4498 | 3.6242 | 3.8647 | 3.9309 | 3.3819 | 3.5762
Portfolio Adjusted1-in-2Size: Over 200kWAll2017October Monthly Peak | Portfolio Adjusted | 1-in-2 | Size: Over 200kW | All | 2017 | October Monthly Peak | 10 | 122.6487 | 119.7955 | 115.698 | 115.7988 | 124.0857 | 146.266 | 174.9532 | 191.8947 | 202.8501 | 209.7257 | 216.8144 | 219.975 | 219.5945 | 221.7118 | 215.7826 | 202.9336 | 189.3587 | 182.4795 | 173.7667 | 166.2842 | 159.3566 | 151.2764 | 140.3544 | 133.9311 | -0.19789 | -0.38193 | -0.22671 | -1.0268 | -1.353 | -1.0523 | -0.7004 | -1.3487 | -1.3827 | -1.7537 | -0.67163 | -0.50839 | 0.13269 | 1.7187 | 6.1491 | 5.9373 | 6.2928 | 5.6431 | 1.8827 | 1.2353 | 0.97728 | 1.1151 | 0.92368 | 0.69884 | 65.4567 | 64.5141 | 63.6975 | 62.8194 | 62.0623 | 61.4586 | 60.9385 | 60.8717 | 61.9182 | 65.5178 | 71.0057 | 77.0667 | 82.5744 | 85.7831 | 86.5833 | 87.1422 | 87.2372 | 86.2635 | 83.5219 | 78.7831 | 75.2743 | 72.6495 | 70.5298 | 68.9222 | 3.3515 | 3.2759 | 3.4014 | 3.1997 | 3.1787 | 3.1503 | 3.6335 | 3.468 | 4.0328 | 4.0244 | 3.6095 | 3.409 | 3.2696 | 3.3335 | 2.9527 | 2.4875 | 2.163 | 2.2172 | 2.2129 | 3.1914 | 3.3921 | 3.4767 | 2.9893 | 3.1989
Portfolio Adjusted1-in-2Size: Over 200kWAll2017November Monthly Peak | Portfolio Adjusted | 1-in-2 | Size: Over 200kW | All | 2017 | November Monthly Peak | 11 | 127.2614 | 124.0543 | 119.995 | 119.486 | 127.9846 | 150.2177 | 176.2386 | 193.7286 | 204.8827 | 210.2436 | 216.0277 | 217.9062 | 216.2712 | 217.6139 | 211.2187 | 197.9217 | 186.1299 | 180.8409 | 172.6737 | 165.9403 | 160.0062 | 152.7128 | 141.3977 | 134.7552 | 0.010597 | -0.14683 | -0.059751 | -1.0926 | -1.4087 | -0.99811 | -0.35245 | -1.3303 | -1.3634 | -1.7533 | -0.36127 | -0.053383 | 0.60188 | 2.2609 | 6.4732 | 6.0412 | 6.6139 | 5.8759 | 1.8529 | 1.4245 | 1.2312 | 1.2831 | 1.0565 | 0.76799 | 58.7712 | 57.8194 | 57.2515 | 56.5743 | 55.5488 | 54.6523 | 54.6616 | 54.5684 | 57.2684 | 61.1126 | 65.8192 | 70.4342 | 73.2928 | 74.8808 | 75.9492 | 75.7818 | 73.9451 | 70.8921 | 67.7689 | 65.5771 | 64.0275 | 63.0938 | 62.1738 | 61.509 | 3.6188 | 3.528 | 3.6761 | 3.448 | 3.4265 | 3.3811 | 3.819 | 3.6589 | 4.2705 | 4.2116 | 3.7563 | 3.528 | 3.3613 | 3.4123 | 3.0154 | 2.5276 | 2.2157 | 2.2882 | 2.2884 | 3.3186 | 3.5462 | 3.6552 | 3.1407 | 3.3574
Portfolio Adjusted1-in-2Size: Over 200kWAll2017December Monthly Peak | Portfolio Adjusted | 1-in-2 | Size: Over 200kW | All | 2017 | December Monthly Peak | 12 | 119.9447 | 117.1493 | 113.7116 | 114.0338 | 122.1932 | 142.5282 | 168.1335 | 181.2351 | 188.8349 | 190.7153 | 192.473 | 191.1209 | 187.3326 | 186.6141 | 180.5584 | 171.0552 | 163.735 | 161.5027 | 155.6074 | 150.726 | 146.0353 | 140.0983 | 131.2227 | 126.1341 | 0.018421 | -0.1337 | -0.052532 | -1.0313 | -1.3319 | -0.93601 | -0.32961 | -1.2294 | -1.2409 | -1.5807 | -0.32389 | -0.048836 | 0.52028 | 1.945 | 5.5606 | 5.2367 | 5.8234 | 5.2479 | 1.6706 | 1.2956 | 1.1239 | 1.1716 | 0.97737 | 0.7158 | 50.4978 | 49.6483 | 49.0053 | 48.4991 | 47.9206 | 47.336 | 47.0883 | 47.0007 | 47.6304 | 50.8852 | 54.6629 | 57.8513 | 59.957 | 61.1418 | 61.8637 | 62.1645 | 61.5864 | 59.3625 | 56.601 | 54.4398 | 52.7444 | 50.9102 | 49.2476 | 47.9111 | 3.3996 | 3.3175 | 3.4615 | 3.2593 | 3.2442 | 3.1941 | 3.6208 | 3.3984 | 3.8939 | 3.7929 | 3.3234 | 3.0747 | 2.8959 | 2.9127 | 2.5628 | 2.1798 | 1.9491 | 2.0445 | 2.0639 | 3.0186 | 3.2374 | 3.3403 | 2.9039 | 3.1294
Portfolio Adjusted1-in-2Size: Over 200kWAll2017Typical Event Day | Portfolio Adjusted | 1-in-2 | Size: Over 200kW | All | 2017 | Typical Event Day | 8 | 143.1265 | 139.1122 | 134.9861 | 134.7888 | 144.2695 | 168.7328 | 196.4155 | 217.3511 | 232.4939 | 241.9902 | 251.0946 | 252.0991 | 247.9055 | 249.66 | 243.7817 | 230.9904 | 215.1323 | 199.812 | 190.3687 | 186.5539 | 182.8981 | 173.5828 | 161.5697 | 153.8982 | -0.67834 | -0.96291 | -0.63895 | -1.1162 | -1.5439 | -1.4071 | -1.5772 | -1.6077 | -1.6825 | -2.039 | -1.4978 | -1.6315 | -0.92955 | 0.62202 | 5.9064 | 6.1946 | 6.1788 | 5.5982 | 2.1183 | 0.94915 | 0.53592 | 0.9063 | 0.77364 | 0.64491 | 72.283 | 71.1935 | 70.2561 | 69.4345 | 68.7125 | 67.9634 | 67.528 | 67.8197 | 70.2307 | 74.6491 | 79.4218 | 83.7729 | 86.9665 | 88.8692 | 90.2231 | 90.6834 | 90.589 | 89.7318 | 88.4397 | 85.7852 | 82.0937 | 78.664 | 76.5046 | 74.9479 | 3.783 | 3.6661 | 3.8212 | 3.5885 | 3.5563 | 3.5017 | 3.9102 | 3.7821 | 4.4719 | 4.4983 | 4.0432 | 3.7831 | 3.5656 | 3.6292 | 3.2257 | 2.7382 | 2.3772 | 2.3471 | 2.35 | 3.4452 | 3.7491 | 3.8291 | 3.3114 | 3.5209
Portfolio Adjusted1-in-2Size: Over 200kWAll2018January Monthly Peak | Portfolio Adjusted | 1-in-2 | Size: Over 200kW | All | 2018 | January Monthly Peak | 1 | 126.0844 | 122.5195 | 118.9302 | 119.4807 | 128.4741 | 152.3869 | 184.225 | 201.9904 | 210.4615 | 211.0117 | 212.0672 | 209.8567 | 206.0073 | 205.3022 | 197.951 | 186.4768 | 176.3845 | 173.5209 | 168.686 | 164.3178 | 158.6205 | 151.3518 | 141.7621 | 135.4158 | 0.014621 | -0.14827 | -0.05842 | -1.0888 | -1.4066 | -1.001 | -0.35999 | -1.3733 | -1.3786 | -1.7487 | -0.35221 | -0.049988 | 0.57881 | 2.1387 | 6.0838 | 5.694 | 6.2703 | 5.6307 | 1.8154 | 1.4146 | 1.2216 | 1.2669 | 1.0594 | 0.77108 | 46.3573 | 45.5251 | 44.818 | 44.3337 | 43.9215 | 43.8029 | 43.5802 | 43.3947 | 43.7534 | 45.6868 | 48.8991 | 51.7014 | 53.5644 | 54.9428 | 55.8505 | 56.3375 | 56.1821 | 54.7636 | 52.8825 | 51.422 | 50.3183 | 49.3298 | 48.4778 | 47.5625 | 3.5829 | 3.4815 | 3.6344 | 3.4423 | 3.4286 | 3.4237 | 3.9797 | 3.8016 | 4.3516 | 4.2094 | 3.6761 | 3.3873 | 3.1965 | 3.2195 | 2.8226 | 2.387 | 2.1041 | 2.2012 | 2.2409 | 3.294 | 3.5182 | 3.6085 | 3.143 | 3.3671
Portfolio Adjusted1-in-2Size: Over 200kWAll2018February Monthly Peak | Portfolio Adjusted | 1-in-2 | Size: Over 200kW | All | 2018 | February Monthly Peak | 2 | 124.6663 | 121.2386 | 117.6084 | 118.0579 | 126.8964 | 150.2691 | 181.1959 | 198.028 | 206.126 | 207.1473 | 208.8063 | 207.3844 | 203.9928 | 203.745 | 196.755 | 185.414 | 175.1821 | 172.1002 | 166.9752 | 162.3173 | 156.8069 | 149.827 | 140.2404 | 134.0752 | 0.015218 | -0.14557 | -0.056974 | -1.0732 | -1.3861 | -0.98327 | -0.35274 | -1.3411 | -1.347 | -1.713 | -0.34921 | -0.051382 | 0.57037 | 2.1233 | 6.0525 | 5.6685 | 6.2314 | 5.5884 | 1.7932 | 1.392 | 1.204 | 1.2519 | 1.0462 | 0.76213 | 49.5691 | 49.225 | 48.862 | 48.4769 | 47.9924 | 47.6757 | 47.5064 | 47.4471 | 48.0113 | 49.7913 | 51.7901 | 53.6499 | 54.3972 | 54.617 | 54.6727 | 54.1395 | 53.9326 | 53.2329 | 51.975 | 50.7772 | 49.6585 | 49.0614 | 47.8291 | 46.7612 | 3.5397 | 3.4419 | 3.5889 | 3.3922 | 3.378 | 3.3678 | 3.9042 | 3.7168 | 4.2476 | 4.1173 | 3.6073 | 3.3374 | 3.1559 | 3.1861 | 2.7992 | 2.3681 | 2.086 | 2.1794 | 2.215 | 3.2443 | 3.4693 | 3.5664 | 3.1026 | 3.328
Portfolio Adjusted1-in-2Size: Over 200kWAll2018March Monthly Peak | Portfolio Adjusted | 1-in-2 | Size: Over 200kW | All | 2018 | March Monthly Peak | 3 | 130.057 | 125.7904 | 122.1075 | 121.2793 | 129.3983 | 152.1462 | 180.5637 | 199.5113 | 209.4535 | 210.9496 | 214.1121 | 213.3492 | 210.3792 | 211.5982 | 205.3854 | 194.5458 | 183.3476 | 173.4538 | 167.8592 | 168.039 | 164.7302 | 157.5128 | 146.504 | 138.7776 | 0.016388 | -0.14976 | -0.060847 | -1.1 | -1.4148 | -0.98934 | -0.35446 | -1.3489 | -1.3786 | -1.7437 | -0.36518 | -0.057567 | 0.58133 | 2.2069 | 6.3245 | 5.9562 | 6.515 | 5.6342 | 1.7955 | 1.431 | 1.2597 | 1.3089 | 1.0884 | 0.78564 | 49.3968 | 48.4409 | 47.6363 | 47.1827 | 46.848 | 46.3703 | 45.9914 | 45.997 | 47.9594 | 50.3112 | 52.7267 | 54.7114 | 55.9452 | 56.9292 | 57.3005 | 57.672 | 57.4259 | 56.7293 | 55.2827 | 53.3064 | 52.0077 | 50.8374 | 49.9037 | 49.0314 | 3.6811 | 3.5571 | 3.7211 | 3.4709 | 3.4369 | 3.3902 | 3.8678 | 3.722 | 4.2947 | 4.1639 | 3.6784 | 3.4204 | 3.2406 | 3.2906 | 2.909 | 2.4724 | 2.1732 | 2.185 | 2.2209 | 3.3433 | 3.6333 | 3.7348 | 3.2332 | 3.4342
Portfolio Adjusted1-in-2Size: Over 200kWAll2018April Monthly Peak | Portfolio Adjusted | 1-in-2 | Size: Over 200kW | All | 2018 | April Monthly Peak | 4 | 127.0561 | 123.339 | 119.325 | 118.2071 | 125.7845 | 147.1002 | 172.9926 | 190.9316 | 202.1771 | 207.926 | 215.1971 | 218.233 | 217.7074 | 220.9795 | 215.8428 | 204.2596 | 190.8281 | 178.3178 | 170.1151 | 168.172 | 164.166 | 156.5651 | 144.7302 | 137.0498 | 0.0022252 | -0.15575 | -0.066075 | -1.0733 | -1.3774 | -0.95997 | -0.34659 | -1.2967 | -1.3411 | -1.7257 | -0.36981 | -0.061156 | 0.59562 | 2.2998 | 6.6402 | 6.2575 | 6.7852 | 5.7951 | 1.8122 | 1.4264 | 1.254 | 1.3025 | 1.0723 | 0.77417 | 62.6545 | 61.6296 | 60.2984 | 59.2413 | 58.374 | 57.7052 | 57.2378 | 57.1571 | 59.4599 | 63.4679 | 67.8818 | 72.0896 | 75.4861 | 77.989 | 79.3794 | 79.9786 | 80.0028 | 79.441 | 77.8545 | 75.2031 | 71.3877 | 68.5703 | 66.301 | 64.1262 | 3.5951 | 3.4885 | 3.6372 | 3.3763 | 3.3367 | 3.2713 | 3.7081 | 3.5616 | 4.1525 | 4.1115 | 3.699 | 3.4986 | 3.3515 | 3.4317 | 3.0543 | 2.5892 | 2.2558 | 2.2402 | 2.2457 | 3.3378 | 3.618 | 3.7197 | 3.1933 | 3.3903
Portfolio Adjusted1-in-2Size: Over 200kWAll2018May Monthly Peak | Portfolio Adjusted | 1-in-2 | Size: Over 200kW | All | 2018 | May Monthly Peak | 5 | 130.2823 | 126.9056 | 122.4333 | 121.8575 | 130.2694 | 151.9359 | 176.8694 | 198.4008 | 212.7528 | 220.2319 | 227.8334 | 230.196 | 228.2256 | 230.3823 | 224.8035 | 211.4399 | 197.184 | 183.6716 | 174.6532 | 170.4244 | 167.8141 | 160.4313 | 149.1274 | 141.7021 | 0.011525 | -0.1535 | -0.066489 | -1.1048 | -1.4214 | -0.98723 | -0.35208 | -1.3458 | -1.4183 | -1.8329 | -0.39192 | -0.064156 | 0.62514 | 2.3933 | 6.9033 | 6.4688 | 7.0116 | 5.9744 | 1.8577 | 1.4404 | 1.2691 | 1.3257 | 1.1006 | 0.79545 | 62.7638 | 62.1104 | 61.4671 | 60.642 | 59.8885 | 59.439 | 59.284 | 59.7061 | 61.3128 | 64.6597 | 68.6673 | 72.527 | 76.1853 | 78.8203 | 79.9509 | 80.5469 | 80.5804 | 79.2395 | 77.1249 | 74.3376 | 70.6062 | 67.4621 | 65.5936 | 64.247 | 3.6696 | 3.5712 | 3.7108 | 3.4666 | 3.4367 | 3.3648 | 3.764 | 3.6881 | 4.3704 | 4.36 | 3.9275 | 3.6979 | 3.5212 | 3.5899 | 3.1899 | 2.6846 | 2.3326 | 2.3074 | 2.3019 | 3.3707 | 3.6676 | 3.7857 | 3.2707 | 3.4802
Portfolio Adjusted1-in-2Size: Over 200kWAll2018June Monthly Peak | Portfolio Adjusted | 1-in-2 | Size: Over 200kW | All | 2018 | June Monthly Peak | 6 | 138.6416 | 135.0322 | 130.512 | 129.8926 | 138.2949 | 160.2046 | 185.0087 | 205.7802 | 219.7545 | 228.2325 | 236.6939 | 237.1341 | 232.5258 | 233.8712 | 228.6782 | 218.0471 | 204.3234 | 190.6579 | 182.6524 | 177.3103 | 175.2317 | 168.1484 | 156.5804 | 149.2354 | -0.309 | -0.51867 | -0.32801 | -1.1072 | -1.4881 | -1.1859 | -0.93699 | -1.4627 | -1.5813 | -1.926 | -0.9217 | -0.82485 | -0.16595 | 1.4726 | 6.2646 | 6.2593 | 6.5193 | 5.7584 | 1.9564 | 1.1821 | 0.93494 | 1.1554 | 0.98297 | 0.7707 | 67.4705 | 66.5265 | 65.5889 | 64.5271 | 63.7599 | 62.9934 | 62.3282 | 63.0444 | 65.869 | 70.4444 | 75.3199 | 79.6659 | 82.393 | 83.9613 | 85.453 | 86.0185 | 86.4529 | 85.7814 | 84.6416 | 81.8872 | 78.0948 | 73.9082 | 71.5608 | 69.8569 | 3.6981 | 3.599 | 3.7443 | 3.4975 | 3.4507 | 3.3606 | 3.7367 | 3.6375 | 4.2987 | 4.3164 | 3.893 | 3.6187 | 3.3934 | 3.4472 | 3.0675 | 2.6203 | 2.2883 | 2.2679 | 2.2829 | 3.311 | 3.6331 | 3.7579 | 3.2516 | 3.4667
Portfolio Adjusted1-in-2Size: Over 200kWAll2018July Monthly Peak | Portfolio Adjusted | 1-in-2 | Size: Over 200kW | All | 2018 | July Monthly Peak | 7 | 144.6529 | 140.4016 | 136.2501 | 136.2324 | 145.3437 | 169.1859 | 195.0611 | 216.0614 | 229.859 | 238.7097 | 246.6569 | 246.6054 | 242.1974 | 243.1192 | 237.5883 | 227.6834 | 214.3917 | 200.4407 | 192.1275 | 186.5717 | 183.6095 | 175.2084 | 162.8387 | 155.0165 | -0.81236 | -1.1157 | -0.7481 | -1.1016 | -1.5465 | -1.4656 | -1.7863 | -1.6225 | -1.7021 | -2.0214 | -1.673 | -1.887 | -1.213 | 0.24241 | 5.4691 | 5.9412 | 5.8694 | 5.4477 | 2.1474 | 0.82671 | 0.37907 | 0.82181 | 0.70809 | 0.62078 | 74.4305 | 73.4298 | 72.6472 | 71.9184 | 71.1838 | 70.4573 | 69.996 | 70.7227 | 73.4543 | 77.1443 | 81.0085 | 84.6923 | 87.3404 | 89.0063 | 90.3824 | 90.8809 | 90.3228 | 89.3198 | 88.5419 | 87.0666 | 84.3608 | 80.8564 | 78.3957 | 76.6283 | 3.8439 | 3.7213 | 3.8816 | 3.6498 | 3.608 | 3.5394 | 3.9191 | 3.7893 | 4.4508 | 4.4666 | 4.0017 | 3.7188 | 3.4991 | 3.5458 | 3.1529 | 2.7097 | 2.3797 | 2.3647 | 2.3851 | 3.463 | 3.7839 | 3.8937 | 3.3611 | 3.5763
Portfolio Adjusted1-in-2Size: Over 200kWAll2018August Monthly Peak | Portfolio Adjusted | 1-in-2 | Size: Over 200kW | All | 2018 | August Monthly Peak | 8 | 144.3396 | 140.2648 | 136.0767 | 135.867 | 145.4196 | 170.2817 | 198.5617 | 220.5343 | 236.7336 | 246.8865 | 256.4542 | 257.5364 | 253.4389 | 255.1419 | 249.1007 | 235.8055 | 219.391 | 203.5028 | 193.6532 | 189.5887 | 185.4625 | 175.6308 | 163.3256 | 155.4101 | -0.85255 | -1.1595 | -0.77782 | -1.1338 | -1.574 | -1.4986 | -1.8224 | -1.6748 | -1.7332 | -2.0891 | -1.7194 | -1.9402 | -1.2284 | 0.28459 | 5.7451 | 6.1566 | 6.0474 | 5.5511 | 2.1954 | 0.85968 | 0.38363 | 0.807 | 0.68357 | 0.58574 | 74.2645 | 72.9232 | 71.7491 | 70.9978 | 70.3301 | 69.5466 | 69.1759 | 68.9803 | 71.0586 | 75.9996 | 81.2671 | 85.8665 | 89.1469 | 91.0823 | 92.3257 | 92.7252 | 92.6981 | 92.0255 | 90.2517 | 86.9401 | 82.4839 | 79.3628 | 77.51 | 76.0597 | 3.8376 | 3.7177 | 3.8728 | 3.636 | 3.6031 | 3.5525 | 3.9714 | 3.856 | 4.5726 | 4.6095 | 4.1473 | 3.8821 | 3.6628 | 3.7272 | 3.3124 | 2.8093 | 2.4366 | 2.4028 | 2.4035 | 3.5174 | 3.8184 | 3.8923 | 3.3624 | 3.5707
Portfolio Adjusted1-in-2Size: Over 200kWAll2018September Monthly Peak | Portfolio Adjusted | 1-in-2 | Size: Over 200kW | All | 2018 | September Monthly Peak | 9 | 143.7961 | 139.8561 | 135.1833 | 135.8381 | 145.8317 | 171.6438 | 202.7537 | 225.2345 | 244.5972 | 255.63 | 264.7192 | 265.5686 | 261.3825 | 263.434 | 256.6161 | 241.239 | 223.4502 | 206.6692 | 197.6585 | 195.043 | 187.2362 | 176.8071 | 163.8834 | 155.3616 | -0.76364 | -1.076 | -0.71383 | -1.1138 | -1.5532 | -1.4662 | -1.774 | -1.6829 | -1.764 | -2.1634 | -1.7196 | -1.9211 | -1.1774 | 0.38259 | 5.9482 | 6.2972 | 6.2081 | 5.6426 | 2.2195 | 0.91751 | 0.43057 | 0.85088 | 0.71934 | 0.60855 | 72.9664 | 71.8944 | 71.0393 | 70.2948 | 69.5762 | 68.8562 | 68.6119 | 68.5315 | 70.5408 | 75.0082 | 80.0916 | 84.8669 | 88.9856 | 91.427 | 92.7313 | 93.1091 | 92.882 | 91.8003 | 90.3236 | 87.2467 | 83.4355 | 80.5285 | 78.5517 | 77.2466 | 3.8167 | 3.7003 | 3.848 | 3.6403 | 3.6199 | 3.5757 | 4.0487 | 3.9379 | 4.7347 | 4.7818 | 4.2986 | 4.0211 | 3.7954 | 3.8615 | 3.4242 | 2.881 | 2.4815 | 2.4405 | 2.4498 | 3.6242 | 3.8647 | 3.9309 | 3.3819 | 3.5762
Portfolio Adjusted1-in-2Size: Over 200kWAll2018October Monthly Peak | Portfolio Adjusted | 1-in-2 | Size: Over 200kW | All | 2018 | October Monthly Peak | 10 | 122.6487 | 119.7955 | 115.698 | 115.7988 | 124.0857 | 146.266 | 174.9532 | 191.8947 | 202.8501 | 209.7257 | 216.8144 | 219.975 | 219.5945 | 221.7118 | 215.7826 | 202.9336 | 189.3587 | 182.4796 | 173.7667 | 166.2842 | 159.3566 | 151.2765 | 140.3544 | 133.9311 | -0.19789 | -0.38193 | -0.22671 | -1.0268 | -1.353 | -1.0523 | -0.7004 | -1.3487 | -1.3827 | -1.7537 | -0.67163 | -0.50839 | 0.13269 | 1.7187 | 6.1491 | 5.9373 | 6.2928 | 5.6431 | 1.8827 | 1.2353 | 0.97728 | 1.1151 | 0.92368 | 0.69884 | 65.4567 | 64.5141 | 63.6975 | 62.8194 | 62.0623 | 61.4586 | 60.9385 | 60.8717 | 61.9182 | 65.5178 | 71.0057 | 77.0667 | 82.5744 | 85.7831 | 86.5833 | 87.1422 | 87.2372 | 86.2635 | 83.5219 | 78.7831 | 75.2743 | 72.6495 | 70.5298 | 68.9222 | 3.3515 | 3.2759 | 3.4014 | 3.1997 | 3.1787 | 3.1503 | 3.6335 | 3.468 | 4.0328 | 4.0244 | 3.6095 | 3.409 | 3.2696 | 3.3335 | 2.9527 | 2.4875 | 2.163 | 2.2172 | 2.2129 | 3.1914 | 3.3921 | 3.4767 | 2.9893 | 3.1989
Portfolio Adjusted1-in-2Size: Over 200kWAll2018November Monthly Peak | Portfolio Adjusted | 1-in-2 | Size: Over 200kW | All | 2018 | November Monthly Peak | 11 | 127.2614 | 124.0544 | 119.995 | 119.486 | 127.9846 | 150.2177 | 176.2386 | 193.7286 | 204.8827 | 210.2436 | 216.0277 | 217.9062 | 216.2712 | 217.6139 | 211.2187 | 197.9217 | 186.1299 | 180.841 | 172.6737 | 165.9403 | 160.0062 | 152.7128 | 141.3977 | 134.7552 | 0.010597 | -0.14683 | -0.059751 | -1.0926 | -1.4087 | -0.99811 | -0.35245 | -1.3303 | -1.3634 | -1.7533 | -0.36127 | -0.053383 | 0.60188 | 2.2609 | 6.4732 | 6.0412 | 6.6139 | 5.8759 | 1.8529 | 1.4245 | 1.2312 | 1.2831 | 1.0565 | 0.76799 | 58.7712 | 57.8194 | 57.2515 | 56.5743 | 55.5488 | 54.6523 | 54.6616 | 54.5684 | 57.2684 | 61.1126 | 65.8192 | 70.4342 | 73.2928 | 74.8808 | 75.9492 | 75.7818 | 73.9451 | 70.8921 | 67.769 | 65.5771 | 64.0275 | 63.0938 | 62.1738 | 61.509 | 3.6188 | 3.528 | 3.6761 | 3.448 | 3.4265 | 3.3811 | 3.819 | 3.6589 | 4.2705 | 4.2116 | 3.7563 | 3.528 | 3.3613 | 3.4123 | 3.0154 | 2.5276 | 2.2157 | 2.2882 | 2.2884 | 3.3186 | 3.5462 | 3.6552 | 3.1407 | 3.3574
Portfolio Adjusted1-in-2Size: Over 200kWAll2018December Monthly Peak | Portfolio Adjusted | 1-in-2 | Size: Over 200kW | All | 2018 | December Monthly Peak | 12 | 119.9447 | 117.1493 | 113.7116 | 114.0338 | 122.1932 | 142.5282 | 168.1335 | 181.2351 | 188.8349 | 190.7153 | 192.473 | 191.1209 | 187.3326 | 186.6141 | 180.5584 | 171.0552 | 163.735 | 161.5027 | 155.6074 | 150.726 | 146.0353 | 140.0983 | 131.2227 | 126.1341 | 0.018421 | -0.1337 | -0.052532 | -1.0313 | -1.3319 | -0.93601 | -0.32961 | -1.2294 | -1.2409 | -1.5807 | -0.32389 | -0.048836 | 0.52028 | 1.945 | 5.5606 | 5.2367 | 5.8234 | 5.2479 | 1.6706 | 1.2956 | 1.1239 | 1.1716 | 0.97737 | 0.7158 | 50.4978 | 49.6483 | 49.0053 | 48.4991 | 47.9206 | 47.336 | 47.0883 | 47.0007 | 47.6304 | 50.8852 | 54.6629 | 57.8513 | 59.957 | 61.1419 | 61.8637 | 62.1645 | 61.5864 | 59.3625 | 56.601 | 54.4398 | 52.7444 | 50.9102 | 49.2476 | 47.9111 | 3.3996 | 3.3175 | 3.4615 | 3.2593 | 3.2442 | 3.1941 | 3.6208 | 3.3984 | 3.8939 | 3.7929 | 3.3234 | 3.0747 | 2.8959 | 2.9127 | 2.5628 | 2.1798 | 1.9491 | 2.0445 | 2.0639 | 3.0186 | 3.2374 | 3.3403 | 2.9039 | 3.1294
Portfolio Adjusted1-in-2Size: Over 200kWAll2018Typical Event Day | Portfolio Adjusted | 1-in-2 | Size: Over 200kW | All | 2018 | Typical Event Day | 8 | 143.1265 | 139.1122 | 134.9861 | 134.7888 | 144.2695 | 168.7328 | 196.4155 | 217.3511 | 232.4939 | 241.9902 | 251.0946 | 252.0991 | 247.9055 | 249.66 | 243.7817 | 230.9904 | 215.1323 | 199.812 | 190.3687 | 186.5539 | 182.8981 | 173.5828 | 161.5697 | 153.8982 | -0.67834 | -0.96291 | -0.63895 | -1.1162 | -1.5439 | -1.4071 | -1.5772 | -1.6077 | -1.6825 | -2.039 | -1.4978 | -1.6315 | -0.92955 | 0.62202 | 5.9064 | 6.1946 | 6.1788 | 5.5982 | 2.1183 | 0.94915 | 0.53592 | 0.9063 | 0.77364 | 0.64491 | 72.283 | 71.1935 | 70.2561 | 69.4345 | 68.7125 | 67.9634 | 67.528 | 67.8197 | 70.2307 | 74.6491 | 79.4218 | 83.7729 | 86.9665 | 88.8692 | 90.2231 | 90.6834 | 90.589 | 89.7318 | 88.4397 | 85.7852 | 82.0937 | 78.664 | 76.5046 | 74.9478 | 3.783 | 3.6661 | 3.8212 | 3.5885 | 3.5563 | 3.5017 | 3.9102 | 3.7821 | 4.4719 | 4.4983 | 4.0432 | 3.7831 | 3.5656 | 3.6292 | 3.2257 | 2.7382 | 2.3772 | 2.3471 | 2.35 | 3.4452 | 3.7491 | 3.8291 | 3.3114 | 3.5209
Portfolio Adjusted1-in-2Size: Over 200kWAll2019January Monthly Peak | Portfolio Adjusted | 1-in-2 | Size: Over 200kW | All | 2019 | January Monthly Peak | 1 | 126.0844 | 122.5195 | 118.9302 | 119.4807 | 128.4741 | 152.3869 | 184.225 | 201.9904 | 210.4615 | 211.0117 | 212.0672 | 209.8567 | 206.0073 | 205.3022 | 197.951 | 186.4768 | 176.3845 | 173.5209 | 168.6861 | 164.3178 | 158.6205 | 151.3518 | 141.7621 | 135.4158 | 0.014621 | -0.14827 | -0.05842 | -1.0888 | -1.4066 | -1.001 | -0.35999 | -1.3733 | -1.3786 | -1.7487 | -0.35221 | -0.049988 | 0.57881 | 2.1387 | 6.0838 | 5.694 | 6.2703 | 5.6307 | 1.8154 | 1.4146 | 1.2216 | 1.2669 | 1.0594 | 0.77108 | 46.3573 | 45.5251 | 44.818 | 44.3337 | 43.9215 | 43.8029 | 43.5802 | 43.3947 | 43.7534 | 45.6868 | 48.8991 | 51.7014 | 53.5644 | 54.9428 | 55.8505 | 56.3375 | 56.1821 | 54.7636 | 52.8825 | 51.422 | 50.3183 | 49.3298 | 48.4778 | 47.5625 | 3.5829 | 3.4815 | 3.6344 | 3.4423 | 3.4286 | 3.4237 | 3.9797 | 3.8016 | 4.3516 | 4.2094 | 3.6761 | 3.3873 | 3.1965 | 3.2195 | 2.8226 | 2.387 | 2.1041 | 2.2012 | 2.2409 | 3.294 | 3.5182 | 3.6085 | 3.143 | 3.3671
Portfolio Adjusted1-in-2Size: Over 200kWAll2019February Monthly Peak | Portfolio Adjusted | 1-in-2 | Size: Over 200kW | All | 2019 | February Monthly Peak | 2 | 124.6663 | 121.2386 | 117.6084 | 118.0579 | 126.8964 | 150.2691 | 181.1959 | 198.028 | 206.126 | 207.1473 | 208.8063 | 207.3844 | 203.9928 | 203.745 | 196.755 | 185.414 | 175.1821 | 172.1002 | 166.9752 | 162.3173 | 156.8069 | 149.827 | 140.2404 | 134.0752 | 0.015218 | -0.14557 | -0.056974 | -1.0732 | -1.3861 | -0.98327 | -0.35274 | -1.3411 | -1.347 | -1.713 | -0.34921 | -0.051382 | 0.57037 | 2.1233 | 6.0525 | 5.6685 | 6.2314 | 5.5884 | 1.7932 | 1.392 | 1.204 | 1.2519 | 1.0462 | 0.76213 | 49.5691 | 49.225 | 48.862 | 48.4769 | 47.9924 | 47.6757 | 47.5064 | 47.4471 | 48.0113 | 49.7913 | 51.7901 | 53.6499 | 54.3972 | 54.617 | 54.6727 | 54.1395 | 53.9326 | 53.2329 | 51.975 | 50.7772 | 49.6585 | 49.0614 | 47.8291 | 46.7612 | 3.5397 | 3.4419 | 3.5889 | 3.3922 | 3.378 | 3.3678 | 3.9042 | 3.7168 | 4.2476 | 4.1173 | 3.6073 | 3.3374 | 3.1559 | 3.1861 | 2.7992 | 2.3681 | 2.086 | 2.1794 | 2.215 | 3.2443 | 3.4693 | 3.5664 | 3.1026 | 3.328
Portfolio Adjusted1-in-2Size: Over 200kWAll2019March Monthly Peak | Portfolio Adjusted | 1-in-2 | Size: Over 200kW | All | 2019 | March Monthly Peak | 3 | 130.057 | 125.7904 | 122.1075 | 121.2793 | 129.3983 | 152.1462 | 180.5637 | 199.5113 | 209.4535 | 210.9496 | 214.1121 | 213.3492 | 210.3792 | 211.5982 | 205.3854 | 194.5458 | 183.3476 | 173.4538 | 167.8592 | 168.039 | 164.7302 | 157.5128 | 146.504 | 138.7776 | 0.016388 | -0.14976 | -0.060847 | -1.1 | -1.4148 | -0.98934 | -0.35446 | -1.3489 | -1.3786 | -1.7437 | -0.36518 | -0.057567 | 0.58133 | 2.2069 | 6.3245 | 5.9562 | 6.515 | 5.6342 | 1.7955 | 1.431 | 1.2597 | 1.3089 | 1.0884 | 0.78564 | 49.3968 | 48.4409 | 47.6363 | 47.1827 | 46.848 | 46.3703 | 45.9914 | 45.997 | 47.9594 | 50.3112 | 52.7267 | 54.7114 | 55.9452 | 56.9292 | 57.3005 | 57.672 | 57.4259 | 56.7293 | 55.2827 | 53.3064 | 52.0077 | 50.8374 | 49.9037 | 49.0314 | 3.6811 | 3.5571 | 3.7211 | 3.4709 | 3.4369 | 3.3902 | 3.8678 | 3.722 | 4.2947 | 4.1639 | 3.6784 | 3.4204 | 3.2406 | 3.2906 | 2.909 | 2.4724 | 2.1732 | 2.185 | 2.2209 | 3.3433 | 3.6333 | 3.7348 | 3.2332 | 3.4342
Portfolio Adjusted1-in-2Size: Over 200kWAll2019April Monthly Peak | Portfolio Adjusted | 1-in-2 | Size: Over 200kW | All | 2019 | April Monthly Peak | 4 | 127.0561 | 123.3391 | 119.325 | 118.2071 | 125.7845 | 147.1002 | 172.9926 | 190.9316 | 202.1771 | 207.926 | 215.1971 | 218.233 | 217.7074 | 220.9795 | 215.8428 | 204.2596 | 190.8281 | 178.3178 | 170.1151 | 168.172 | 164.166 | 156.5651 | 144.7302 | 137.0498 | 0.0022252 | -0.15575 | -0.066075 | -1.0733 | -1.3774 | -0.95997 | -0.34659 | -1.2967 | -1.3411 | -1.7257 | -0.36981 | -0.061156 | 0.59562 | 2.2998 | 6.6402 | 6.2575 | 6.7852 | 5.7951 | 1.8122 | 1.4264 | 1.254 | 1.3025 | 1.0723 | 0.77417 | 62.6545 | 61.6296 | 60.2984 | 59.2413 | 58.374 | 57.7052 | 57.2378 | 57.1571 | 59.4599 | 63.4679 | 67.8818 | 72.0896 | 75.4861 | 77.989 | 79.3794 | 79.9786 | 80.0028 | 79.441 | 77.8545 | 75.2031 | 71.3877 | 68.5703 | 66.301 | 64.1262 | 3.5951 | 3.4885 | 3.6372 | 3.3763 | 3.3367 | 3.2713 | 3.7081 | 3.5616 | 4.1525 | 4.1115 | 3.699 | 3.4986 | 3.3515 | 3.4317 | 3.0543 | 2.5892 | 2.2558 | 2.2402 | 2.2457 | 3.3378 | 3.618 | 3.7197 | 3.1933 | 3.3903
Portfolio Adjusted1-in-2Size: Over 200kWAll2019May Monthly Peak | Portfolio Adjusted | 1-in-2 | Size: Over 200kW | All | 2019 | May Monthly Peak | 5 | 130.2823 | 126.9056 | 122.4333 | 121.8575 | 130.2694 | 151.9359 | 176.8694 | 198.4008 | 212.7528 | 220.2319 | 227.8334 | 230.196 | 228.2256 | 230.3823 | 224.8035 | 211.4399 | 197.184 | 183.6716 | 174.6532 | 170.4244 | 167.8141 | 160.4313 | 149.1274 | 141.7021 | 0.011525 | -0.1535 | -0.066489 | -1.1048 | -1.4214 | -0.98723 | -0.35208 | -1.3458 | -1.4183 | -1.8329 | -0.39192 | -0.064156 | 0.62514 | 2.3933 | 6.9033 | 6.4688 | 7.0116 | 5.9744 | 1.8577 | 1.4404 | 1.2691 | 1.3257 | 1.1006 | 0.79545 | 62.7638 | 62.1104 | 61.4671 | 60.642 | 59.8885 | 59.439 | 59.284 | 59.7061 | 61.3128 | 64.6597 | 68.6673 | 72.527 | 76.1853 | 78.8203 | 79.9509 | 80.5469 | 80.5804 | 79.2395 | 77.1249 | 74.3376 | 70.6062 | 67.4621 | 65.5936 | 64.247 | 3.6696 | 3.5712 | 3.7108 | 3.4666 | 3.4367 | 3.3648 | 3.764 | 3.6881 | 4.3704 | 4.36 | 3.9275 | 3.6979 | 3.5212 | 3.5899 | 3.1899 | 2.6846 | 2.3326 | 2.3074 | 2.3019 | 3.3707 | 3.6676 | 3.7857 | 3.2707 | 3.4802
Portfolio Adjusted1-in-2Size: Over 200kWAll2019June Monthly Peak | Portfolio Adjusted | 1-in-2 | Size: Over 200kW | All | 2019 | June Monthly Peak | 6 | 138.6416 | 135.0322 | 130.512 | 129.8926 | 138.2949 | 160.2046 | 185.0087 | 205.7802 | 219.7545 | 228.2325 | 236.6939 | 237.1341 | 232.5258 | 233.8712 | 228.6782 | 218.0471 | 204.3234 | 190.6579 | 182.6524 | 177.3103 | 175.2317 | 168.1484 | 156.5804 | 149.2354 | -0.309 | -0.51867 | -0.32801 | -1.1072 | -1.4881 | -1.1859 | -0.93699 | -1.4627 | -1.5813 | -1.926 | -0.9217 | -0.82485 | -0.16595 | 1.4726 | 6.2646 | 6.2593 | 6.5193 | 5.7584 | 1.9564 | 1.1821 | 0.93494 | 1.1554 | 0.98297 | 0.7707 | 67.4705 | 66.5265 | 65.5889 | 64.5271 | 63.7599 | 62.9934 | 62.3282 | 63.0444 | 65.869 | 70.4444 | 75.3199 | 79.6659 | 82.393 | 83.9613 | 85.4529 | 86.0185 | 86.4529 | 85.7814 | 84.6416 | 81.8872 | 78.0947 | 73.9082 | 71.5608 | 69.8569 | 3.6981 | 3.599 | 3.7443 | 3.4975 | 3.4507 | 3.3606 | 3.7367 | 3.6375 | 4.2987 | 4.3164 | 3.893 | 3.6187 | 3.3934 | 3.4472 | 3.0675 | 2.6203 | 2.2883 | 2.2679 | 2.2829 | 3.311 | 3.6331 | 3.7579 | 3.2516 | 3.4667
Portfolio Adjusted1-in-2Size: Over 200kWAll2019July Monthly Peak | Portfolio Adjusted | 1-in-2 | Size: Over 200kW | All | 2019 | July Monthly Peak | 7 | 144.6529 | 140.4016 | 136.2501 | 136.2324 | 145.3437 | 169.1858 | 195.0611 | 216.0614 | 229.859 | 238.7097 | 246.6569 | 246.6054 | 242.1974 | 243.1192 | 237.5883 | 227.6834 | 214.3917 | 200.4407 | 192.1275 | 186.5717 | 183.6095 | 175.2084 | 162.8387 | 155.0165 | -0.81236 | -1.1157 | -0.7481 | -1.1016 | -1.5465 | -1.4656 | -1.7863 | -1.6225 | -1.7021 | -2.0214 | -1.673 | -1.887 | -1.213 | 0.24241 | 5.4691 | 5.9412 | 5.8694 | 5.4477 | 2.1474 | 0.82671 | 0.37907 | 0.82181 | 0.70809 | 0.62078 | 74.4305 | 73.4298 | 72.6472 | 71.9184 | 71.1838 | 70.4573 | 69.996 | 70.7227 | 73.4543 | 77.1443 | 81.0085 | 84.6923 | 87.3404 | 89.0063 | 90.3824 | 90.8809 | 90.3228 | 89.3198 | 88.5419 | 87.0666 | 84.3608 | 80.8564 | 78.3957 | 76.6283 | 3.8439 | 3.7213 | 3.8816 | 3.6498 | 3.608 | 3.5394 | 3.9191 | 3.7893 | 4.4508 | 4.4666 | 4.0017 | 3.7188 | 3.4991 | 3.5458 | 3.1529 | 2.7097 | 2.3797 | 2.3647 | 2.3851 | 3.463 | 3.7839 | 3.8937 | 3.3611 | 3.5763
Portfolio Adjusted1-in-2Size: Over 200kWAll2019August Monthly Peak | Portfolio Adjusted | 1-in-2 | Size: Over 200kW | All | 2019 | August Monthly Peak | 8 | 144.3396 | 140.2648 | 136.0767 | 135.867 | 145.4196 | 170.2817 | 198.5617 | 220.5343 | 236.7336 | 246.8865 | 256.4542 | 257.5364 | 253.4389 | 255.1418 | 249.1007 | 235.8055 | 219.391 | 203.5028 | 193.6532 | 189.5887 | 185.4625 | 175.6308 | 163.3256 | 155.4101 | -0.85255 | -1.1595 | -0.77782 | -1.1338 | -1.574 | -1.4986 | -1.8224 | -1.6748 | -1.7332 | -2.0891 | -1.7194 | -1.9402 | -1.2284 | 0.28459 | 5.7451 | 6.1566 | 6.0474 | 5.5511 | 2.1954 | 0.85968 | 0.38363 | 0.807 | 0.68357 | 0.58574 | 74.2645 | 72.9232 | 71.7491 | 70.9978 | 70.3301 | 69.5466 | 69.1759 | 68.9803 | 71.0586 | 75.9996 | 81.2671 | 85.8665 | 89.1469 | 91.0823 | 92.3257 | 92.7252 | 92.6981 | 92.0255 | 90.2517 | 86.9401 | 82.4839 | 79.3628 | 77.51 | 76.0597 | 3.8376 | 3.7177 | 3.8728 | 3.636 | 3.6031 | 3.5525 | 3.9714 | 3.856 | 4.5726 | 4.6095 | 4.1473 | 3.8821 | 3.6628 | 3.7272 | 3.3124 | 2.8093 | 2.4366 | 2.4028 | 2.4035 | 3.5174 | 3.8184 | 3.8923 | 3.3624 | 3.5707
Portfolio Adjusted1-in-2Size: Over 200kWAll2019September Monthly Peak | Portfolio Adjusted | 1-in-2 | Size: Over 200kW | All | 2019 | September Monthly Peak | 9 | 143.7961 | 139.8561 | 135.1833 | 135.8381 | 145.8317 | 171.6438 | 202.7537 | 225.2345 | 244.5972 | 255.63 | 264.7192 | 265.5686 | 261.3825 | 263.434 | 256.6161 | 241.239 | 223.4502 | 206.6692 | 197.6584 | 195.043 | 187.2362 | 176.8071 | 163.8834 | 155.3616 | -0.76364 | -1.076 | -0.71383 | -1.1138 | -1.5532 | -1.4662 | -1.774 | -1.6829 | -1.764 | -2.1634 | -1.7196 | -1.9211 | -1.1774 | 0.38259 | 5.9482 | 6.2972 | 6.2081 | 5.6426 | 2.2195 | 0.91751 | 0.43057 | 0.85088 | 0.71935 | 0.60855 | 72.9664 | 71.8944 | 71.0393 | 70.2948 | 69.5762 | 68.8562 | 68.6119 | 68.5315 | 70.5408 | 75.0082 | 80.0916 | 84.8669 | 88.9856 | 91.427 | 92.7313 | 93.1091 | 92.882 | 91.8003 | 90.3236 | 87.2467 | 83.4355 | 80.5285 | 78.5517 | 77.2466 | 3.8167 | 3.7003 | 3.848 | 3.6403 | 3.6199 | 3.5757 | 4.0487 | 3.9379 | 4.7347 | 4.7818 | 4.2986 | 4.0211 | 3.7954 | 3.8615 | 3.4242 | 2.881 | 2.4815 | 2.4405 | 2.4498 | 3.6242 | 3.8647 | 3.9309 | 3.3819 | 3.5762
Portfolio Adjusted1-in-2Size: Over 200kWAll2019October Monthly Peak | Portfolio Adjusted | 1-in-2 | Size: Over 200kW | All | 2019 | October Monthly Peak | 10 | 122.6487 | 119.7955 | 115.6979 | 115.7988 | 124.0857 | 146.266 | 174.9532 | 191.8947 | 202.8501 | 209.7257 | 216.8144 | 219.975 | 219.5945 | 221.7118 | 215.7826 | 202.9336 | 189.3587 | 182.4795 | 173.7667 | 166.2842 | 159.3566 | 151.2765 | 140.3544 | 133.9311 | -0.19789 | -0.38193 | -0.22671 | -1.0268 | -1.353 | -1.0523 | -0.7004 | -1.3487 | -1.3827 | -1.7537 | -0.67163 | -0.50839 | 0.13269 | 1.7187 | 6.1491 | 5.9373 | 6.2928 | 5.6431 | 1.8827 | 1.2353 | 0.97728 | 1.1151 | 0.92368 | 0.69884 | 65.4567 | 64.5141 | 63.6975 | 62.8194 | 62.0623 | 61.4586 | 60.9385 | 60.8717 | 61.9182 | 65.5178 | 71.0057 | 77.0667 | 82.5744 | 85.7831 | 86.5833 | 87.1422 | 87.2372 | 86.2635 | 83.5219 | 78.7831 | 75.2743 | 72.6495 | 70.5298 | 68.9222 | 3.3515 | 3.2759 | 3.4014 | 3.1997 | 3.1787 | 3.1503 | 3.6335 | 3.468 | 4.0328 | 4.0244 | 3.6095 | 3.409 | 3.2696 | 3.3335 | 2.9527 | 2.4875 | 2.163 | 2.2172 | 2.2129 | 3.1914 | 3.3921 | 3.4767 | 2.9893 | 3.1989
Portfolio Adjusted1-in-2Size: Over 200kWAll2019November Monthly Peak | Portfolio Adjusted | 1-in-2 | Size: Over 200kW | All | 2019 | November Monthly Peak | 11 | 127.2614 | 124.0544 | 119.995 | 119.486 | 127.9846 | 150.2177 | 176.2386 | 193.7286 | 204.8827 | 210.2436 | 216.0277 | 217.9062 | 216.2712 | 217.6139 | 211.2187 | 197.9217 | 186.1299 | 180.841 | 172.6737 | 165.9403 | 160.0062 | 152.7127 | 141.3977 | 134.7552 | 0.010597 | -0.14683 | -0.059751 | -1.0926 | -1.4087 | -0.99811 | -0.35245 | -1.3303 | -1.3634 | -1.7533 | -0.36127 | -0.053383 | 0.60188 | 2.2609 | 6.4732 | 6.0412 | 6.6139 | 5.8759 | 1.8529 | 1.4245 | 1.2312 | 1.2831 | 1.0565 | 0.76799 | 58.7712 | 57.8194 | 57.2515 | 56.5743 | 55.5488 | 54.6523 | 54.6616 | 54.5684 | 57.2684 | 61.1126 | 65.8192 | 70.4342 | 73.2928 | 74.8808 | 75.9492 | 75.7818 | 73.9451 | 70.8921 | 67.7689 | 65.5771 | 64.0275 | 63.0938 | 62.1738 | 61.509 | 3.6188 | 3.528 | 3.6761 | 3.448 | 3.4265 | 3.3811 | 3.819 | 3.6589 | 4.2705 | 4.2116 | 3.7563 | 3.528 | 3.3613 | 3.4123 | 3.0154 | 2.5276 | 2.2157 | 2.2882 | 2.2884 | 3.3186 | 3.5462 | 3.6552 | 3.1407 | 3.3574
Portfolio Adjusted1-in-2Size: Over 200kWAll2019December Monthly Peak | Portfolio Adjusted | 1-in-2 | Size: Over 200kW | All | 2019 | December Monthly Peak | 12 | 119.9447 | 117.1493 | 113.7116 | 114.0338 | 122.1932 | 142.5282 | 168.1335 | 181.2351 | 188.8349 | 190.7153 | 192.473 | 191.1209 | 187.3326 | 186.6141 | 180.5584 | 171.0552 | 163.735 | 161.5027 | 155.6074 | 150.726 | 146.0353 | 140.0983 | 131.2227 | 126.1341 | 0.018421 | -0.1337 | -0.052532 | -1.0313 | -1.3319 | -0.93601 | -0.32961 | -1.2294 | -1.2409 | -1.5807 | -0.32389 | -0.048836 | 0.52028 | 1.945 | 5.5606 | 5.2367 | 5.8234 | 5.2479 | 1.6706 | 1.2956 | 1.1239 | 1.1716 | 0.97737 | 0.7158 | 50.4978 | 49.6483 | 49.0053 | 48.4991 | 47.9206 | 47.336 | 47.0883 | 47.0007 | 47.6304 | 50.8852 | 54.6629 | 57.8513 | 59.957 | 61.1419 | 61.8637 | 62.1645 | 61.5864 | 59.3625 | 56.601 | 54.4398 | 52.7444 | 50.9102 | 49.2476 | 47.9111 | 3.3996 | 3.3175 | 3.4615 | 3.2593 | 3.2442 | 3.1941 | 3.6208 | 3.3984 | 3.8939 | 3.7929 | 3.3234 | 3.0747 | 2.8959 | 2.9127 | 2.5628 | 2.1798 | 1.9491 | 2.0445 | 2.0639 | 3.0186 | 3.2374 | 3.3403 | 2.9039 | 3.1294
Portfolio Adjusted1-in-2Size: Over 200kWAll2019Typical Event Day | Portfolio Adjusted | 1-in-2 | Size: Over 200kW | All | 2019 | Typical Event Day | 8 | 143.1265 | 139.1122 | 134.9861 | 134.7888 | 144.2695 | 168.7328 | 196.4155 | 217.3511 | 232.4939 | 241.9902 | 251.0946 | 252.0991 | 247.9056 | 249.66 | 243.7817 | 230.9904 | 215.1323 | 199.812 | 190.3687 | 186.5539 | 182.8981 | 173.5828 | 161.5697 | 153.8982 | -0.67834 | -0.96291 | -0.63895 | -1.1162 | -1.5439 | -1.4071 | -1.5772 | -1.6077 | -1.6825 | -2.039 | -1.4978 | -1.6315 | -0.92955 | 0.62202 | 5.9064 | 6.1946 | 6.1788 | 5.5982 | 2.1183 | 0.94915 | 0.53592 | 0.9063 | 0.77364 | 0.64491 | 72.283 | 71.1935 | 70.2561 | 69.4345 | 68.7125 | 67.9634 | 67.528 | 67.8197 | 70.2307 | 74.6491 | 79.4218 | 83.7729 | 86.9665 | 88.8692 | 90.2231 | 90.6834 | 90.589 | 89.7318 | 88.4397 | 85.7852 | 82.0937 | 78.664 | 76.5046 | 74.9479 | 3.783 | 3.6661 | 3.8212 | 3.5885 | 3.5563 | 3.5017 | 3.9102 | 3.7821 | 4.4719 | 4.4983 | 4.0432 | 3.7831 | 3.5656 | 3.6292 | 3.2257 | 2.7382 | 2.3772 | 2.3471 | 2.35 | 3.4452 | 3.7491 | 3.8291 | 3.3114 | 3.5209
Portfolio Adjusted1-in-2Size: Over 200kWAll2020January Monthly Peak | Portfolio Adjusted | 1-in-2 | Size: Over 200kW | All | 2020 | January Monthly Peak | 1 | 126.0844 | 122.5195 | 118.9302 | 119.4807 | 128.4741 | 152.3869 | 184.2251 | 201.9904 | 210.4615 | 211.0117 | 212.0672 | 209.8567 | 206.0073 | 205.3022 | 197.951 | 186.4768 | 176.3845 | 173.5209 | 168.686 | 164.3178 | 158.6204 | 151.3518 | 141.7621 | 135.4158 | 0.014621 | -0.14827 | -0.05842 | -1.0888 | -1.4066 | -1.001 | -0.35999 | -1.3733 | -1.3786 | -1.7487 | -0.35221 | -0.049988 | 0.57881 | 2.1387 | 6.0838 | 5.694 | 6.2703 | 5.6307 | 1.8154 | 1.4146 | 1.2216 | 1.2669 | 1.0594 | 0.77108 | 46.3573 | 45.5251 | 44.818 | 44.3337 | 43.9215 | 43.8029 | 43.5802 | 43.3947 | 43.7534 | 45.6868 | 48.8991 | 51.7014 | 53.5644 | 54.9428 | 55.8505 | 56.3375 | 56.1821 | 54.7636 | 52.8825 | 51.422 | 50.3183 | 49.3298 | 48.4778 | 47.5625 | 3.5829 | 3.4815 | 3.6344 | 3.4423 | 3.4286 | 3.4237 | 3.9797 | 3.8016 | 4.3516 | 4.2094 | 3.6761 | 3.3873 | 3.1965 | 3.2195 | 2.8226 | 2.387 | 2.1041 | 2.2012 | 2.2409 | 3.294 | 3.5182 | 3.6085 | 3.143 | 3.3671
Portfolio Adjusted1-in-2Size: Over 200kWAll2020February Monthly Peak | Portfolio Adjusted | 1-in-2 | Size: Over 200kW | All | 2020 | February Monthly Peak | 2 | 124.6663 | 121.2386 | 117.6084 | 118.0579 | 126.8964 | 150.2691 | 181.1959 | 198.028 | 206.126 | 207.1473 | 208.8063 | 207.3844 | 203.9928 | 203.745 | 196.755 | 185.414 | 175.1821 | 172.1002 | 166.9752 | 162.3173 | 156.8069 | 149.827 | 140.2404 | 134.0752 | 0.015219 | -0.14557 | -0.056974 | -1.0732 | -1.3861 | -0.98327 | -0.35274 | -1.3411 | -1.347 | -1.713 | -0.34921 | -0.051382 | 0.57037 | 2.1233 | 6.0525 | 5.6685 | 6.2314 | 5.5884 | 1.7932 | 1.392 | 1.204 | 1.2519 | 1.0462 | 0.76213 | 49.5691 | 49.225 | 48.862 | 48.4769 | 47.9924 | 47.6757 | 47.5064 | 47.4471 | 48.0113 | 49.7913 | 51.7901 | 53.6499 | 54.3972 | 54.617 | 54.6727 | 54.1395 | 53.9326 | 53.2329 | 51.975 | 50.7772 | 49.6585 | 49.0614 | 47.8291 | 46.7612 | 3.5397 | 3.4419 | 3.5889 | 3.3922 | 3.378 | 3.3678 | 3.9042 | 3.7168 | 4.2476 | 4.1173 | 3.6073 | 3.3374 | 3.1559 | 3.1861 | 2.7992 | 2.3681 | 2.086 | 2.1794 | 2.215 | 3.2443 | 3.4693 | 3.5664 | 3.1026 | 3.328
Portfolio Adjusted1-in-2Size: Over 200kWAll2020March Monthly Peak | Portfolio Adjusted | 1-in-2 | Size: Over 200kW | All | 2020 | March Monthly Peak | 3 | 130.057 | 125.7904 | 122.1075 | 121.2793 | 129.3983 | 152.1462 | 180.5637 | 199.5113 | 209.4535 | 210.9496 | 214.1121 | 213.3492 | 210.3792 | 211.5982 | 205.3855 | 194.5458 | 183.3476 | 173.4538 | 167.8592 | 168.039 | 164.7302 | 157.5128 | 146.504 | 138.7776 | 0.016388 | -0.14976 | -0.060847 | -1.1 | -1.4148 | -0.98934 | -0.35446 | -1.3489 | -1.3786 | -1.7437 | -0.36518 | -0.057567 | 0.58133 | 2.2069 | 6.3245 | 5.9562 | 6.515 | 5.6342 | 1.7955 | 1.431 | 1.2597 | 1.3089 | 1.0884 | 0.78564 | 49.3968 | 48.4409 | 47.6363 | 47.1827 | 46.848 | 46.3703 | 45.9914 | 45.997 | 47.9594 | 50.3112 | 52.7267 | 54.7114 | 55.9452 | 56.9292 | 57.3005 | 57.672 | 57.4259 | 56.7293 | 55.2827 | 53.3064 | 52.0077 | 50.8374 | 49.9037 | 49.0314 | 3.6811 | 3.5571 | 3.7211 | 3.4709 | 3.4369 | 3.3902 | 3.8678 | 3.722 | 4.2947 | 4.1639 | 3.6784 | 3.4204 | 3.2406 | 3.2906 | 2.909 | 2.4724 | 2.1732 | 2.185 | 2.2209 | 3.3433 | 3.6333 | 3.7348 | 3.2332 | 3.4342
Portfolio Adjusted1-in-2Size: Over 200kWAll2020April Monthly Peak | Portfolio Adjusted | 1-in-2 | Size: Over 200kW | All | 2020 | April Monthly Peak | 4 | 127.0561 | 123.339 | 119.325 | 118.2071 | 125.7845 | 147.1002 | 172.9926 | 190.9316 | 202.1771 | 207.926 | 215.1971 | 218.233 | 217.7074 | 220.9795 | 215.8428 | 204.2596 | 190.8281 | 178.3178 | 170.1151 | 168.172 | 164.166 | 156.5651 | 144.7302 | 137.0498 | 0.0022252 | -0.15575 | -0.066075 | -1.0733 | -1.3774 | -0.95997 | -0.34659 | -1.2967 | -1.3411 | -1.7257 | -0.36981 | -0.061156 | 0.59562 | 2.2998 | 6.6402 | 6.2575 | 6.7852 | 5.7951 | 1.8122 | 1.4264 | 1.254 | 1.3025 | 1.0723 | 0.77417 | 62.6545 | 61.6296 | 60.2984 | 59.2413 | 58.374 | 57.7052 | 57.2378 | 57.1571 | 59.4599 | 63.4679 | 67.8818 | 72.0896 | 75.4861 | 77.989 | 79.3794 | 79.9786 | 80.0028 | 79.441 | 77.8545 | 75.2031 | 71.3877 | 68.5703 | 66.301 | 64.1262 | 3.5951 | 3.4885 | 3.6372 | 3.3763 | 3.3367 | 3.2713 | 3.7081 | 3.5616 | 4.1525 | 4.1115 | 3.699 | 3.4986 | 3.3515 | 3.4317 | 3.0543 | 2.5892 | 2.2558 | 2.2402 | 2.2457 | 3.3378 | 3.618 | 3.7197 | 3.1933 | 3.3903
Portfolio Adjusted1-in-2Size: Over 200kWAll2020May Monthly Peak | Portfolio Adjusted | 1-in-2 | Size: Over 200kW | All | 2020 | May Monthly Peak | 5 | 130.2823 | 126.9056 | 122.4333 | 121.8575 | 130.2694 | 151.9359 | 176.8694 | 198.4008 | 212.7528 | 220.2319 | 227.8334 | 230.196 | 228.2256 | 230.3822 | 224.8035 | 211.4399 | 197.184 | 183.6716 | 174.6532 | 170.4244 | 167.8141 | 160.4313 | 149.1274 | 141.7021 | 0.011525 | -0.1535 | -0.066489 | -1.1048 | -1.4214 | -0.98723 | -0.35208 | -1.3458 | -1.4183 | -1.8329 | -0.39192 | -0.064156 | 0.62514 | 2.3933 | 6.9033 | 6.4688 | 7.0116 | 5.9744 | 1.8577 | 1.4404 | 1.2691 | 1.3257 | 1.1006 | 0.79545 | 62.7638 | 62.1104 | 61.4671 | 60.642 | 59.8885 | 59.439 | 59.284 | 59.7061 | 61.3128 | 64.6597 | 68.6673 | 72.527 | 76.1853 | 78.8203 | 79.9509 | 80.5469 | 80.5804 | 79.2395 | 77.1249 | 74.3376 | 70.6062 | 67.4621 | 65.5936 | 64.247 | 3.6696 | 3.5712 | 3.7108 | 3.4666 | 3.4367 | 3.3648 | 3.764 | 3.6881 | 4.3704 | 4.36 | 3.9275 | 3.6979 | 3.5212 | 3.5899 | 3.1899 | 2.6846 | 2.3326 | 2.3074 | 2.3019 | 3.3707 | 3.6676 | 3.7857 | 3.2707 | 3.4802
Portfolio Adjusted1-in-2Size: Over 200kWAll2020June Monthly Peak | Portfolio Adjusted | 1-in-2 | Size: Over 200kW | All | 2020 | June Monthly Peak | 6 | 138.6416 | 135.0322 | 130.512 | 129.8926 | 138.2949 | 160.2046 | 185.0087 | 205.7802 | 219.7545 | 228.2325 | 236.6939 | 237.1341 | 232.5258 | 233.8712 | 228.6782 | 218.0471 | 204.3234 | 190.6579 | 182.6524 | 177.3103 | 175.2317 | 168.1484 | 156.5804 | 149.2354 | -0.309 | -0.51867 | -0.32801 | -1.1072 | -1.4881 | -1.1859 | -0.93699 | -1.4627 | -1.5813 | -1.926 | -0.9217 | -0.82485 | -0.16595 | 1.4726 | 6.2646 | 6.2593 | 6.5193 | 5.7584 | 1.9564 | 1.1821 | 0.93494 | 1.1554 | 0.98297 | 0.7707 | 67.4705 | 66.5265 | 65.5889 | 64.5271 | 63.7599 | 62.9934 | 62.3282 | 63.0444 | 65.869 | 70.4444 | 75.3199 | 79.6659 | 82.393 | 83.9613 | 85.4529 | 86.0185 | 86.4529 | 85.7814 | 84.6416 | 81.8872 | 78.0947 | 73.9082 | 71.5608 | 69.8569 | 3.6981 | 3.599 | 3.7443 | 3.4975 | 3.4507 | 3.3606 | 3.7367 | 3.6375 | 4.2987 | 4.3164 | 3.893 | 3.6187 | 3.3934 | 3.4472 | 3.0675 | 2.6203 | 2.2883 | 2.2679 | 2.2829 | 3.311 | 3.6331 | 3.7579 | 3.2516 | 3.4667
Portfolio Adjusted1-in-2Size: Over 200kWAll2020July Monthly Peak | Portfolio Adjusted | 1-in-2 | Size: Over 200kW | All | 2020 | July Monthly Peak | 7 | 144.6529 | 140.4016 | 136.2501 | 136.2324 | 145.3437 | 169.1858 | 195.0611 | 216.0614 | 229.859 | 238.7097 | 246.6569 | 246.6054 | 242.1974 | 243.1192 | 237.5883 | 227.6834 | 214.3917 | 200.4407 | 192.1275 | 186.5717 | 183.6095 | 175.2084 | 162.8387 | 155.0165 | -0.81236 | -1.1157 | -0.7481 | -1.1016 | -1.5465 | -1.4656 | -1.7863 | -1.6225 | -1.7021 | -2.0214 | -1.673 | -1.887 | -1.213 | 0.24241 | 5.4691 | 5.9412 | 5.8694 | 5.4477 | 2.1474 | 0.82671 | 0.37907 | 0.82181 | 0.70809 | 0.62078 | 74.4305 | 73.4298 | 72.6472 | 71.9184 | 71.1838 | 70.4573 | 69.996 | 70.7227 | 73.4543 | 77.1443 | 81.0085 | 84.6923 | 87.3404 | 89.0063 | 90.3824 | 90.8809 | 90.3228 | 89.3198 | 88.5419 | 87.0666 | 84.3608 | 80.8564 | 78.3957 | 76.6283 | 3.8439 | 3.7213 | 3.8816 | 3.6498 | 3.608 | 3.5394 | 3.9191 | 3.7893 | 4.4508 | 4.4666 | 4.0017 | 3.7188 | 3.4991 | 3.5458 | 3.1529 | 2.7097 | 2.3797 | 2.3647 | 2.3851 | 3.463 | 3.7839 | 3.8937 | 3.3611 | 3.5763
Portfolio Adjusted1-in-2Size: Over 200kWAll2020August Monthly Peak | Portfolio Adjusted | 1-in-2 | Size: Over 200kW | All | 2020 | August Monthly Peak | 8 | 144.3396 | 140.2648 | 136.0767 | 135.867 | 145.4196 | 170.2817 | 198.5617 | 220.5343 | 236.7336 | 246.8865 | 256.4542 | 257.5364 | 253.4389 | 255.1418 | 249.1007 | 235.8055 | 219.391 | 203.5028 | 193.6532 | 189.5887 | 185.4625 | 175.6308 | 163.3256 | 155.4101 | -0.85255 | -1.1595 | -0.77782 | -1.1338 | -1.574 | -1.4986 | -1.8224 | -1.6748 | -1.7332 | -2.0891 | -1.7194 | -1.9402 | -1.2284 | 0.28459 | 5.7451 | 6.1566 | 6.0474 | 5.5511 | 2.1954 | 0.85968 | 0.38363 | 0.807 | 0.68357 | 0.58574 | 74.2645 | 72.9232 | 71.7491 | 70.9978 | 70.3301 | 69.5466 | 69.1759 | 68.9803 | 71.0586 | 75.9996 | 81.2671 | 85.8665 | 89.1469 | 91.0823 | 92.3257 | 92.7252 | 92.6981 | 92.0255 | 90.2517 | 86.9401 | 82.4839 | 79.3628 | 77.51 | 76.0597 | 3.8376 | 3.7177 | 3.8728 | 3.636 | 3.6031 | 3.5525 | 3.9714 | 3.856 | 4.5726 | 4.6095 | 4.1473 | 3.8821 | 3.6628 | 3.7272 | 3.3124 | 2.8093 | 2.4366 | 2.4028 | 2.4035 | 3.5174 | 3.8184 | 3.8923 | 3.3624 | 3.5707
Portfolio Adjusted1-in-2Size: Over 200kWAll2020September Monthly Peak | Portfolio Adjusted | 1-in-2 | Size: Over 200kW | All | 2020 | September Monthly Peak | 9 | 143.7961 | 139.8561 | 135.1833 | 135.8381 | 145.8317 | 171.6438 | 202.7537 | 225.2345 | 244.5972 | 255.63 | 264.7192 | 265.5686 | 261.3825 | 263.434 | 256.6161 | 241.239 | 223.4502 | 206.6692 | 197.6584 | 195.043 | 187.2362 | 176.8071 | 163.8834 | 155.3616 | -0.76364 | -1.076 | -0.71383 | -1.1138 | -1.5532 | -1.4662 | -1.774 | -1.6829 | -1.764 | -2.1634 | -1.7196 | -1.9211 | -1.1774 | 0.38259 | 5.9482 | 6.2972 | 6.2081 | 5.6426 | 2.2195 | 0.91751 | 0.43057 | 0.85088 | 0.71934 | 0.60855 | 72.9664 | 71.8944 | 71.0393 | 70.2948 | 69.5762 | 68.8562 | 68.6119 | 68.5315 | 70.5408 | 75.0082 | 80.0915 | 84.8669 | 88.9856 | 91.427 | 92.7313 | 93.1091 | 92.882 | 91.8003 | 90.3236 | 87.2467 | 83.4355 | 80.5285 | 78.5517 | 77.2466 | 3.8167 | 3.7003 | 3.848 | 3.6402 | 3.6199 | 3.5757 | 4.0487 | 3.9379 | 4.7347 | 4.7818 | 4.2986 | 4.0211 | 3.7954 | 3.8615 | 3.4242 | 2.881 | 2.4815 | 2.4405 | 2.4498 | 3.6242 | 3.8647 | 3.9309 | 3.3819 | 3.5762
Portfolio Adjusted1-in-2Size: Over 200kWAll2020October Monthly Peak | Portfolio Adjusted | 1-in-2 | Size: Over 200kW | All | 2020 | October Monthly Peak | 10 | 122.6487 | 119.7955 | 115.698 | 115.7988 | 124.0857 | 146.266 | 174.9532 | 191.8947 | 202.8501 | 209.7257 | 216.8144 | 219.975 | 219.5945 | 221.7118 | 215.7826 | 202.9336 | 189.3587 | 182.4795 | 173.7667 | 166.2842 | 159.3566 | 151.2765 | 140.3544 | 133.9311 | -0.19789 | -0.38193 | -0.22671 | -1.0268 | -1.353 | -1.0523 | -0.7004 | -1.3487 | -1.3827 | -1.7537 | -0.67163 | -0.50839 | 0.13269 | 1.7187 | 6.1491 | 5.9373 | 6.2928 | 5.6431 | 1.8827 | 1.2353 | 0.97728 | 1.1151 | 0.92368 | 0.69884 | 65.4567 | 64.5141 | 63.6975 | 62.8194 | 62.0623 | 61.4586 | 60.9385 | 60.8717 | 61.9182 | 65.5178 | 71.0057 | 77.0667 | 82.5744 | 85.7831 | 86.5833 | 87.1422 | 87.2372 | 86.2635 | 83.5219 | 78.7831 | 75.2743 | 72.6495 | 70.5298 | 68.9222 | 3.3515 | 3.2759 | 3.4014 | 3.1997 | 3.1787 | 3.1503 | 3.6335 | 3.468 | 4.0328 | 4.0244 | 3.6095 | 3.409 | 3.2696 | 3.3335 | 2.9527 | 2.4875 | 2.163 | 2.2172 | 2.2129 | 3.1914 | 3.3921 | 3.4767 | 2.9893 | 3.1989
Portfolio Adjusted1-in-2Size: Over 200kWAll2020November Monthly Peak | Portfolio Adjusted | 1-in-2 | Size: Over 200kW | All | 2020 | November Monthly Peak | 11 | 127.2614 | 124.0544 | 119.995 | 119.486 | 127.9846 | 150.2177 | 176.2386 | 193.7286 | 204.8827 | 210.2436 | 216.0277 | 217.9062 | 216.2712 | 217.6139 | 211.2187 | 197.9217 | 186.1299 | 180.8409 | 172.6737 | 165.9403 | 160.0062 | 152.7127 | 141.3977 | 134.7552 | 0.010597 | -0.14683 | -0.059751 | -1.0926 | -1.4087 | -0.99811 | -0.35245 | -1.3303 | -1.3634 | -1.7533 | -0.36127 | -0.053383 | 0.60188 | 2.2609 | 6.4732 | 6.0412 | 6.6139 | 5.8759 | 1.8529 | 1.4245 | 1.2312 | 1.2831 | 1.0565 | 0.76799 | 58.7712 | 57.8194 | 57.2515 | 56.5743 | 55.5488 | 54.6523 | 54.6616 | 54.5684 | 57.2684 | 61.1126 | 65.8192 | 70.4342 | 73.2928 | 74.8808 | 75.9492 | 75.7818 | 73.9451 | 70.8921 | 67.769 | 65.5771 | 64.0275 | 63.0938 | 62.1738 | 61.509 | 3.6188 | 3.528 | 3.6761 | 3.448 | 3.4265 | 3.3811 | 3.819 | 3.6589 | 4.2705 | 4.2116 | 3.7563 | 3.528 | 3.3613 | 3.4123 | 3.0154 | 2.5276 | 2.2157 | 2.2882 | 2.2884 | 3.3186 | 3.5462 | 3.6552 | 3.1407 | 3.3574
Portfolio Adjusted1-in-2Size: Over 200kWAll2020December Monthly Peak | Portfolio Adjusted | 1-in-2 | Size: Over 200kW | All | 2020 | December Monthly Peak | 12 | 119.9447 | 117.1493 | 113.7116 | 114.0338 | 122.1932 | 142.5282 | 168.1335 | 181.2351 | 188.8349 | 190.7153 | 192.473 | 191.1209 | 187.3326 | 186.6141 | 180.5584 | 171.0552 | 163.735 | 161.5027 | 155.6074 | 150.726 | 146.0353 | 140.0983 | 131.2227 | 126.1341 | 0.018421 | -0.1337 | -0.052532 | -1.0313 | -1.3319 | -0.93601 | -0.32961 | -1.2294 | -1.2409 | -1.5807 | -0.32389 | -0.048836 | 0.52028 | 1.945 | 5.5606 | 5.2367 | 5.8234 | 5.2479 | 1.6706 | 1.2956 | 1.1239 | 1.1716 | 0.97737 | 0.7158 | 50.4977 | 49.6483 | 49.0053 | 48.4991 | 47.9206 | 47.336 | 47.0883 | 47.0007 | 47.6304 | 50.8852 | 54.6629 | 57.8513 | 59.957 | 61.1418 | 61.8637 | 62.1645 | 61.5864 | 59.3625 | 56.601 | 54.4398 | 52.7444 | 50.9102 | 49.2476 | 47.9111 | 3.3996 | 3.3175 | 3.4615 | 3.2593 | 3.2442 | 3.1941 | 3.6208 | 3.3984 | 3.8939 | 3.7929 | 3.3234 | 3.0747 | 2.8959 | 2.9127 | 2.5628 | 2.1798 | 1.9491 | 2.0445 | 2.0639 | 3.0186 | 3.2374 | 3.3403 | 2.9039 | 3.1294
Portfolio Adjusted1-in-2Size: Over 200kWAll2020Typical Event Day | Portfolio Adjusted | 1-in-2 | Size: Over 200kW | All | 2020 | Typical Event Day | 8 | 143.1265 | 139.1122 | 134.9861 | 134.7888 | 144.2695 | 168.7328 | 196.4155 | 217.3511 | 232.4939 | 241.9902 | 251.0946 | 252.0991 | 247.9056 | 249.66 | 243.7817 | 230.9904 | 215.1323 | 199.812 | 190.3687 | 186.5539 | 182.8981 | 173.5829 | 161.5697 | 153.8982 | -0.67834 | -0.96291 | -0.63895 | -1.1162 | -1.5439 | -1.4071 | -1.5772 | -1.6077 | -1.6825 | -2.039 | -1.4978 | -1.6315 | -0.92955 | 0.62202 | 5.9064 | 6.1946 | 6.1788 | 5.5982 | 2.1183 | 0.94915 | 0.53592 | 0.9063 | 0.77364 | 0.64491 | 72.283 | 71.1935 | 70.2561 | 69.4345 | 68.7125 | 67.9634 | 67.528 | 67.8197 | 70.2307 | 74.6491 | 79.4218 | 83.7729 | 86.9665 | 88.8692 | 90.2231 | 90.6834 | 90.589 | 89.7318 | 88.4397 | 85.7852 | 82.0937 | 78.664 | 76.5046 | 74.9479 | 3.783 | 3.6661 | 3.8212 | 3.5885 | 3.5563 | 3.5017 | 3.9102 | 3.7821 | 4.4719 | 4.4983 | 4.0432 | 3.7831 | 3.5656 | 3.6292 | 3.2257 | 2.7382 | 2.3772 | 2.3471 | 2.35 | 3.4452 | 3.7491 | 3.8291 | 3.3114 | 3.5209
Portfolio Adjusted1-in-2Size: Over 200kWAll2021January Monthly Peak | Portfolio Adjusted | 1-in-2 | Size: Over 200kW | All | 2021 | January Monthly Peak | 1 | 126.0844 | 122.5195 | 118.9302 | 119.4807 | 128.4741 | 152.3869 | 184.2251 | 201.9904 | 210.4615 | 211.0117 | 212.0672 | 209.8567 | 206.0073 | 205.3022 | 197.951 | 186.4768 | 176.3845 | 173.5209 | 168.686 | 164.3178 | 158.6204 | 151.3518 | 141.7621 | 135.4158 | 0.014621 | -0.14827 | -0.05842 | -1.0888 | -1.4066 | -1.001 | -0.35999 | -1.3733 | -1.3786 | -1.7487 | -0.35221 | -0.049988 | 0.57881 | 2.1387 | 6.0838 | 5.694 | 6.2703 | 5.6307 | 1.8154 | 1.4146 | 1.2216 | 1.2669 | 1.0594 | 0.77108 | 46.3573 | 45.5251 | 44.818 | 44.3337 | 43.9215 | 43.8029 | 43.5802 | 43.3947 | 43.7534 | 45.6868 | 48.8991 | 51.7014 | 53.5644 | 54.9428 | 55.8505 | 56.3375 | 56.1821 | 54.7636 | 52.8825 | 51.422 | 50.3183 | 49.3298 | 48.4778 | 47.5625 | 3.5829 | 3.4815 | 3.6344 | 3.4423 | 3.4286 | 3.4237 | 3.9797 | 3.8016 | 4.3516 | 4.2094 | 3.6761 | 3.3873 | 3.1965 | 3.2195 | 2.8226 | 2.387 | 2.1041 | 2.2012 | 2.2409 | 3.294 | 3.5182 | 3.6085 | 3.143 | 3.3671
Portfolio Adjusted1-in-2Size: Over 200kWAll2021February Monthly Peak | Portfolio Adjusted | 1-in-2 | Size: Over 200kW | All | 2021 | February Monthly Peak | 2 | 124.6663 | 121.2386 | 117.6084 | 118.0579 | 126.8964 | 150.2691 | 181.1959 | 198.028 | 206.126 | 207.1473 | 208.8063 | 207.3844 | 203.9928 | 203.745 | 196.755 | 185.414 | 175.1821 | 172.1002 | 166.9752 | 162.3173 | 156.8069 | 149.827 | 140.2404 | 134.0752 | 0.015218 | -0.14557 | -0.056974 | -1.0732 | -1.3861 | -0.98327 | -0.35274 | -1.3411 | -1.347 | -1.713 | -0.34921 | -0.051382 | 0.57037 | 2.1233 | 6.0525 | 5.6685 | 6.2314 | 5.5884 | 1.7932 | 1.392 | 1.204 | 1.2519 | 1.0462 | 0.76213 | 49.5691 | 49.225 | 48.862 | 48.4769 | 47.9924 | 47.6757 | 47.5064 | 47.4471 | 48.0113 | 49.7913 | 51.7901 | 53.6499 | 54.3972 | 54.617 | 54.6727 | 54.1395 | 53.9326 | 53.2329 | 51.975 | 50.7772 | 49.6585 | 49.0614 | 47.8291 | 46.7612 | 3.5397 | 3.4419 | 3.5889 | 3.3922 | 3.378 | 3.3678 | 3.9042 | 3.7168 | 4.2476 | 4.1173 | 3.6073 | 3.3374 | 3.1559 | 3.1861 | 2.7992 | 2.3681 | 2.086 | 2.1794 | 2.215 | 3.2443 | 3.4693 | 3.5664 | 3.1026 | 3.328
Portfolio Adjusted1-in-2Size: Over 200kWAll2021March Monthly Peak | Portfolio Adjusted | 1-in-2 | Size: Over 200kW | All | 2021 | March Monthly Peak | 3 | 130.057 | 125.7904 | 122.1075 | 121.2793 | 129.3983 | 152.1462 | 180.5637 | 199.5113 | 209.4535 | 210.9496 | 214.1121 | 213.3493 | 210.3792 | 211.5982 | 205.3854 | 194.5458 | 183.3476 | 173.4538 | 167.8592 | 168.039 | 164.7302 | 157.5128 | 146.504 | 138.7776 | 0.016388 | -0.14976 | -0.060847 | -1.1 | -1.4148 | -0.98934 | -0.35446 | -1.3489 | -1.3786 | -1.7437 | -0.36518 | -0.057567 | 0.58133 | 2.2069 | 6.3245 | 5.9562 | 6.515 | 5.6342 | 1.7955 | 1.431 | 1.2597 | 1.3089 | 1.0884 | 0.78564 | 49.3968 | 48.4409 | 47.6363 | 47.1827 | 46.848 | 46.3703 | 45.9914 | 45.997 | 47.9594 | 50.3112 | 52.7267 | 54.7114 | 55.9452 | 56.9292 | 57.3005 | 57.672 | 57.4259 | 56.7293 | 55.2827 | 53.3064 | 52.0077 | 50.8374 | 49.9037 | 49.0314 | 3.6811 | 3.5571 | 3.7211 | 3.4709 | 3.4369 | 3.3902 | 3.8678 | 3.722 | 4.2947 | 4.1639 | 3.6784 | 3.4204 | 3.2406 | 3.2906 | 2.909 | 2.4724 | 2.1732 | 2.185 | 2.2209 | 3.3433 | 3.6333 | 3.7348 | 3.2332 | 3.4342
Portfolio Adjusted1-in-2Size: Over 200kWAll2021April Monthly Peak | Portfolio Adjusted | 1-in-2 | Size: Over 200kW | All | 2021 | April Monthly Peak | 4 | 127.0561 | 123.339 | 119.325 | 118.2071 | 125.7845 | 147.1002 | 172.9926 | 190.9316 | 202.1771 | 207.926 | 215.1971 | 218.233 | 217.7074 | 220.9795 | 215.8428 | 204.2596 | 190.8281 | 178.3178 | 170.1151 | 168.172 | 164.166 | 156.5651 | 144.7302 | 137.0498 | 0.0022252 | -0.15575 | -0.066075 | -1.0733 | -1.3774 | -0.95997 | -0.34659 | -1.2967 | -1.3411 | -1.7257 | -0.36981 | -0.061156 | 0.59562 | 2.2998 | 6.6402 | 6.2575 | 6.7852 | 5.7951 | 1.8122 | 1.4264 | 1.254 | 1.3025 | 1.0723 | 0.77417 | 62.6545 | 61.6296 | 60.2984 | 59.2413 | 58.374 | 57.7052 | 57.2378 | 57.1571 | 59.4599 | 63.4679 | 67.8818 | 72.0896 | 75.4861 | 77.989 | 79.3794 | 79.9786 | 80.0028 | 79.441 | 77.8545 | 75.2031 | 71.3877 | 68.5703 | 66.301 | 64.1262 | 3.5951 | 3.4885 | 3.6372 | 3.3763 | 3.3367 | 3.2713 | 3.7081 | 3.5616 | 4.1525 | 4.1115 | 3.699 | 3.4986 | 3.3515 | 3.4317 | 3.0543 | 2.5892 | 2.2558 | 2.2402 | 2.2457 | 3.3378 | 3.618 | 3.7197 | 3.1933 | 3.3903
Portfolio Adjusted1-in-2Size: Over 200kWAll2021May Monthly Peak | Portfolio Adjusted | 1-in-2 | Size: Over 200kW | All | 2021 | May Monthly Peak | 5 | 130.2823 | 126.9056 | 122.4333 | 121.8575 | 130.2694 | 151.9358 | 176.8694 | 198.4008 | 212.7528 | 220.2319 | 227.8334 | 230.196 | 228.2256 | 230.3823 | 224.8035 | 211.4399 | 197.184 | 183.6716 | 174.6532 | 170.4244 | 167.8141 | 160.4313 | 149.1274 | 141.7021 | 0.011525 | -0.1535 | -0.066489 | -1.1048 | -1.4214 | -0.98723 | -0.35208 | -1.3458 | -1.4183 | -1.8329 | -0.39192 | -0.064156 | 0.62514 | 2.3933 | 6.9033 | 6.4688 | 7.0116 | 5.9744 | 1.8577 | 1.4404 | 1.2691 | 1.3257 | 1.1006 | 0.79545 | 62.7638 | 62.1104 | 61.4671 | 60.642 | 59.8885 | 59.439 | 59.284 | 59.7061 | 61.3128 | 64.6597 | 68.6673 | 72.527 | 76.1853 | 78.8203 | 79.9509 | 80.5469 | 80.5804 | 79.2395 | 77.1249 | 74.3376 | 70.6062 | 67.4621 | 65.5936 | 64.247 | 3.6696 | 3.5712 | 3.7108 | 3.4666 | 3.4367 | 3.3648 | 3.764 | 3.6881 | 4.3704 | 4.36 | 3.9275 | 3.6979 | 3.5212 | 3.5899 | 3.1899 | 2.6846 | 2.3326 | 2.3074 | 2.3019 | 3.3707 | 3.6676 | 3.7857 | 3.2707 | 3.4802
Portfolio Adjusted1-in-2Size: Over 200kWAll2021June Monthly Peak | Portfolio Adjusted | 1-in-2 | Size: Over 200kW | All | 2021 | June Monthly Peak | 6 | 138.6416 | 135.0322 | 130.512 | 129.8926 | 138.2949 | 160.2046 | 185.0087 | 205.7802 | 219.7545 | 228.2325 | 236.6939 | 237.1341 | 232.5258 | 233.8712 | 228.6782 | 218.0471 | 204.3234 | 190.6579 | 182.6524 | 177.3103 | 175.2317 | 168.1484 | 156.5804 | 149.2354 | -0.309 | -0.51867 | -0.32801 | -1.1072 | -1.4881 | -1.1859 | -0.93699 | -1.4627 | -1.5813 | -1.926 | -0.9217 | -0.82485 | -0.16595 | 1.4726 | 6.2646 | 6.2593 | 6.5193 | 5.7584 | 1.9564 | 1.1821 | 0.93494 | 1.1554 | 0.98297 | 0.7707 | 67.4705 | 66.5265 | 65.5889 | 64.5271 | 63.7599 | 62.9934 | 62.3282 | 63.0444 | 65.869 | 70.4444 | 75.3199 | 79.6659 | 82.393 | 83.9613 | 85.4529 | 86.0185 | 86.4529 | 85.7814 | 84.6416 | 81.8872 | 78.0947 | 73.9082 | 71.5608 | 69.8569 | 3.6981 | 3.599 | 3.7443 | 3.4975 | 3.4507 | 3.3606 | 3.7367 | 3.6375 | 4.2987 | 4.3164 | 3.893 | 3.6187 | 3.3934 | 3.4472 | 3.0675 | 2.6203 | 2.2883 | 2.2679 | 2.2829 | 3.311 | 3.6331 | 3.7579 | 3.2516 | 3.4667
Portfolio Adjusted1-in-2Size: Over 200kWAll2021July Monthly Peak | Portfolio Adjusted | 1-in-2 | Size: Over 200kW | All | 2021 | July Monthly Peak | 7 | 144.6529 | 140.4016 | 136.2501 | 136.2324 | 145.3437 | 169.1858 | 195.0611 | 216.0614 | 229.859 | 238.7097 | 246.6569 | 246.6054 | 242.1974 | 243.1192 | 237.5883 | 227.6834 | 214.3917 | 200.4407 | 192.1275 | 186.5717 | 183.6095 | 175.2084 | 162.8387 | 155.0165 | -0.81236 | -1.1157 | -0.7481 | -1.1016 | -1.5465 | -1.4656 | -1.7863 | -1.6225 | -1.7021 | -2.0214 | -1.673 | -1.887 | -1.213 | 0.24241 | 5.4691 | 5.9412 | 5.8694 | 5.4477 | 2.1474 | 0.82671 | 0.37907 | 0.82181 | 0.70809 | 0.62078 | 74.4305 | 73.4298 | 72.6472 | 71.9184 | 71.1838 | 70.4573 | 69.996 | 70.7227 | 73.4543 | 77.1443 | 81.0085 | 84.6923 | 87.3404 | 89.0063 | 90.3824 | 90.8809 | 90.3228 | 89.3198 | 88.5419 | 87.0666 | 84.3608 | 80.8564 | 78.3957 | 76.6283 | 3.8439 | 3.7213 | 3.8816 | 3.6498 | 3.608 | 3.5394 | 3.9191 | 3.7893 | 4.4508 | 4.4666 | 4.0017 | 3.7188 | 3.4991 | 3.5458 | 3.1529 | 2.7097 | 2.3797 | 2.3647 | 2.3851 | 3.463 | 3.7839 | 3.8937 | 3.3611 | 3.5763
Portfolio Adjusted1-in-2Size: Over 200kWAll2021August Monthly Peak | Portfolio Adjusted | 1-in-2 | Size: Over 200kW | All | 2021 | August Monthly Peak | 8 | 144.3396 | 140.2648 | 136.0767 | 135.867 | 145.4196 | 170.2817 | 198.5617 | 220.5343 | 236.7336 | 246.8865 | 256.4542 | 257.5364 | 253.4389 | 255.1418 | 249.1007 | 235.8055 | 219.391 | 203.5028 | 193.6532 | 189.5887 | 185.4625 | 175.6308 | 163.3256 | 155.4101 | -0.85255 | -1.1595 | -0.77782 | -1.1338 | -1.574 | -1.4986 | -1.8224 | -1.6748 | -1.7332 | -2.0891 | -1.7194 | -1.9402 | -1.2284 | 0.28459 | 5.7451 | 6.1566 | 6.0474 | 5.5511 | 2.1954 | 0.85968 | 0.38363 | 0.807 | 0.68357 | 0.58574 | 74.2645 | 72.9232 | 71.7491 | 70.9978 | 70.3301 | 69.5466 | 69.1759 | 68.9803 | 71.0586 | 75.9996 | 81.2671 | 85.8665 | 89.1469 | 91.0823 | 92.3257 | 92.7252 | 92.6981 | 92.0255 | 90.2517 | 86.9401 | 82.4839 | 79.3628 | 77.51 | 76.0597 | 3.8376 | 3.7177 | 3.8728 | 3.636 | 3.6031 | 3.5525 | 3.9714 | 3.856 | 4.5726 | 4.6095 | 4.1473 | 3.8821 | 3.6628 | 3.7272 | 3.3124 | 2.8093 | 2.4366 | 2.4028 | 2.4035 | 3.5174 | 3.8184 | 3.8923 | 3.3624 | 3.5707
Portfolio Adjusted1-in-2Size: Over 200kWAll2021September Monthly Peak | Portfolio Adjusted | 1-in-2 | Size: Over 200kW | All | 2021 | September Monthly Peak | 9 | 143.7961 | 139.8561 | 135.1833 | 135.8381 | 145.8317 | 171.6438 | 202.7537 | 225.2345 | 244.5972 | 255.63 | 264.7192 | 265.5686 | 261.3825 | 263.434 | 256.6161 | 241.239 | 223.4502 | 206.6692 | 197.6585 | 195.043 | 187.2362 | 176.8071 | 163.8834 | 155.3616 | -0.76364 | -1.076 | -0.71383 | -1.1138 | -1.5532 | -1.4662 | -1.774 | -1.6829 | -1.764 | -2.1634 | -1.7196 | -1.9211 | -1.1774 | 0.38259 | 5.9482 | 6.2972 | 6.2081 | 5.6426 | 2.2195 | 0.91751 | 0.43057 | 0.85088 | 0.71935 | 0.60855 | 72.9664 | 71.8944 | 71.0393 | 70.2948 | 69.5762 | 68.8562 | 68.6119 | 68.5315 | 70.5408 | 75.0082 | 80.0915 | 84.8669 | 88.9856 | 91.427 | 92.7313 | 93.1091 | 92.882 | 91.8003 | 90.3236 | 87.2467 | 83.4355 | 80.5285 | 78.5517 | 77.2466 | 3.8167 | 3.7003 | 3.848 | 3.6402 | 3.6199 | 3.5757 | 4.0487 | 3.9379 | 4.7347 | 4.7818 | 4.2986 | 4.0211 | 3.7954 | 3.8615 | 3.4242 | 2.881 | 2.4815 | 2.4405 | 2.4498 | 3.6242 | 3.8647 | 3.9309 | 3.3819 | 3.5762
Portfolio Adjusted1-in-2Size: Over 200kWAll2021October Monthly Peak | Portfolio Adjusted | 1-in-2 | Size: Over 200kW | All | 2021 | October Monthly Peak | 10 | 122.6487 | 119.7956 | 115.698 | 115.7988 | 124.0857 | 146.266 | 174.9532 | 191.8947 | 202.8501 | 209.7257 | 216.8144 | 219.975 | 219.5945 | 221.7118 | 215.7826 | 202.9336 | 189.3587 | 182.4795 | 173.7667 | 166.2842 | 159.3566 | 151.2765 | 140.3544 | 133.9311 | -0.19789 | -0.38193 | -0.22671 | -1.0268 | -1.353 | -1.0523 | -0.7004 | -1.3487 | -1.3827 | -1.7537 | -0.67163 | -0.50839 | 0.13269 | 1.7187 | 6.1491 | 5.9373 | 6.2928 | 5.6431 | 1.8827 | 1.2353 | 0.97728 | 1.1151 | 0.92368 | 0.69884 | 65.4567 | 64.5141 | 63.6975 | 62.8194 | 62.0623 | 61.4586 | 60.9385 | 60.8717 | 61.9182 | 65.5178 | 71.0057 | 77.0667 | 82.5744 | 85.7831 | 86.5833 | 87.1422 | 87.2372 | 86.2635 | 83.5219 | 78.7831 | 75.2743 | 72.6495 | 70.5298 | 68.9222 | 3.3515 | 3.2759 | 3.4014 | 3.1997 | 3.1787 | 3.1503 | 3.6335 | 3.468 | 4.0328 | 4.0244 | 3.6095 | 3.409 | 3.2696 | 3.3335 | 2.9527 | 2.4875 | 2.163 | 2.2172 | 2.2129 | 3.1914 | 3.3921 | 3.4767 | 2.9893 | 3.1989
Portfolio Adjusted1-in-2Size: Over 200kWAll2021November Monthly Peak | Portfolio Adjusted | 1-in-2 | Size: Over 200kW | All | 2021 | November Monthly Peak | 11 | 127.2614 | 124.0543 | 119.995 | 119.486 | 127.9846 | 150.2177 | 176.2386 | 193.7286 | 204.8827 | 210.2436 | 216.0277 | 217.9062 | 216.2712 | 217.6139 | 211.2187 | 197.9217 | 186.1299 | 180.841 | 172.6737 | 165.9403 | 160.0062 | 152.7128 | 141.3977 | 134.7552 | 0.010597 | -0.14683 | -0.059751 | -1.0926 | -1.4087 | -0.99811 | -0.35245 | -1.3303 | -1.3634 | -1.7533 | -0.36127 | -0.053383 | 0.60188 | 2.2609 | 6.4732 | 6.0412 | 6.6139 | 5.8759 | 1.8529 | 1.4245 | 1.2312 | 1.2831 | 1.0565 | 0.76799 | 58.7712 | 57.8194 | 57.2515 | 56.5743 | 55.5488 | 54.6523 | 54.6616 | 54.5684 | 57.2684 | 61.1126 | 65.8192 | 70.4342 | 73.2928 | 74.8808 | 75.9492 | 75.7818 | 73.9451 | 70.8921 | 67.7689 | 65.5771 | 64.0275 | 63.0938 | 62.1738 | 61.509 | 3.6188 | 3.528 | 3.6761 | 3.448 | 3.4265 | 3.3811 | 3.819 | 3.6589 | 4.2705 | 4.2116 | 3.7563 | 3.528 | 3.3613 | 3.4123 | 3.0154 | 2.5276 | 2.2157 | 2.2882 | 2.2884 | 3.3186 | 3.5462 | 3.6552 | 3.1407 | 3.3574
Portfolio Adjusted1-in-2Size: Over 200kWAll2021December Monthly Peak | Portfolio Adjusted | 1-in-2 | Size: Over 200kW | All | 2021 | December Monthly Peak | 12 | 119.9447 | 117.1493 | 113.7116 | 114.0338 | 122.1932 | 142.5282 | 168.1335 | 181.2351 | 188.8349 | 190.7153 | 192.473 | 191.1209 | 187.3326 | 186.6141 | 180.5584 | 171.0552 | 163.735 | 161.5027 | 155.6074 | 150.726 | 146.0353 | 140.0983 | 131.2227 | 126.1341 | 0.018421 | -0.1337 | -0.052532 | -1.0313 | -1.3319 | -0.93601 | -0.32961 | -1.2294 | -1.2409 | -1.5807 | -0.32389 | -0.048836 | 0.52028 | 1.945 | 5.5606 | 5.2367 | 5.8234 | 5.2479 | 1.6706 | 1.2956 | 1.1239 | 1.1716 | 0.97737 | 0.7158 | 50.4978 | 49.6483 | 49.0053 | 48.4991 | 47.9206 | 47.336 | 47.0883 | 47.0007 | 47.6304 | 50.8852 | 54.6629 | 57.8513 | 59.957 | 61.1419 | 61.8637 | 62.1645 | 61.5864 | 59.3625 | 56.601 | 54.4398 | 52.7444 | 50.9102 | 49.2476 | 47.9111 | 3.3996 | 3.3175 | 3.4615 | 3.2593 | 3.2442 | 3.1941 | 3.6208 | 3.3984 | 3.8939 | 3.7929 | 3.3234 | 3.0747 | 2.8959 | 2.9127 | 2.5628 | 2.1798 | 1.9491 | 2.0445 | 2.0639 | 3.0186 | 3.2374 | 3.3403 | 2.9039 | 3.1294
Portfolio Adjusted1-in-2Size: Over 200kWAll2021Typical Event Day | Portfolio Adjusted | 1-in-2 | Size: Over 200kW | All | 2021 | Typical Event Day | 8 | 143.1265 | 139.1122 | 134.9861 | 134.7888 | 144.2695 | 168.7328 | 196.4155 | 217.3511 | 232.4939 | 241.9902 | 251.0946 | 252.0991 | 247.9056 | 249.66 | 243.7817 | 230.9904 | 215.1323 | 199.812 | 190.3687 | 186.5539 | 182.8981 | 173.5828 | 161.5697 | 153.8982 | -0.67834 | -0.96291 | -0.63895 | -1.1162 | -1.5439 | -1.4071 | -1.5772 | -1.6077 | -1.6825 | -2.039 | -1.4978 | -1.6315 | -0.92955 | 0.62202 | 5.9064 | 6.1946 | 6.1788 | 5.5982 | 2.1183 | 0.94915 | 0.53592 | 0.9063 | 0.77364 | 0.64491 | 72.283 | 71.1935 | 70.2561 | 69.4345 | 68.7125 | 67.9634 | 67.528 | 67.8197 | 70.2307 | 74.6491 | 79.4218 | 83.7729 | 86.9665 | 88.8692 | 90.2231 | 90.6834 | 90.589 | 89.7318 | 88.4397 | 85.7852 | 82.0937 | 78.664 | 76.5046 | 74.9479 | 3.783 | 3.6661 | 3.8212 | 3.5885 | 3.5563 | 3.5017 | 3.9102 | 3.7821 | 4.4719 | 4.4983 | 4.0432 | 3.7831 | 3.5656 | 3.6292 | 3.2257 | 2.7382 | 2.3772 | 2.3471 | 2.35 | 3.4452 | 3.7491 | 3.8291 | 3.3114 | 3.5209
Portfolio Adjusted1-in-2Size: Over 200kWAll2022January Monthly Peak | Portfolio Adjusted | 1-in-2 | Size: Over 200kW | All | 2022 | January Monthly Peak | 1 | 126.0844 | 122.5195 | 118.9302 | 119.4807 | 128.4741 | 152.3869 | 184.225 | 201.9904 | 210.4615 | 211.0117 | 212.0672 | 209.8567 | 206.0073 | 205.3022 | 197.951 | 186.4768 | 176.3845 | 173.5209 | 168.686 | 164.3178 | 158.6205 | 151.3518 | 141.7621 | 135.4158 | 0.014621 | -0.14827 | -0.05842 | -1.0888 | -1.4066 | -1.001 | -0.35999 | -1.3733 | -1.3786 | -1.7487 | -0.35221 | -0.049988 | 0.57881 | 2.1387 | 6.0838 | 5.694 | 6.2703 | 5.6307 | 1.8154 | 1.4146 | 1.2216 | 1.2669 | 1.0594 | 0.77108 | 46.3573 | 45.5251 | 44.818 | 44.3337 | 43.9215 | 43.8029 | 43.5802 | 43.3947 | 43.7534 | 45.6868 | 48.8991 | 51.7014 | 53.5644 | 54.9428 | 55.8505 | 56.3375 | 56.1821 | 54.7636 | 52.8825 | 51.422 | 50.3183 | 49.3298 | 48.4778 | 47.5625 | 3.5829 | 3.4815 | 3.6344 | 3.4423 | 3.4286 | 3.4237 | 3.9797 | 3.8016 | 4.3516 | 4.2094 | 3.6761 | 3.3873 | 3.1965 | 3.2195 | 2.8226 | 2.387 | 2.1041 | 2.2012 | 2.2409 | 3.294 | 3.5182 | 3.6085 | 3.143 | 3.3671
Portfolio Adjusted1-in-2Size: Over 200kWAll2022February Monthly Peak | Portfolio Adjusted | 1-in-2 | Size: Over 200kW | All | 2022 | February Monthly Peak | 2 | 124.6663 | 121.2386 | 117.6084 | 118.0579 | 126.8964 | 150.2691 | 181.1959 | 198.028 | 206.126 | 207.1473 | 208.8063 | 207.3844 | 203.9928 | 203.745 | 196.755 | 185.414 | 175.1821 | 172.1002 | 166.9752 | 162.3173 | 156.8069 | 149.827 | 140.2404 | 134.0752 | 0.015218 | -0.14557 | -0.056974 | -1.0732 | -1.3861 | -0.98327 | -0.35274 | -1.3411 | -1.347 | -1.713 | -0.34921 | -0.051382 | 0.57037 | 2.1233 | 6.0525 | 5.6685 | 6.2314 | 5.5884 | 1.7932 | 1.392 | 1.204 | 1.2519 | 1.0462 | 0.76213 | 49.5691 | 49.225 | 48.862 | 48.4769 | 47.9924 | 47.6757 | 47.5064 | 47.4471 | 48.0113 | 49.7913 | 51.7901 | 53.6499 | 54.3972 | 54.617 | 54.6727 | 54.1395 | 53.9326 | 53.2329 | 51.975 | 50.7772 | 49.6585 | 49.0614 | 47.8291 | 46.7612 | 3.5397 | 3.4419 | 3.5889 | 3.3922 | 3.378 | 3.3678 | 3.9042 | 3.7168 | 4.2476 | 4.1173 | 3.6073 | 3.3374 | 3.1559 | 3.1861 | 2.7992 | 2.3681 | 2.086 | 2.1794 | 2.215 | 3.2443 | 3.4693 | 3.5664 | 3.1026 | 3.328
Portfolio Adjusted1-in-2Size: Over 200kWAll2022March Monthly Peak | Portfolio Adjusted | 1-in-2 | Size: Over 200kW | All | 2022 | March Monthly Peak | 3 | 130.057 | 125.7904 | 122.1075 | 121.2793 | 129.3983 | 152.1462 | 180.5637 | 199.5113 | 209.4535 | 210.9496 | 214.1121 | 213.3492 | 210.3792 | 211.5982 | 205.3855 | 194.5458 | 183.3476 | 173.4538 | 167.8592 | 168.039 | 164.7302 | 157.5128 | 146.504 | 138.7776 | 0.016388 | -0.14976 | -0.060847 | -1.1 | -1.4148 | -0.98934 | -0.35446 | -1.3489 | -1.3786 | -1.7437 | -0.36518 | -0.057567 | 0.58133 | 2.2069 | 6.3245 | 5.9562 | 6.515 | 5.6342 | 1.7955 | 1.431 | 1.2597 | 1.3089 | 1.0884 | 0.78564 | 49.3968 | 48.4409 | 47.6363 | 47.1827 | 46.848 | 46.3703 | 45.9914 | 45.997 | 47.9594 | 50.3112 | 52.7267 | 54.7114 | 55.9452 | 56.9292 | 57.3005 | 57.672 | 57.4259 | 56.7293 | 55.2827 | 53.3064 | 52.0077 | 50.8374 | 49.9037 | 49.0314 | 3.6811 | 3.5571 | 3.7211 | 3.4709 | 3.4369 | 3.3902 | 3.8678 | 3.722 | 4.2947 | 4.1639 | 3.6784 | 3.4204 | 3.2406 | 3.2906 | 2.909 | 2.4724 | 2.1732 | 2.185 | 2.2209 | 3.3433 | 3.6333 | 3.7348 | 3.2332 | 3.4342
Portfolio Adjusted1-in-2Size: Over 200kWAll2022April Monthly Peak | Portfolio Adjusted | 1-in-2 | Size: Over 200kW | All | 2022 | April Monthly Peak | 4 | 127.0561 | 123.339 | 119.325 | 118.2071 | 125.7845 | 147.1002 | 172.9926 | 190.9316 | 202.1771 | 207.926 | 215.1971 | 218.233 | 217.7074 | 220.9795 | 215.8428 | 204.2596 | 190.8281 | 178.3178 | 170.1151 | 168.172 | 164.166 | 156.5651 | 144.7302 | 137.0498 | 0.0022252 | -0.15575 | -0.066075 | -1.0733 | -1.3774 | -0.95997 | -0.34659 | -1.2967 | -1.3411 | -1.7257 | -0.36981 | -0.061156 | 0.59562 | 2.2998 | 6.6402 | 6.2575 | 6.7852 | 5.7951 | 1.8122 | 1.4264 | 1.254 | 1.3025 | 1.0723 | 0.77417 | 62.6545 | 61.6296 | 60.2984 | 59.2413 | 58.374 | 57.7052 | 57.2378 | 57.1571 | 59.4599 | 63.4679 | 67.8818 | 72.0896 | 75.4861 | 77.989 | 79.3794 | 79.9786 | 80.0028 | 79.441 | 77.8545 | 75.2031 | 71.3877 | 68.5703 | 66.301 | 64.1262 | 3.5951 | 3.4885 | 3.6372 | 3.3763 | 3.3367 | 3.2713 | 3.7081 | 3.5616 | 4.1525 | 4.1115 | 3.699 | 3.4986 | 3.3515 | 3.4317 | 3.0543 | 2.5892 | 2.2558 | 2.2402 | 2.2457 | 3.3378 | 3.618 | 3.7197 | 3.1933 | 3.3903
Portfolio Adjusted1-in-2Size: Over 200kWAll2022May Monthly Peak | Portfolio Adjusted | 1-in-2 | Size: Over 200kW | All | 2022 | May Monthly Peak | 5 | 130.2823 | 126.9056 | 122.4333 | 121.8575 | 130.2694 | 151.9359 | 176.8694 | 198.4008 | 212.7528 | 220.2319 | 227.8334 | 230.196 | 228.2256 | 230.3823 | 224.8035 | 211.4399 | 197.184 | 183.6716 | 174.6532 | 170.4244 | 167.8141 | 160.4313 | 149.1274 | 141.7021 | 0.011525 | -0.1535 | -0.066489 | -1.1048 | -1.4214 | -0.98723 | -0.35208 | -1.3458 | -1.4183 | -1.8329 | -0.39192 | -0.064156 | 0.62514 | 2.3933 | 6.9033 | 6.4688 | 7.0116 | 5.9744 | 1.8577 | 1.4404 | 1.2691 | 1.3257 | 1.1006 | 0.79545 | 62.7638 | 62.1104 | 61.4671 | 60.642 | 59.8885 | 59.439 | 59.284 | 59.7061 | 61.3128 | 64.6597 | 68.6673 | 72.527 | 76.1853 | 78.8203 | 79.9509 | 80.5469 | 80.5804 | 79.2395 | 77.1249 | 74.3376 | 70.6062 | 67.4621 | 65.5936 | 64.247 | 3.6696 | 3.5712 | 3.7108 | 3.4666 | 3.4367 | 3.3648 | 3.764 | 3.6881 | 4.3704 | 4.36 | 3.9275 | 3.6979 | 3.5212 | 3.5899 | 3.1899 | 2.6846 | 2.3326 | 2.3074 | 2.3019 | 3.3707 | 3.6676 | 3.7857 | 3.2707 | 3.4802
Portfolio Adjusted1-in-2Size: Over 200kWAll2022June Monthly Peak | Portfolio Adjusted | 1-in-2 | Size: Over 200kW | All | 2022 | June Monthly Peak | 6 | 138.6416 | 135.0322 | 130.512 | 129.8926 | 138.2949 | 160.2046 | 185.0087 | 205.7802 | 219.7545 | 228.2325 | 236.6939 | 237.1341 | 232.5258 | 233.8712 | 228.6782 | 218.0471 | 204.3234 | 190.6579 | 182.6524 | 177.3103 | 175.2317 | 168.1484 | 156.5804 | 149.2354 | -0.309 | -0.51867 | -0.32801 | -1.1072 | -1.4881 | -1.1859 | -0.93699 | -1.4627 | -1.5813 | -1.926 | -0.9217 | -0.82485 | -0.16595 | 1.4726 | 6.2646 | 6.2593 | 6.5193 | 5.7584 | 1.9564 | 1.1821 | 0.93494 | 1.1554 | 0.98297 | 0.7707 | 67.4705 | 66.5265 | 65.5889 | 64.5271 | 63.7599 | 62.9934 | 62.3282 | 63.0444 | 65.869 | 70.4444 | 75.3199 | 79.6659 | 82.393 | 83.9613 | 85.4529 | 86.0185 | 86.4529 | 85.7814 | 84.6416 | 81.8872 | 78.0948 | 73.9082 | 71.5608 | 69.8569 | 3.6981 | 3.599 | 3.7443 | 3.4975 | 3.4507 | 3.3606 | 3.7367 | 3.6375 | 4.2987 | 4.3164 | 3.893 | 3.6187 | 3.3934 | 3.4472 | 3.0675 | 2.6203 | 2.2883 | 2.2679 | 2.2829 | 3.311 | 3.6331 | 3.7579 | 3.2516 | 3.4667
Portfolio Adjusted1-in-2Size: Over 200kWAll2022July Monthly Peak | Portfolio Adjusted | 1-in-2 | Size: Over 200kW | All | 2022 | July Monthly Peak | 7 | 144.6529 | 140.4016 | 136.2501 | 136.2324 | 145.3437 | 169.1858 | 195.0611 | 216.0614 | 229.859 | 238.7097 | 246.6569 | 246.6054 | 242.1974 | 243.1192 | 237.5883 | 227.6834 | 214.3917 | 200.4407 | 192.1275 | 186.5717 | 183.6095 | 175.2084 | 162.8387 | 155.0165 | -0.81236 | -1.1157 | -0.7481 | -1.1016 | -1.5465 | -1.4656 | -1.7863 | -1.6225 | -1.7021 | -2.0214 | -1.673 | -1.887 | -1.213 | 0.24241 | 5.4691 | 5.9412 | 5.8694 | 5.4477 | 2.1474 | 0.82671 | 0.37907 | 0.82181 | 0.70809 | 0.62078 | 74.4305 | 73.4298 | 72.6472 | 71.9184 | 71.1838 | 70.4573 | 69.996 | 70.7227 | 73.4543 | 77.1443 | 81.0085 | 84.6923 | 87.3404 | 89.0063 | 90.3824 | 90.8809 | 90.3228 | 89.3198 | 88.5419 | 87.0666 | 84.3608 | 80.8564 | 78.3957 | 76.6283 | 3.8439 | 3.7213 | 3.8816 | 3.6498 | 3.608 | 3.5394 | 3.9191 | 3.7893 | 4.4508 | 4.4666 | 4.0017 | 3.7188 | 3.4991 | 3.5458 | 3.1529 | 2.7097 | 2.3797 | 2.3647 | 2.3851 | 3.463 | 3.7839 | 3.8937 | 3.3611 | 3.5763
Portfolio Adjusted1-in-2Size: Over 200kWAll2022August Monthly Peak | Portfolio Adjusted | 1-in-2 | Size: Over 200kW | All | 2022 | August Monthly Peak | 8 | 144.3396 | 140.2648 | 136.0767 | 135.867 | 145.4196 | 170.2817 | 198.5617 | 220.5343 | 236.7336 | 246.8865 | 256.4542 | 257.5364 | 253.4389 | 255.1419 | 249.1007 | 235.8055 | 219.391 | 203.5028 | 193.6532 | 189.5887 | 185.4625 | 175.6308 | 163.3256 | 155.4101 | -0.85255 | -1.1595 | -0.77782 | -1.1338 | -1.574 | -1.4986 | -1.8224 | -1.6748 | -1.7332 | -2.0891 | -1.7194 | -1.9402 | -1.2284 | 0.28459 | 5.7451 | 6.1566 | 6.0474 | 5.5511 | 2.1954 | 0.85968 | 0.38363 | 0.807 | 0.68357 | 0.58574 | 74.2645 | 72.9232 | 71.7491 | 70.9978 | 70.3301 | 69.5466 | 69.1759 | 68.9803 | 71.0586 | 75.9996 | 81.2671 | 85.8665 | 89.1469 | 91.0823 | 92.3257 | 92.7252 | 92.6981 | 92.0255 | 90.2517 | 86.9401 | 82.4839 | 79.3628 | 77.51 | 76.0597 | 3.8376 | 3.7177 | 3.8728 | 3.636 | 3.6031 | 3.5525 | 3.9714 | 3.856 | 4.5726 | 4.6095 | 4.1473 | 3.8821 | 3.6628 | 3.7272 | 3.3124 | 2.8093 | 2.4366 | 2.4028 | 2.4035 | 3.5174 | 3.8184 | 3.8923 | 3.3624 | 3.5707
Portfolio Adjusted1-in-2Size: Over 200kWAll2022September Monthly Peak | Portfolio Adjusted | 1-in-2 | Size: Over 200kW | All | 2022 | September Monthly Peak | 9 | 143.7961 | 139.8561 | 135.1833 | 135.8381 | 145.8317 | 171.6438 | 202.7537 | 225.2345 | 244.5972 | 255.63 | 264.7192 | 265.5686 | 261.3825 | 263.434 | 256.6161 | 241.239 | 223.4502 | 206.6692 | 197.6585 | 195.043 | 187.2362 | 176.8071 | 163.8834 | 155.3616 | -0.76364 | -1.076 | -0.71383 | -1.1138 | -1.5532 | -1.4662 | -1.774 | -1.6829 | -1.764 | -2.1634 | -1.7196 | -1.9211 | -1.1774 | 0.38259 | 5.9482 | 6.2972 | 6.2081 | 5.6426 | 2.2195 | 0.91751 | 0.43057 | 0.85088 | 0.71935 | 0.60855 | 72.9664 | 71.8944 | 71.0393 | 70.2948 | 69.5762 | 68.8562 | 68.6119 | 68.5315 | 70.5408 | 75.0082 | 80.0915 | 84.8669 | 88.9856 | 91.427 | 92.7313 | 93.1091 | 92.882 | 91.8003 | 90.3236 | 87.2467 | 83.4355 | 80.5285 | 78.5517 | 77.2466 | 3.8167 | 3.7003 | 3.848 | 3.6403 | 3.6199 | 3.5757 | 4.0487 | 3.9379 | 4.7347 | 4.7818 | 4.2986 | 4.0211 | 3.7954 | 3.8615 | 3.4242 | 2.881 | 2.4815 | 2.4405 | 2.4498 | 3.6242 | 3.8647 | 3.9309 | 3.3819 | 3.5762
Portfolio Adjusted1-in-2Size: Over 200kWAll2022October Monthly Peak | Portfolio Adjusted | 1-in-2 | Size: Over 200kW | All | 2022 | October Monthly Peak | 10 | 122.6487 | 119.7955 | 115.698 | 115.7988 | 124.0857 | 146.266 | 174.9532 | 191.8947 | 202.8501 | 209.7257 | 216.8144 | 219.975 | 219.5945 | 221.7118 | 215.7826 | 202.9336 | 189.3587 | 182.4795 | 173.7667 | 166.2842 | 159.3566 | 151.2765 | 140.3544 | 133.9311 | -0.19789 | -0.38193 | -0.22671 | -1.0268 | -1.353 | -1.0523 | -0.7004 | -1.3487 | -1.3827 | -1.7537 | -0.67163 | -0.50839 | 0.13269 | 1.7187 | 6.1491 | 5.9373 | 6.2928 | 5.6431 | 1.8827 | 1.2353 | 0.97728 | 1.1151 | 0.92368 | 0.69884 | 65.4567 | 64.5141 | 63.6975 | 62.8194 | 62.0623 | 61.4586 | 60.9385 | 60.8717 | 61.9182 | 65.5178 | 71.0057 | 77.0667 | 82.5744 | 85.7831 | 86.5833 | 87.1422 | 87.2372 | 86.2635 | 83.5219 | 78.7831 | 75.2743 | 72.6495 | 70.5298 | 68.9222 | 3.3515 | 3.2759 | 3.4014 | 3.1997 | 3.1787 | 3.1503 | 3.6335 | 3.468 | 4.0328 | 4.0244 | 3.6095 | 3.409 | 3.2696 | 3.3335 | 2.9527 | 2.4875 | 2.163 | 2.2172 | 2.2129 | 3.1914 | 3.3921 | 3.4767 | 2.9893 | 3.1989
Portfolio Adjusted1-in-2Size: Over 200kWAll2022November Monthly Peak | Portfolio Adjusted | 1-in-2 | Size: Over 200kW | All | 2022 | November Monthly Peak | 11 | 127.2614 | 124.0544 | 119.995 | 119.486 | 127.9846 | 150.2177 | 176.2386 | 193.7286 | 204.8827 | 210.2436 | 216.0277 | 217.9062 | 216.2712 | 217.6139 | 211.2187 | 197.9217 | 186.1299 | 180.841 | 172.6737 | 165.9403 | 160.0062 | 152.7128 | 141.3977 | 134.7552 | 0.010597 | -0.14683 | -0.059751 | -1.0926 | -1.4087 | -0.99811 | -0.35245 | -1.3303 | -1.3634 | -1.7533 | -0.36127 | -0.053383 | 0.60188 | 2.2609 | 6.4732 | 6.0412 | 6.6139 | 5.8759 | 1.8529 | 1.4245 | 1.2312 | 1.2831 | 1.0565 | 0.76799 | 58.7712 | 57.8194 | 57.2515 | 56.5743 | 55.5488 | 54.6523 | 54.6616 | 54.5684 | 57.2684 | 61.1126 | 65.8192 | 70.4342 | 73.2928 | 74.8808 | 75.9492 | 75.7818 | 73.9451 | 70.8921 | 67.7689 | 65.5771 | 64.0275 | 63.0938 | 62.1738 | 61.509 | 3.6188 | 3.528 | 3.6761 | 3.448 | 3.4265 | 3.3811 | 3.819 | 3.6589 | 4.2705 | 4.2116 | 3.7563 | 3.528 | 3.3613 | 3.4123 | 3.0154 | 2.5276 | 2.2157 | 2.2882 | 2.2884 | 3.3186 | 3.5462 | 3.6552 | 3.1407 | 3.3574
Portfolio Adjusted1-in-2Size: Over 200kWAll2022December Monthly Peak | Portfolio Adjusted | 1-in-2 | Size: Over 200kW | All | 2022 | December Monthly Peak | 12 | 119.9447 | 117.1493 | 113.7116 | 114.0338 | 122.1932 | 142.5282 | 168.1336 | 181.2351 | 188.8349 | 190.7153 | 192.473 | 191.1209 | 187.3326 | 186.6141 | 180.5584 | 171.0552 | 163.735 | 161.5027 | 155.6074 | 150.726 | 146.0353 | 140.0983 | 131.2227 | 126.1341 | 0.018421 | -0.1337 | -0.052532 | -1.0313 | -1.3319 | -0.93601 | -0.32961 | -1.2294 | -1.2409 | -1.5807 | -0.32389 | -0.048836 | 0.52028 | 1.945 | 5.5606 | 5.2367 | 5.8234 | 5.2479 | 1.6706 | 1.2956 | 1.1239 | 1.1716 | 0.97737 | 0.7158 | 50.4978 | 49.6483 | 49.0053 | 48.4991 | 47.9206 | 47.336 | 47.0883 | 47.0007 | 47.6304 | 50.8852 | 54.6629 | 57.8513 | 59.957 | 61.1418 | 61.8637 | 62.1645 | 61.5864 | 59.3625 | 56.601 | 54.4398 | 52.7444 | 50.9102 | 49.2476 | 47.9111 | 3.3996 | 3.3175 | 3.4615 | 3.2593 | 3.2442 | 3.1941 | 3.6208 | 3.3984 | 3.8939 | 3.7929 | 3.3234 | 3.0747 | 2.8959 | 2.9127 | 2.5628 | 2.1798 | 1.9491 | 2.0445 | 2.0639 | 3.0186 | 3.2374 | 3.3403 | 2.9039 | 3.1294
Portfolio Adjusted1-in-2Size: Over 200kWAll2022Typical Event Day | Portfolio Adjusted | 1-in-2 | Size: Over 200kW | All | 2022 | Typical Event Day | 8 | 143.1265 | 139.1122 | 134.9861 | 134.7888 | 144.2695 | 168.7328 | 196.4155 | 217.3511 | 232.4939 | 241.9902 | 251.0946 | 252.0991 | 247.9056 | 249.66 | 243.7817 | 230.9904 | 215.1323 | 199.812 | 190.3687 | 186.5539 | 182.8981 | 173.5829 | 161.5697 | 153.8982 | -0.67834 | -0.96291 | -0.63895 | -1.1162 | -1.5439 | -1.4071 | -1.5772 | -1.6077 | -1.6825 | -2.039 | -1.4978 | -1.6315 | -0.92955 | 0.62202 | 5.9064 | 6.1946 | 6.1788 | 5.5982 | 2.1183 | 0.94915 | 0.53592 | 0.9063 | 0.77364 | 0.64491 | 72.283 | 71.1935 | 70.2561 | 69.4345 | 68.7125 | 67.9634 | 67.528 | 67.8197 | 70.2307 | 74.6491 | 79.4218 | 83.7729 | 86.9665 | 88.8692 | 90.2231 | 90.6834 | 90.589 | 89.7318 | 88.4397 | 85.7852 | 82.0937 | 78.664 | 76.5046 | 74.9479 | 3.783 | 3.6661 | 3.8212 | 3.5885 | 3.5563 | 3.5017 | 3.9102 | 3.7821 | 4.4719 | 4.4983 | 4.0432 | 3.7831 | 3.5656 | 3.6292 | 3.2257 | 2.7382 | 2.3772 | 2.3471 | 2.35 | 3.4452 | 3.7491 | 3.8291 | 3.3114 | 3.5209
Portfolio Adjusted1-in-2Size: Over 200kWAll2023January Monthly Peak | Portfolio Adjusted | 1-in-2 | Size: Over 200kW | All | 2023 | January Monthly Peak | 1 | 126.0844 | 122.5195 | 118.9302 | 119.4807 | 128.4741 | 152.3869 | 184.225 | 201.9904 | 210.4615 | 211.0117 | 212.0672 | 209.8567 | 206.0073 | 205.3022 | 197.951 | 186.4768 | 176.3845 | 173.5209 | 168.686 | 164.3178 | 158.6205 | 151.3518 | 141.7621 | 135.4158 | 0.014621 | -0.14827 | -0.05842 | -1.0888 | -1.4066 | -1.001 | -0.35999 | -1.3733 | -1.3786 | -1.7487 | -0.35221 | -0.049988 | 0.57881 | 2.1387 | 6.0838 | 5.694 | 6.2703 | 5.6307 | 1.8154 | 1.4146 | 1.2216 | 1.2669 | 1.0594 | 0.77108 | 46.3573 | 45.5251 | 44.818 | 44.3337 | 43.9215 | 43.8029 | 43.5802 | 43.3947 | 43.7534 | 45.6868 | 48.8991 | 51.7014 | 53.5644 | 54.9428 | 55.8505 | 56.3375 | 56.1821 | 54.7636 | 52.8825 | 51.422 | 50.3183 | 49.3298 | 48.4778 | 47.5625 | 3.5829 | 3.4815 | 3.6344 | 3.4423 | 3.4286 | 3.4237 | 3.9797 | 3.8016 | 4.3516 | 4.2094 | 3.6761 | 3.3873 | 3.1965 | 3.2195 | 2.8226 | 2.387 | 2.1041 | 2.2012 | 2.2409 | 3.294 | 3.5182 | 3.6085 | 3.143 | 3.3671
Portfolio Adjusted1-in-2Size: Over 200kWAll2023February Monthly Peak | Portfolio Adjusted | 1-in-2 | Size: Over 200kW | All | 2023 | February Monthly Peak | 2 | 124.6663 | 121.2386 | 117.6084 | 118.0579 | 126.8964 | 150.2691 | 181.1959 | 198.028 | 206.126 | 207.1473 | 208.8063 | 207.3844 | 203.9928 | 203.745 | 196.755 | 185.414 | 175.1821 | 172.1002 | 166.9752 | 162.3173 | 156.8069 | 149.827 | 140.2404 | 134.0752 | 0.015218 | -0.14557 | -0.056974 | -1.0732 | -1.3861 | -0.98327 | -0.35274 | -1.3411 | -1.347 | -1.713 | -0.34921 | -0.051382 | 0.57037 | 2.1233 | 6.0525 | 5.6685 | 6.2314 | 5.5884 | 1.7932 | 1.392 | 1.204 | 1.2519 | 1.0462 | 0.76213 | 49.5691 | 49.225 | 48.862 | 48.4769 | 47.9924 | 47.6757 | 47.5064 | 47.4471 | 48.0113 | 49.7913 | 51.7901 | 53.6499 | 54.3972 | 54.617 | 54.6727 | 54.1395 | 53.9326 | 53.2329 | 51.975 | 50.7772 | 49.6585 | 49.0614 | 47.8291 | 46.7612 | 3.5397 | 3.4419 | 3.5889 | 3.3922 | 3.378 | 3.3678 | 3.9042 | 3.7168 | 4.2476 | 4.1173 | 3.6073 | 3.3374 | 3.1559 | 3.1861 | 2.7992 | 2.3681 | 2.086 | 2.1794 | 2.215 | 3.2443 | 3.4693 | 3.5664 | 3.1026 | 3.328
Portfolio Adjusted1-in-2Size: Over 200kWAll2023March Monthly Peak | Portfolio Adjusted | 1-in-2 | Size: Over 200kW | All | 2023 | March Monthly Peak | 3 | 130.057 | 125.7904 | 122.1075 | 121.2793 | 129.3983 | 152.1462 | 180.5637 | 199.5113 | 209.4535 | 210.9496 | 214.1121 | 213.3493 | 210.3792 | 211.5982 | 205.3855 | 194.5458 | 183.3476 | 173.4538 | 167.8592 | 168.039 | 164.7302 | 157.5128 | 146.504 | 138.7776 | 0.016388 | -0.14976 | -0.060847 | -1.1 | -1.4148 | -0.98934 | -0.35446 | -1.3489 | -1.3786 | -1.7437 | -0.36518 | -0.057567 | 0.58133 | 2.2069 | 6.3245 | 5.9562 | 6.515 | 5.6342 | 1.7955 | 1.431 | 1.2597 | 1.3089 | 1.0884 | 0.78564 | 49.3968 | 48.4409 | 47.6363 | 47.1827 | 46.848 | 46.3703 | 45.9914 | 45.997 | 47.9594 | 50.3112 | 52.7267 | 54.7114 | 55.9452 | 56.9292 | 57.3005 | 57.672 | 57.4259 | 56.7293 | 55.2827 | 53.3064 | 52.0077 | 50.8374 | 49.9037 | 49.0314 | 3.6811 | 3.5571 | 3.7211 | 3.4709 | 3.4369 | 3.3902 | 3.8678 | 3.722 | 4.2947 | 4.1639 | 3.6784 | 3.4204 | 3.2406 | 3.2906 | 2.909 | 2.4724 | 2.1732 | 2.185 | 2.2209 | 3.3433 | 3.6333 | 3.7348 | 3.2332 | 3.4342
Portfolio Adjusted1-in-2Size: Over 200kWAll2023April Monthly Peak | Portfolio Adjusted | 1-in-2 | Size: Over 200kW | All | 2023 | April Monthly Peak | 4 | 127.0561 | 123.339 | 119.325 | 118.2071 | 125.7845 | 147.1002 | 172.9926 | 190.9316 | 202.1771 | 207.926 | 215.1971 | 218.233 | 217.7074 | 220.9795 | 215.8428 | 204.2596 | 190.8281 | 178.3178 | 170.1151 | 168.172 | 164.166 | 156.5651 | 144.7302 | 137.0498 | 0.0022251 | -0.15575 | -0.066075 | -1.0733 | -1.3774 | -0.95997 | -0.34659 | -1.2967 | -1.3411 | -1.7257 | -0.36981 | -0.061156 | 0.59562 | 2.2998 | 6.6402 | 6.2575 | 6.7852 | 5.7951 | 1.8122 | 1.4264 | 1.254 | 1.3025 | 1.0723 | 0.77417 | 62.6545 | 61.6296 | 60.2984 | 59.2413 | 58.374 | 57.7052 | 57.2378 | 57.1571 | 59.4599 | 63.4679 | 67.8818 | 72.0896 | 75.4861 | 77.989 | 79.3794 | 79.9786 | 80.0028 | 79.441 | 77.8545 | 75.2031 | 71.3877 | 68.5703 | 66.301 | 64.1262 | 3.5951 | 3.4885 | 3.6372 | 3.3763 | 3.3367 | 3.2713 | 3.7081 | 3.5616 | 4.1525 | 4.1115 | 3.699 | 3.4986 | 3.3515 | 3.4317 | 3.0543 | 2.5892 | 2.2558 | 2.2402 | 2.2457 | 3.3378 | 3.618 | 3.7197 | 3.1933 | 3.3903
Portfolio Adjusted1-in-2Size: Over 200kWAll2023May Monthly Peak | Portfolio Adjusted | 1-in-2 | Size: Over 200kW | All | 2023 | May Monthly Peak | 5 | 130.2823 | 126.9056 | 122.4333 | 121.8575 | 130.2694 | 151.9358 | 176.8694 | 198.4008 | 212.7528 | 220.2319 | 227.8334 | 230.196 | 228.2256 | 230.3823 | 224.8035 | 211.4399 | 197.184 | 183.6716 | 174.6532 | 170.4244 | 167.8141 | 160.4313 | 149.1274 | 141.7021 | 0.011525 | -0.1535 | -0.066489 | -1.1048 | -1.4214 | -0.98723 | -0.35208 | -1.3458 | -1.4183 | -1.8329 | -0.39192 | -0.064156 | 0.62514 | 2.3933 | 6.9033 | 6.4688 | 7.0116 | 5.9744 | 1.8577 | 1.4404 | 1.2691 | 1.3257 | 1.1006 | 0.79545 | 62.7638 | 62.1104 | 61.4671 | 60.642 | 59.8885 | 59.439 | 59.284 | 59.7061 | 61.3128 | 64.6597 | 68.6673 | 72.527 | 76.1853 | 78.8203 | 79.9509 | 80.5469 | 80.5804 | 79.2395 | 77.1249 | 74.3376 | 70.6062 | 67.4621 | 65.5936 | 64.247 | 3.6696 | 3.5712 | 3.7108 | 3.4666 | 3.4367 | 3.3648 | 3.764 | 3.6881 | 4.3704 | 4.36 | 3.9275 | 3.6979 | 3.5212 | 3.5899 | 3.1899 | 2.6846 | 2.3326 | 2.3074 | 2.3019 | 3.3707 | 3.6676 | 3.7857 | 3.2707 | 3.4802
Portfolio Adjusted1-in-2Size: Over 200kWAll2023June Monthly Peak | Portfolio Adjusted | 1-in-2 | Size: Over 200kW | All | 2023 | June Monthly Peak | 6 | 138.6416 | 135.0322 | 130.512 | 129.8926 | 138.2949 | 160.2046 | 185.0087 | 205.7802 | 219.7545 | 228.2325 | 236.6939 | 237.1341 | 232.5258 | 233.8712 | 228.6782 | 218.0471 | 204.3234 | 190.6579 | 182.6524 | 177.3103 | 175.2317 | 168.1484 | 156.5804 | 149.2354 | -0.309 | -0.51867 | -0.32801 | -1.1072 | -1.4881 | -1.1859 | -0.93699 | -1.4627 | -1.5813 | -1.926 | -0.9217 | -0.82485 | -0.16595 | 1.4726 | 6.2646 | 6.2593 | 6.5193 | 5.7584 | 1.9564 | 1.1821 | 0.93494 | 1.1554 | 0.98297 | 0.7707 | 67.4705 | 66.5265 | 65.5889 | 64.5271 | 63.7599 | 62.9934 | 62.3282 | 63.0444 | 65.869 | 70.4444 | 75.3199 | 79.6659 | 82.393 | 83.9613 | 85.4529 | 86.0185 | 86.4529 | 85.7814 | 84.6416 | 81.8872 | 78.0947 | 73.9082 | 71.5608 | 69.8569 | 3.6981 | 3.599 | 3.7443 | 3.4975 | 3.4507 | 3.3606 | 3.7367 | 3.6375 | 4.2987 | 4.3164 | 3.893 | 3.6187 | 3.3934 | 3.4472 | 3.0675 | 2.6203 | 2.2883 | 2.2679 | 2.2829 | 3.311 | 3.6331 | 3.7579 | 3.2516 | 3.4667
Portfolio Adjusted1-in-2Size: Over 200kWAll2023July Monthly Peak | Portfolio Adjusted | 1-in-2 | Size: Over 200kW | All | 2023 | July Monthly Peak | 7 | 144.6529 | 140.4016 | 136.2501 | 136.2324 | 145.3437 | 169.1858 | 195.0611 | 216.0614 | 229.859 | 238.7097 | 246.6569 | 246.6054 | 242.1974 | 243.1192 | 237.5883 | 227.6834 | 214.3917 | 200.4407 | 192.1275 | 186.5717 | 183.6095 | 175.2084 | 162.8387 | 155.0165 | -0.81236 | -1.1157 | -0.7481 | -1.1016 | -1.5465 | -1.4656 | -1.7863 | -1.6225 | -1.7021 | -2.0214 | -1.673 | -1.887 | -1.213 | 0.24241 | 5.4691 | 5.9412 | 5.8694 | 5.4477 | 2.1474 | 0.82671 | 0.37907 | 0.82181 | 0.70809 | 0.62078 | 74.4305 | 73.4298 | 72.6472 | 71.9184 | 71.1838 | 70.4573 | 69.996 | 70.7227 | 73.4543 | 77.1443 | 81.0085 | 84.6923 | 87.3404 | 89.0063 | 90.3824 | 90.8809 | 90.3228 | 89.3198 | 88.5419 | 87.0666 | 84.3608 | 80.8564 | 78.3957 | 76.6283 | 3.8439 | 3.7213 | 3.8816 | 3.6498 | 3.608 | 3.5394 | 3.9191 | 3.7893 | 4.4508 | 4.4666 | 4.0017 | 3.7188 | 3.4991 | 3.5458 | 3.1529 | 2.7097 | 2.3797 | 2.3647 | 2.3851 | 3.463 | 3.7839 | 3.8937 | 3.3611 | 3.5763
Portfolio Adjusted1-in-2Size: Over 200kWAll2023August Monthly Peak | Portfolio Adjusted | 1-in-2 | Size: Over 200kW | All | 2023 | August Monthly Peak | 8 | 144.3396 | 140.2648 | 136.0767 | 135.867 | 145.4196 | 170.2817 | 198.5617 | 220.5343 | 236.7336 | 246.8865 | 256.4542 | 257.5364 | 253.4389 | 255.1418 | 249.1007 | 235.8055 | 219.391 | 203.5028 | 193.6532 | 189.5887 | 185.4625 | 175.6308 | 163.3256 | 155.4101 | -0.85255 | -1.1595 | -0.77782 | -1.1338 | -1.574 | -1.4986 | -1.8224 | -1.6748 | -1.7332 | -2.0891 | -1.7194 | -1.9402 | -1.2284 | 0.28459 | 5.7451 | 6.1566 | 6.0474 | 5.5511 | 2.1954 | 0.85968 | 0.38363 | 0.807 | 0.68357 | 0.58574 | 74.2645 | 72.9232 | 71.7491 | 70.9978 | 70.3301 | 69.5466 | 69.1759 | 68.9803 | 71.0586 | 75.9996 | 81.2671 | 85.8665 | 89.1469 | 91.0823 | 92.3257 | 92.7252 | 92.6981 | 92.0255 | 90.2517 | 86.9401 | 82.4839 | 79.3628 | 77.51 | 76.0597 | 3.8376 | 3.7177 | 3.8728 | 3.636 | 3.6031 | 3.5525 | 3.9714 | 3.856 | 4.5726 | 4.6095 | 4.1473 | 3.8821 | 3.6628 | 3.7272 | 3.3124 | 2.8093 | 2.4366 | 2.4028 | 2.4035 | 3.5174 | 3.8184 | 3.8923 | 3.3624 | 3.5707
Portfolio Adjusted1-in-2Size: Over 200kWAll2023September Monthly Peak | Portfolio Adjusted | 1-in-2 | Size: Over 200kW | All | 2023 | September Monthly Peak | 9 | 143.7961 | 139.8561 | 135.1833 | 135.8381 | 145.8317 | 171.6438 | 202.7537 | 225.2345 | 244.5972 | 255.63 | 264.7192 | 265.5686 | 261.3825 | 263.434 | 256.6161 | 241.239 | 223.4502 | 206.6692 | 197.6585 | 195.043 | 187.2362 | 176.8071 | 163.8834 | 155.3616 | -0.76364 | -1.076 | -0.71383 | -1.1138 | -1.5532 | -1.4662 | -1.774 | -1.6829 | -1.764 | -2.1634 | -1.7196 | -1.9211 | -1.1774 | 0.38259 | 5.9482 | 6.2972 | 6.2081 | 5.6426 | 2.2195 | 0.91751 | 0.43057 | 0.85088 | 0.71934 | 0.60855 | 72.9664 | 71.8944 | 71.0393 | 70.2948 | 69.5762 | 68.8562 | 68.6119 | 68.5315 | 70.5408 | 75.0082 | 80.0915 | 84.8669 | 88.9856 | 91.427 | 92.7313 | 93.1091 | 92.882 | 91.8003 | 90.3236 | 87.2467 | 83.4355 | 80.5285 | 78.5517 | 77.2466 | 3.8167 | 3.7003 | 3.848 | 3.6403 | 3.6199 | 3.5757 | 4.0487 | 3.9379 | 4.7347 | 4.7818 | 4.2986 | 4.0211 | 3.7954 | 3.8615 | 3.4242 | 2.881 | 2.4815 | 2.4405 | 2.4498 | 3.6242 | 3.8647 | 3.9309 | 3.3819 | 3.5762
Portfolio Adjusted1-in-2Size: Over 200kWAll2023October Monthly Peak | Portfolio Adjusted | 1-in-2 | Size: Over 200kW | All | 2023 | October Monthly Peak | 10 | 122.6487 | 119.7956 | 115.698 | 115.7988 | 124.0857 | 146.266 | 174.9532 | 191.8947 | 202.8501 | 209.7257 | 216.8144 | 219.975 | 219.5945 | 221.7118 | 215.7826 | 202.9336 | 189.3587 | 182.4795 | 173.7667 | 166.2842 | 159.3566 | 151.2765 | 140.3544 | 133.9311 | -0.19789 | -0.38193 | -0.22671 | -1.0268 | -1.353 | -1.0523 | -0.7004 | -1.3487 | -1.3827 | -1.7537 | -0.67163 | -0.50839 | 0.13269 | 1.7187 | 6.1491 | 5.9373 | 6.2928 | 5.6431 | 1.8827 | 1.2353 | 0.97728 | 1.1151 | 0.92368 | 0.69884 | 65.4567 | 64.5141 | 63.6975 | 62.8194 | 62.0623 | 61.4586 | 60.9385 | 60.8717 | 61.9182 | 65.5178 | 71.0057 | 77.0667 | 82.5744 | 85.7831 | 86.5833 | 87.1422 | 87.2372 | 86.2635 | 83.5219 | 78.7831 | 75.2743 | 72.6495 | 70.5298 | 68.9222 | 3.3515 | 3.2759 | 3.4014 | 3.1997 | 3.1787 | 3.1503 | 3.6335 | 3.468 | 4.0328 | 4.0244 | 3.6095 | 3.409 | 3.2696 | 3.3335 | 2.9527 | 2.4875 | 2.163 | 2.2172 | 2.2129 | 3.1914 | 3.3921 | 3.4767 | 2.9893 | 3.1989
Portfolio Adjusted1-in-2Size: Over 200kWAll2023November Monthly Peak | Portfolio Adjusted | 1-in-2 | Size: Over 200kW | All | 2023 | November Monthly Peak | 11 | 127.2614 | 124.0544 | 119.995 | 119.486 | 127.9846 | 150.2177 | 176.2386 | 193.7285 | 204.8827 | 210.2436 | 216.0277 | 217.9062 | 216.2712 | 217.6139 | 211.2187 | 197.9217 | 186.1299 | 180.841 | 172.6737 | 165.9403 | 160.0062 | 152.7128 | 141.3977 | 134.7552 | 0.010597 | -0.14683 | -0.059751 | -1.0926 | -1.4087 | -0.99811 | -0.35245 | -1.3303 | -1.3634 | -1.7533 | -0.36127 | -0.053383 | 0.60188 | 2.2609 | 6.4732 | 6.0412 | 6.6139 | 5.8759 | 1.8529 | 1.4245 | 1.2312 | 1.2831 | 1.0565 | 0.76799 | 58.7712 | 57.8194 | 57.2515 | 56.5743 | 55.5488 | 54.6523 | 54.6616 | 54.5684 | 57.2684 | 61.1126 | 65.8192 | 70.4342 | 73.2928 | 74.8808 | 75.9492 | 75.7818 | 73.9451 | 70.8921 | 67.7689 | 65.5771 | 64.0275 | 63.0938 | 62.1738 | 61.509 | 3.6188 | 3.528 | 3.6761 | 3.448 | 3.4265 | 3.3811 | 3.819 | 3.6589 | 4.2705 | 4.2116 | 3.7563 | 3.528 | 3.3613 | 3.4123 | 3.0154 | 2.5276 | 2.2157 | 2.2882 | 2.2884 | 3.3186 | 3.5462 | 3.6552 | 3.1407 | 3.3574
Portfolio Adjusted1-in-2Size: Over 200kWAll2023December Monthly Peak | Portfolio Adjusted | 1-in-2 | Size: Over 200kW | All | 2023 | December Monthly Peak | 12 | 119.9447 | 117.1493 | 113.7116 | 114.0338 | 122.1932 | 142.5282 | 168.1335 | 181.2351 | 188.8349 | 190.7153 | 192.473 | 191.1209 | 187.3326 | 186.6141 | 180.5584 | 171.0552 | 163.735 | 161.5027 | 155.6074 | 150.7261 | 146.0353 | 140.0983 | 131.2227 | 126.1341 | 0.018421 | -0.1337 | -0.052532 | -1.0313 | -1.3319 | -0.93601 | -0.32961 | -1.2294 | -1.2409 | -1.5807 | -0.32389 | -0.048836 | 0.52028 | 1.945 | 5.5606 | 5.2367 | 5.8234 | 5.2479 | 1.6706 | 1.2956 | 1.1239 | 1.1716 | 0.97737 | 0.7158 | 50.4978 | 49.6483 | 49.0053 | 48.4991 | 47.9206 | 47.336 | 47.0883 | 47.0007 | 47.6304 | 50.8852 | 54.6629 | 57.8513 | 59.957 | 61.1419 | 61.8637 | 62.1645 | 61.5864 | 59.3625 | 56.601 | 54.4398 | 52.7444 | 50.9102 | 49.2476 | 47.9111 | 3.3996 | 3.3175 | 3.4615 | 3.2593 | 3.2442 | 3.1941 | 3.6208 | 3.3984 | 3.8939 | 3.7929 | 3.3234 | 3.0747 | 2.8959 | 2.9127 | 2.5628 | 2.1798 | 1.9491 | 2.0445 | 2.0639 | 3.0186 | 3.2374 | 3.3403 | 2.9039 | 3.1294
Portfolio Adjusted1-in-2Size: Over 200kWAll2023Typical Event Day | Portfolio Adjusted | 1-in-2 | Size: Over 200kW | All | 2023 | Typical Event Day | 8 | 143.1265 | 139.1122 | 134.9861 | 134.7888 | 144.2695 | 168.7328 | 196.4155 | 217.3511 | 232.4939 | 241.9902 | 251.0946 | 252.0991 | 247.9056 | 249.66 | 243.7817 | 230.9904 | 215.1323 | 199.812 | 190.3687 | 186.5539 | 182.8981 | 173.5828 | 161.5697 | 153.8982 | -0.67834 | -0.96291 | -0.63895 | -1.1162 | -1.5439 | -1.4071 | -1.5772 | -1.6077 | -1.6825 | -2.039 | -1.4978 | -1.6315 | -0.92955 | 0.62202 | 5.9064 | 6.1946 | 6.1788 | 5.5982 | 2.1183 | 0.94915 | 0.53592 | 0.9063 | 0.77364 | 0.64491 | 72.2829 | 71.1935 | 70.2561 | 69.4345 | 68.7125 | 67.9634 | 67.528 | 67.8197 | 70.2307 | 74.6491 | 79.4217 | 83.7729 | 86.9665 | 88.8692 | 90.2231 | 90.6834 | 90.589 | 89.7318 | 88.4397 | 85.7852 | 82.0937 | 78.664 | 76.5046 | 74.9479 | 3.783 | 3.6661 | 3.8212 | 3.5885 | 3.5563 | 3.5017 | 3.9102 | 3.7821 | 4.4719 | 4.4983 | 4.0432 | 3.7831 | 3.5656 | 3.6292 | 3.2257 | 2.7382 | 2.3772 | 2.3471 | 2.35 | 3.4452 | 3.7491 | 3.8291 | 3.3114 | 3.5209
Portfolio Adjusted1-in-2Size: Over 200kWAll2024January Monthly Peak | Portfolio Adjusted | 1-in-2 | Size: Over 200kW | All | 2024 | January Monthly Peak | 1 | 126.0844 | 122.5195 | 118.9302 | 119.4807 | 128.4741 | 152.3869 | 184.2251 | 201.9904 | 210.4615 | 211.0117 | 212.0672 | 209.8567 | 206.0073 | 205.3022 | 197.951 | 186.4768 | 176.3845 | 173.5209 | 168.686 | 164.3178 | 158.6204 | 151.3518 | 141.7621 | 135.4158 | 0.014621 | -0.14827 | -0.05842 | -1.0888 | -1.4066 | -1.001 | -0.35999 | -1.3733 | -1.3786 | -1.7487 | -0.35221 | -0.049988 | 0.57881 | 2.1387 | 6.0838 | 5.694 | 6.2703 | 5.6307 | 1.8154 | 1.4146 | 1.2216 | 1.2669 | 1.0594 | 0.77108 | 46.3573 | 45.5251 | 44.818 | 44.3337 | 43.9215 | 43.8029 | 43.5802 | 43.3947 | 43.7534 | 45.6868 | 48.8991 | 51.7014 | 53.5644 | 54.9428 | 55.8505 | 56.3375 | 56.1821 | 54.7636 | 52.8825 | 51.422 | 50.3183 | 49.3298 | 48.4778 | 47.5625 | 3.5829 | 3.4815 | 3.6344 | 3.4423 | 3.4286 | 3.4237 | 3.9797 | 3.8016 | 4.3516 | 4.2094 | 3.6761 | 3.3873 | 3.1965 | 3.2195 | 2.8226 | 2.387 | 2.1041 | 2.2012 | 2.2409 | 3.294 | 3.5182 | 3.6085 | 3.143 | 3.3671
Portfolio Adjusted1-in-2Size: Over 200kWAll2024February Monthly Peak | Portfolio Adjusted | 1-in-2 | Size: Over 200kW | All | 2024 | February Monthly Peak | 2 | 124.6663 | 121.2386 | 117.6084 | 118.0579 | 126.8964 | 150.2691 | 181.1959 | 198.028 | 206.126 | 207.1473 | 208.8063 | 207.3844 | 203.9928 | 203.745 | 196.755 | 185.414 | 175.1821 | 172.1002 | 166.9752 | 162.3173 | 156.8069 | 149.827 | 140.2404 | 134.0752 | 0.015218 | -0.14557 | -0.056974 | -1.0732 | -1.3861 | -0.98327 | -0.35274 | -1.3411 | -1.347 | -1.713 | -0.34921 | -0.051382 | 0.57037 | 2.1233 | 6.0525 | 5.6685 | 6.2314 | 5.5884 | 1.7932 | 1.392 | 1.204 | 1.2519 | 1.0462 | 0.76213 | 49.5691 | 49.225 | 48.862 | 48.4769 | 47.9924 | 47.6757 | 47.5064 | 47.4471 | 48.0113 | 49.7913 | 51.7901 | 53.6499 | 54.3972 | 54.617 | 54.6727 | 54.1395 | 53.9326 | 53.2329 | 51.975 | 50.7772 | 49.6585 | 49.0614 | 47.8291 | 46.7612 | 3.5397 | 3.4419 | 3.5889 | 3.3922 | 3.378 | 3.3678 | 3.9042 | 3.7168 | 4.2476 | 4.1173 | 3.6073 | 3.3374 | 3.1559 | 3.1861 | 2.7992 | 2.3681 | 2.086 | 2.1794 | 2.215 | 3.2443 | 3.4693 | 3.5664 | 3.1026 | 3.328
Portfolio Adjusted1-in-2Size: Over 200kWAll2024March Monthly Peak | Portfolio Adjusted | 1-in-2 | Size: Over 200kW | All | 2024 | March Monthly Peak | 3 | 130.057 | 125.7904 | 122.1075 | 121.2793 | 129.3983 | 152.1462 | 180.5637 | 199.5113 | 209.4535 | 210.9496 | 214.1121 | 213.3493 | 210.3792 | 211.5982 | 205.3854 | 194.5458 | 183.3476 | 173.4538 | 167.8592 | 168.039 | 164.7302 | 157.5128 | 146.504 | 138.7776 | 0.016388 | -0.14976 | -0.060847 | -1.1 | -1.4148 | -0.98934 | -0.35446 | -1.3489 | -1.3786 | -1.7437 | -0.36518 | -0.057567 | 0.58133 | 2.2069 | 6.3245 | 5.9562 | 6.515 | 5.6342 | 1.7955 | 1.431 | 1.2597 | 1.3089 | 1.0884 | 0.78564 | 49.3968 | 48.4409 | 47.6363 | 47.1827 | 46.848 | 46.3703 | 45.9914 | 45.997 | 47.9594 | 50.3112 | 52.7267 | 54.7114 | 55.9452 | 56.9292 | 57.3005 | 57.672 | 57.4259 | 56.7293 | 55.2827 | 53.3064 | 52.0077 | 50.8374 | 49.9037 | 49.0314 | 3.6811 | 3.5571 | 3.7211 | 3.4709 | 3.4369 | 3.3902 | 3.8678 | 3.722 | 4.2947 | 4.1639 | 3.6784 | 3.4204 | 3.2406 | 3.2906 | 2.909 | 2.4724 | 2.1732 | 2.185 | 2.2209 | 3.3433 | 3.6333 | 3.7348 | 3.2332 | 3.4342
Portfolio Adjusted1-in-2Size: Over 200kWAll2024April Monthly Peak | Portfolio Adjusted | 1-in-2 | Size: Over 200kW | All | 2024 | April Monthly Peak | 4 | 127.0561 | 123.3391 | 119.325 | 118.2071 | 125.7845 | 147.1002 | 172.9926 | 190.9316 | 202.1771 | 207.926 | 215.1971 | 218.233 | 217.7074 | 220.9795 | 215.8428 | 204.2596 | 190.8281 | 178.3178 | 170.1151 | 168.172 | 164.166 | 156.5651 | 144.7302 | 137.0498 | 0.0022252 | -0.15575 | -0.066075 | -1.0733 | -1.3774 | -0.95997 | -0.34659 | -1.2967 | -1.3411 | -1.7257 | -0.36981 | -0.061156 | 0.59562 | 2.2998 | 6.6402 | 6.2575 | 6.7852 | 5.7951 | 1.8122 | 1.4264 | 1.254 | 1.3025 | 1.0723 | 0.77417 | 62.6545 | 61.6296 | 60.2984 | 59.2413 | 58.374 | 57.7052 | 57.2378 | 57.1571 | 59.4599 | 63.4679 | 67.8818 | 72.0896 | 75.4861 | 77.989 | 79.3794 | 79.9786 | 80.0028 | 79.441 | 77.8545 | 75.2031 | 71.3877 | 68.5703 | 66.301 | 64.1262 | 3.5951 | 3.4885 | 3.6372 | 3.3763 | 3.3367 | 3.2713 | 3.7081 | 3.5616 | 4.1525 | 4.1115 | 3.699 | 3.4986 | 3.3515 | 3.4317 | 3.0543 | 2.5892 | 2.2558 | 2.2402 | 2.2457 | 3.3378 | 3.618 | 3.7197 | 3.1933 | 3.3903
Portfolio Adjusted1-in-2Size: Over 200kWAll2024May Monthly Peak | Portfolio Adjusted | 1-in-2 | Size: Over 200kW | All | 2024 | May Monthly Peak | 5 | 130.2823 | 126.9056 | 122.4333 | 121.8575 | 130.2694 | 151.9359 | 176.8694 | 198.4008 | 212.7528 | 220.2319 | 227.8334 | 230.196 | 228.2256 | 230.3823 | 224.8035 | 211.4399 | 197.184 | 183.6716 | 174.6532 | 170.4244 | 167.8141 | 160.4313 | 149.1274 | 141.7021 | 0.011525 | -0.1535 | -0.066489 | -1.1048 | -1.4214 | -0.98723 | -0.35208 | -1.3458 | -1.4183 | -1.8329 | -0.39192 | -0.064156 | 0.62514 | 2.3933 | 6.9033 | 6.4688 | 7.0116 | 5.9744 | 1.8577 | 1.4404 | 1.2691 | 1.3257 | 1.1006 | 0.79545 | 62.7638 | 62.1104 | 61.4671 | 60.642 | 59.8885 | 59.439 | 59.284 | 59.7061 | 61.3128 | 64.6597 | 68.6673 | 72.527 | 76.1853 | 78.8203 | 79.9509 | 80.5469 | 80.5804 | 79.2395 | 77.1249 | 74.3376 | 70.6062 | 67.4621 | 65.5936 | 64.247 | 3.6696 | 3.5712 | 3.7108 | 3.4666 | 3.4367 | 3.3648 | 3.764 | 3.6881 | 4.3704 | 4.36 | 3.9275 | 3.6979 | 3.5212 | 3.5899 | 3.1899 | 2.6846 | 2.3326 | 2.3074 | 2.3019 | 3.3707 | 3.6676 | 3.7857 | 3.2707 | 3.4802
Portfolio Adjusted1-in-2Size: Over 200kWAll2024June Monthly Peak | Portfolio Adjusted | 1-in-2 | Size: Over 200kW | All | 2024 | June Monthly Peak | 6 | 138.6416 | 135.0322 | 130.512 | 129.8926 | 138.2949 | 160.2046 | 185.0087 | 205.7802 | 219.7545 | 228.2325 | 236.6939 | 237.1341 | 232.5258 | 233.8712 | 228.6782 | 218.0471 | 204.3234 | 190.6579 | 182.6524 | 177.3103 | 175.2317 | 168.1484 | 156.5804 | 149.2354 | -0.309 | -0.51867 | -0.32801 | -1.1072 | -1.4881 | -1.1859 | -0.93699 | -1.4627 | -1.5813 | -1.926 | -0.9217 | -0.82485 | -0.16595 | 1.4726 | 6.2646 | 6.2593 | 6.5193 | 5.7584 | 1.9564 | 1.1821 | 0.93494 | 1.1554 | 0.98297 | 0.7707 | 67.4705 | 66.5265 | 65.5889 | 64.5271 | 63.7599 | 62.9934 | 62.3282 | 63.0444 | 65.869 | 70.4444 | 75.3199 | 79.6659 | 82.393 | 83.9613 | 85.4529 | 86.0185 | 86.4529 | 85.7814 | 84.6416 | 81.8872 | 78.0947 | 73.9082 | 71.5608 | 69.8569 | 3.6981 | 3.599 | 3.7443 | 3.4975 | 3.4507 | 3.3606 | 3.7367 | 3.6375 | 4.2987 | 4.3164 | 3.893 | 3.6187 | 3.3934 | 3.4472 | 3.0675 | 2.6203 | 2.2883 | 2.2679 | 2.2829 | 3.311 | 3.6331 | 3.7579 | 3.2516 | 3.4667
Portfolio Adjusted1-in-2Size: Over 200kWAll2024July Monthly Peak | Portfolio Adjusted | 1-in-2 | Size: Over 200kW | All | 2024 | July Monthly Peak | 7 | 144.6529 | 140.4016 | 136.2501 | 136.2324 | 145.3437 | 169.1858 | 195.0611 | 216.0614 | 229.859 | 238.7097 | 246.6569 | 246.6054 | 242.1974 | 243.1192 | 237.5883 | 227.6834 | 214.3917 | 200.4407 | 192.1275 | 186.5717 | 183.6095 | 175.2084 | 162.8387 | 155.0165 | -0.81236 | -1.1157 | -0.7481 | -1.1016 | -1.5465 | -1.4656 | -1.7863 | -1.6225 | -1.7021 | -2.0214 | -1.673 | -1.887 | -1.213 | 0.24241 | 5.4691 | 5.9412 | 5.8694 | 5.4477 | 2.1474 | 0.82671 | 0.37907 | 0.82181 | 0.70809 | 0.62078 | 74.4305 | 73.4298 | 72.6472 | 71.9184 | 71.1838 | 70.4573 | 69.996 | 70.7227 | 73.4543 | 77.1443 | 81.0085 | 84.6923 | 87.3404 | 89.0063 | 90.3824 | 90.8809 | 90.3228 | 89.3198 | 88.5419 | 87.0666 | 84.3608 | 80.8564 | 78.3957 | 76.6283 | 3.8439 | 3.7213 | 3.8816 | 3.6498 | 3.608 | 3.5394 | 3.9191 | 3.7893 | 4.4508 | 4.4666 | 4.0017 | 3.7188 | 3.4991 | 3.5458 | 3.1529 | 2.7097 | 2.3797 | 2.3647 | 2.3851 | 3.463 | 3.7839 | 3.8937 | 3.3611 | 3.5763
Portfolio Adjusted1-in-2Size: Over 200kWAll2024August Monthly Peak | Portfolio Adjusted | 1-in-2 | Size: Over 200kW | All | 2024 | August Monthly Peak | 8 | 144.3396 | 140.2648 | 136.0767 | 135.867 | 145.4196 | 170.2817 | 198.5617 | 220.5343 | 236.7336 | 246.8865 | 256.4542 | 257.5364 | 253.4389 | 255.1418 | 249.1007 | 235.8055 | 219.391 | 203.5028 | 193.6532 | 189.5887 | 185.4625 | 175.6308 | 163.3256 | 155.4101 | -0.85255 | -1.1595 | -0.77782 | -1.1338 | -1.574 | -1.4986 | -1.8224 | -1.6748 | -1.7332 | -2.0891 | -1.7194 | -1.9402 | -1.2284 | 0.28459 | 5.7451 | 6.1566 | 6.0474 | 5.5511 | 2.1954 | 0.85968 | 0.38363 | 0.807 | 0.68357 | 0.58574 | 74.2645 | 72.9232 | 71.7491 | 70.9978 | 70.3301 | 69.5466 | 69.1759 | 68.9803 | 71.0586 | 75.9996 | 81.2671 | 85.8665 | 89.1469 | 91.0823 | 92.3257 | 92.7252 | 92.6981 | 92.0255 | 90.2517 | 86.9401 | 82.4839 | 79.3628 | 77.51 | 76.0597 | 3.8376 | 3.7177 | 3.8728 | 3.636 | 3.6031 | 3.5525 | 3.9714 | 3.856 | 4.5726 | 4.6095 | 4.1473 | 3.8821 | 3.6628 | 3.7272 | 3.3124 | 2.8093 | 2.4366 | 2.4028 | 2.4035 | 3.5174 | 3.8184 | 3.8923 | 3.3624 | 3.5707
Portfolio Adjusted1-in-2Size: Over 200kWAll2024September Monthly Peak | Portfolio Adjusted | 1-in-2 | Size: Over 200kW | All | 2024 | September Monthly Peak | 9 | 143.7961 | 139.8561 | 135.1833 | 135.8381 | 145.8317 | 171.6438 | 202.7537 | 225.2345 | 244.5972 | 255.63 | 264.7192 | 265.5686 | 261.3825 | 263.434 | 256.6161 | 241.239 | 223.4502 | 206.6692 | 197.6584 | 195.043 | 187.2362 | 176.8071 | 163.8834 | 155.3616 | -0.76364 | -1.076 | -0.71383 | -1.1138 | -1.5532 | -1.4662 | -1.774 | -1.6829 | -1.764 | -2.1634 | -1.7196 | -1.9211 | -1.1774 | 0.38259 | 5.9482 | 6.2972 | 6.2081 | 5.6426 | 2.2195 | 0.91751 | 0.43057 | 0.85088 | 0.71935 | 0.60855 | 72.9664 | 71.8944 | 71.0392 | 70.2948 | 69.5762 | 68.8562 | 68.6119 | 68.5315 | 70.5408 | 75.0082 | 80.0915 | 84.8669 | 88.9856 | 91.427 | 92.7313 | 93.1091 | 92.882 | 91.8003 | 90.3236 | 87.2467 | 83.4355 | 80.5285 | 78.5517 | 77.2466 | 3.8167 | 3.7003 | 3.848 | 3.6403 | 3.6199 | 3.5757 | 4.0487 | 3.9379 | 4.7347 | 4.7818 | 4.2986 | 4.0211 | 3.7954 | 3.8615 | 3.4242 | 2.881 | 2.4815 | 2.4405 | 2.4498 | 3.6242 | 3.8647 | 3.9309 | 3.3819 | 3.5762
Portfolio Adjusted1-in-2Size: Over 200kWAll2024October Monthly Peak | Portfolio Adjusted | 1-in-2 | Size: Over 200kW | All | 2024 | October Monthly Peak | 10 | 122.6487 | 119.7956 | 115.698 | 115.7988 | 124.0857 | 146.266 | 174.9532 | 191.8947 | 202.8501 | 209.7257 | 216.8144 | 219.975 | 219.5945 | 221.7118 | 215.7826 | 202.9336 | 189.3587 | 182.4795 | 173.7667 | 166.2842 | 159.3566 | 151.2765 | 140.3544 | 133.9311 | -0.19789 | -0.38193 | -0.22671 | -1.0268 | -1.353 | -1.0523 | -0.7004 | -1.3487 | -1.3827 | -1.7537 | -0.67163 | -0.50839 | 0.13269 | 1.7187 | 6.1491 | 5.9373 | 6.2928 | 5.6431 | 1.8827 | 1.2353 | 0.97728 | 1.1151 | 0.92368 | 0.69884 | 65.4567 | 64.5141 | 63.6975 | 62.8194 | 62.0623 | 61.4586 | 60.9385 | 60.8717 | 61.9182 | 65.5178 | 71.0057 | 77.0667 | 82.5744 | 85.7831 | 86.5833 | 87.1422 | 87.2372 | 86.2635 | 83.5219 | 78.7831 | 75.2743 | 72.6495 | 70.5298 | 68.9222 | 3.3515 | 3.2759 | 3.4014 | 3.1997 | 3.1787 | 3.1503 | 3.6335 | 3.468 | 4.0328 | 4.0244 | 3.6095 | 3.409 | 3.2696 | 3.3335 | 2.9527 | 2.4875 | 2.163 | 2.2172 | 2.2129 | 3.1914 | 3.3921 | 3.4767 | 2.9893 | 3.1989
Portfolio Adjusted1-in-2Size: Over 200kWAll2024November Monthly Peak | Portfolio Adjusted | 1-in-2 | Size: Over 200kW | All | 2024 | November Monthly Peak | 11 | 127.2614 | 124.0544 | 119.995 | 119.486 | 127.9846 | 150.2177 | 176.2386 | 193.7286 | 204.8827 | 210.2436 | 216.0277 | 217.9062 | 216.2712 | 217.6139 | 211.2187 | 197.9217 | 186.1299 | 180.841 | 172.6737 | 165.9403 | 160.0062 | 152.7127 | 141.3977 | 134.7552 | 0.010597 | -0.14683 | -0.059751 | -1.0926 | -1.4087 | -0.99811 | -0.35245 | -1.3303 | -1.3634 | -1.7533 | -0.36127 | -0.053383 | 0.60188 | 2.2609 | 6.4732 | 6.0412 | 6.6139 | 5.8759 | 1.8529 | 1.4245 | 1.2312 | 1.2831 | 1.0565 | 0.76799 | 58.7712 | 57.8194 | 57.2515 | 56.5743 | 55.5488 | 54.6523 | 54.6616 | 54.5684 | 57.2684 | 61.1126 | 65.8192 | 70.4342 | 73.2928 | 74.8808 | 75.9492 | 75.7818 | 73.9451 | 70.8921 | 67.7689 | 65.5771 | 64.0275 | 63.0938 | 62.1738 | 61.509 | 3.6188 | 3.528 | 3.6761 | 3.448 | 3.4265 | 3.3811 | 3.819 | 3.6589 | 4.2705 | 4.2116 | 3.7563 | 3.528 | 3.3613 | 3.4123 | 3.0154 | 2.5276 | 2.2157 | 2.2882 | 2.2884 | 3.3186 | 3.5462 | 3.6552 | 3.1407 | 3.3574
Portfolio Adjusted1-in-2Size: Over 200kWAll2024December Monthly Peak | Portfolio Adjusted | 1-in-2 | Size: Over 200kW | All | 2024 | December Monthly Peak | 12 | 119.9447 | 117.1493 | 113.7116 | 114.0338 | 122.1932 | 142.5282 | 168.1335 | 181.2351 | 188.8349 | 190.7153 | 192.473 | 191.1209 | 187.3326 | 186.6141 | 180.5584 | 171.0552 | 163.735 | 161.5027 | 155.6074 | 150.726 | 146.0353 | 140.0983 | 131.2227 | 126.1341 | 0.018421 | -0.1337 | -0.052532 | -1.0313 | -1.3319 | -0.93601 | -0.32961 | -1.2294 | -1.2409 | -1.5807 | -0.32389 | -0.048836 | 0.52028 | 1.945 | 5.5606 | 5.2367 | 5.8234 | 5.2479 | 1.6706 | 1.2956 | 1.1239 | 1.1716 | 0.97737 | 0.7158 | 50.4977 | 49.6483 | 49.0053 | 48.4991 | 47.9206 | 47.336 | 47.0883 | 47.0007 | 47.6304 | 50.8852 | 54.6629 | 57.8513 | 59.957 | 61.1419 | 61.8637 | 62.1645 | 61.5864 | 59.3625 | 56.601 | 54.4398 | 52.7444 | 50.9102 | 49.2476 | 47.9111 | 3.3996 | 3.3175 | 3.4615 | 3.2593 | 3.2442 | 3.1941 | 3.6208 | 3.3984 | 3.8939 | 3.7929 | 3.3234 | 3.0747 | 2.8959 | 2.9127 | 2.5628 | 2.1798 | 1.9491 | 2.0445 | 2.0639 | 3.0186 | 3.2374 | 3.3403 | 2.9039 | 3.1294
Portfolio Adjusted1-in-2Size: Over 200kWAll2024Typical Event Day | Portfolio Adjusted | 1-in-2 | Size: Over 200kW | All | 2024 | Typical Event Day | 8 | 143.1265 | 139.1122 | 134.9861 | 134.7888 | 144.2695 | 168.7328 | 196.4155 | 217.3511 | 232.4939 | 241.9902 | 251.0946 | 252.0991 | 247.9056 | 249.66 | 243.7817 | 230.9904 | 215.1323 | 199.812 | 190.3687 | 186.5539 | 182.8981 | 173.5828 | 161.5697 | 153.8982 | -0.67834 | -0.96291 | -0.63895 | -1.1162 | -1.5439 | -1.4071 | -1.5772 | -1.6077 | -1.6825 | -2.039 | -1.4978 | -1.6315 | -0.92955 | 0.62202 | 5.9064 | 6.1946 | 6.1788 | 5.5982 | 2.1183 | 0.94915 | 0.53592 | 0.9063 | 0.77364 | 0.64491 | 72.283 | 71.1935 | 70.2561 | 69.4345 | 68.7125 | 67.9634 | 67.528 | 67.8197 | 70.2307 | 74.6491 | 79.4217 | 83.7729 | 86.9665 | 88.8692 | 90.2231 | 90.6834 | 90.589 | 89.7318 | 88.4397 | 85.7852 | 82.0937 | 78.664 | 76.5046 | 74.9479 | 3.783 | 3.6661 | 3.8212 | 3.5885 | 3.5563 | 3.5017 | 3.9102 | 3.7821 | 4.4719 | 4.4983 | 4.0432 | 3.7831 | 3.5656 | 3.6292 | 3.2257 | 2.7382 | 2.3772 | 2.3471 | 2.35 | 3.4452 | 3.7491 | 3.8291 | 3.3114 | 3.5209
Portfolio Adjusted1-in-2Size: Over 200kWAll2025January Monthly Peak | Portfolio Adjusted | 1-in-2 | Size: Over 200kW | All | 2025 | January Monthly Peak | 1 | 126.0844 | 122.5195 | 118.9302 | 119.4807 | 128.4741 | 152.3869 | 184.225 | 201.9904 | 210.4615 | 211.0117 | 212.0672 | 209.8567 | 206.0073 | 205.3022 | 197.951 | 186.4768 | 176.3845 | 173.5209 | 168.686 | 164.3178 | 158.6205 | 151.3518 | 141.7621 | 135.4158 | 0.014621 | -0.14827 | -0.05842 | -1.0888 | -1.4066 | -1.001 | -0.35999 | -1.3733 | -1.3786 | -1.7487 | -0.35221 | -0.049988 | 0.57881 | 2.1387 | 6.0838 | 5.694 | 6.2703 | 5.6307 | 1.8154 | 1.4146 | 1.2216 | 1.2669 | 1.0594 | 0.77108 | 46.3573 | 45.5251 | 44.818 | 44.3337 | 43.9215 | 43.8029 | 43.5802 | 43.3947 | 43.7534 | 45.6868 | 48.8991 | 51.7014 | 53.5644 | 54.9428 | 55.8505 | 56.3375 | 56.1821 | 54.7636 | 52.8825 | 51.422 | 50.3183 | 49.3298 | 48.4778 | 47.5625 | 3.5829 | 3.4815 | 3.6344 | 3.4423 | 3.4286 | 3.4237 | 3.9797 | 3.8016 | 4.3516 | 4.2094 | 3.6761 | 3.3873 | 3.1965 | 3.2195 | 2.8226 | 2.387 | 2.1041 | 2.2012 | 2.2409 | 3.294 | 3.5182 | 3.6085 | 3.143 | 3.3671
Portfolio Adjusted1-in-2Size: Over 200kWAll2025February Monthly Peak | Portfolio Adjusted | 1-in-2 | Size: Over 200kW | All | 2025 | February Monthly Peak | 2 | 124.6663 | 121.2386 | 117.6084 | 118.0579 | 126.8964 | 150.2691 | 181.1959 | 198.028 | 206.126 | 207.1473 | 208.8063 | 207.3844 | 203.9928 | 203.745 | 196.755 | 185.414 | 175.1821 | 172.1002 | 166.9752 | 162.3173 | 156.8069 | 149.827 | 140.2404 | 134.0752 | 0.015218 | -0.14557 | -0.056974 | -1.0732 | -1.3861 | -0.98327 | -0.35274 | -1.3411 | -1.347 | -1.713 | -0.34921 | -0.051382 | 0.57037 | 2.1233 | 6.0525 | 5.6685 | 6.2314 | 5.5884 | 1.7932 | 1.392 | 1.204 | 1.2519 | 1.0462 | 0.76213 | 49.5691 | 49.225 | 48.862 | 48.4769 | 47.9924 | 47.6757 | 47.5064 | 47.4471 | 48.0113 | 49.7913 | 51.7901 | 53.6499 | 54.3972 | 54.617 | 54.6727 | 54.1395 | 53.9326 | 53.2329 | 51.975 | 50.7772 | 49.6585 | 49.0614 | 47.8291 | 46.7612 | 3.5397 | 3.4419 | 3.5889 | 3.3922 | 3.378 | 3.3678 | 3.9042 | 3.7168 | 4.2476 | 4.1173 | 3.6073 | 3.3374 | 3.1559 | 3.1861 | 2.7992 | 2.3681 | 2.086 | 2.1794 | 2.215 | 3.2443 | 3.4693 | 3.5664 | 3.1026 | 3.328
Portfolio Adjusted1-in-2Size: Over 200kWAll2025March Monthly Peak | Portfolio Adjusted | 1-in-2 | Size: Over 200kW | All | 2025 | March Monthly Peak | 3 | 130.057 | 125.7904 | 122.1075 | 121.2793 | 129.3983 | 152.1462 | 180.5637 | 199.5113 | 209.4535 | 210.9496 | 214.1121 | 213.3493 | 210.3792 | 211.5982 | 205.3854 | 194.5458 | 183.3476 | 173.4538 | 167.8592 | 168.039 | 164.7302 | 157.5128 | 146.504 | 138.7776 | 0.016388 | -0.14976 | -0.060847 | -1.1 | -1.4148 | -0.98934 | -0.35446 | -1.3489 | -1.3786 | -1.7437 | -0.36518 | -0.057567 | 0.58133 | 2.2069 | 6.3245 | 5.9562 | 6.515 | 5.6342 | 1.7955 | 1.431 | 1.2597 | 1.3089 | 1.0884 | 0.78564 | 49.3968 | 48.4409 | 47.6363 | 47.1827 | 46.848 | 46.3703 | 45.9914 | 45.997 | 47.9594 | 50.3112 | 52.7267 | 54.7114 | 55.9452 | 56.9292 | 57.3005 | 57.672 | 57.4259 | 56.7293 | 55.2827 | 53.3064 | 52.0077 | 50.8374 | 49.9037 | 49.0314 | 3.6811 | 3.5571 | 3.7211 | 3.4709 | 3.4369 | 3.3902 | 3.8678 | 3.722 | 4.2947 | 4.1639 | 3.6784 | 3.4204 | 3.2406 | 3.2906 | 2.909 | 2.4724 | 2.1732 | 2.185 | 2.2209 | 3.3433 | 3.6333 | 3.7348 | 3.2332 | 3.4342
Portfolio Adjusted1-in-2Size: Over 200kWAll2025April Monthly Peak | Portfolio Adjusted | 1-in-2 | Size: Over 200kW | All | 2025 | April Monthly Peak | 4 | 127.0561 | 123.3391 | 119.325 | 118.2071 | 125.7845 | 147.1002 | 172.9926 | 190.9316 | 202.1771 | 207.926 | 215.1971 | 218.233 | 217.7074 | 220.9795 | 215.8428 | 204.2596 | 190.8281 | 178.3178 | 170.1151 | 168.172 | 164.166 | 156.5651 | 144.7302 | 137.0498 | 0.0022252 | -0.15575 | -0.066075 | -1.0733 | -1.3774 | -0.95997 | -0.34659 | -1.2967 | -1.3411 | -1.7257 | -0.36981 | -0.061156 | 0.59562 | 2.2998 | 6.6402 | 6.2575 | 6.7852 | 5.7951 | 1.8122 | 1.4264 | 1.254 | 1.3025 | 1.0723 | 0.77417 | 62.6545 | 61.6296 | 60.2984 | 59.2413 | 58.374 | 57.7052 | 57.2378 | 57.1571 | 59.4599 | 63.4679 | 67.8818 | 72.0896 | 75.4861 | 77.989 | 79.3794 | 79.9786 | 80.0028 | 79.441 | 77.8545 | 75.2031 | 71.3877 | 68.5703 | 66.301 | 64.1262 | 3.5951 | 3.4885 | 3.6372 | 3.3763 | 3.3367 | 3.2713 | 3.7081 | 3.5616 | 4.1525 | 4.1115 | 3.699 | 3.4986 | 3.3515 | 3.4317 | 3.0543 | 2.5892 | 2.2558 | 2.2402 | 2.2457 | 3.3378 | 3.618 | 3.7197 | 3.1933 | 3.3903
Portfolio Adjusted1-in-2Size: Over 200kWAll2025May Monthly Peak | Portfolio Adjusted | 1-in-2 | Size: Over 200kW | All | 2025 | May Monthly Peak | 5 | 130.2823 | 126.9056 | 122.4333 | 121.8575 | 130.2694 | 151.9359 | 176.8694 | 198.4008 | 212.7528 | 220.2319 | 227.8334 | 230.196 | 228.2256 | 230.3823 | 224.8035 | 211.4399 | 197.184 | 183.6716 | 174.6532 | 170.4244 | 167.8141 | 160.4313 | 149.1274 | 141.7021 | 0.011525 | -0.1535 | -0.066489 | -1.1048 | -1.4214 | -0.98723 | -0.35208 | -1.3458 | -1.4183 | -1.8329 | -0.39192 | -0.064156 | 0.62514 | 2.3933 | 6.9033 | 6.4688 | 7.0116 | 5.9744 | 1.8577 | 1.4404 | 1.2691 | 1.3257 | 1.1006 | 0.79545 | 62.7638 | 62.1104 | 61.4671 | 60.642 | 59.8885 | 59.439 | 59.284 | 59.7061 | 61.3128 | 64.6597 | 68.6673 | 72.527 | 76.1853 | 78.8203 | 79.9509 | 80.5469 | 80.5804 | 79.2395 | 77.1249 | 74.3376 | 70.6062 | 67.4621 | 65.5936 | 64.247 | 3.6696 | 3.5712 | 3.7108 | 3.4666 | 3.4367 | 3.3648 | 3.764 | 3.6881 | 4.3704 | 4.36 | 3.9275 | 3.6979 | 3.5212 | 3.5899 | 3.1899 | 2.6846 | 2.3326 | 2.3074 | 2.3019 | 3.3707 | 3.6676 | 3.7857 | 3.2707 | 3.4802
Portfolio Adjusted1-in-2Size: Over 200kWAll2025June Monthly Peak | Portfolio Adjusted | 1-in-2 | Size: Over 200kW | All | 2025 | June Monthly Peak | 6 | 138.6416 | 135.0322 | 130.512 | 129.8926 | 138.2949 | 160.2046 | 185.0087 | 205.7802 | 219.7545 | 228.2325 | 236.6939 | 237.1341 | 232.5258 | 233.8712 | 228.6782 | 218.0471 | 204.3234 | 190.6579 | 182.6524 | 177.3103 | 175.2317 | 168.1484 | 156.5804 | 149.2354 | -0.309 | -0.51867 | -0.32801 | -1.1072 | -1.4881 | -1.1859 | -0.93699 | -1.4627 | -1.5813 | -1.926 | -0.9217 | -0.82485 | -0.16595 | 1.4726 | 6.2646 | 6.2593 | 6.5193 | 5.7584 | 1.9564 | 1.1821 | 0.93494 | 1.1554 | 0.98297 | 0.7707 | 67.4705 | 66.5265 | 65.5889 | 64.5271 | 63.7599 | 62.9934 | 62.3282 | 63.0444 | 65.869 | 70.4444 | 75.3199 | 79.6659 | 82.393 | 83.9613 | 85.4529 | 86.0185 | 86.4529 | 85.7814 | 84.6416 | 81.8872 | 78.0948 | 73.9082 | 71.5608 | 69.8569 | 3.6981 | 3.599 | 3.7443 | 3.4975 | 3.4507 | 3.3606 | 3.7367 | 3.6375 | 4.2987 | 4.3164 | 3.893 | 3.6187 | 3.3934 | 3.4472 | 3.0675 | 2.6203 | 2.2883 | 2.2679 | 2.2829 | 3.311 | 3.6331 | 3.7579 | 3.2516 | 3.4667
Portfolio Adjusted1-in-2Size: Over 200kWAll2025July Monthly Peak | Portfolio Adjusted | 1-in-2 | Size: Over 200kW | All | 2025 | July Monthly Peak | 7 | 144.6529 | 140.4016 | 136.2501 | 136.2324 | 145.3437 | 169.1858 | 195.0611 | 216.0614 | 229.859 | 238.7097 | 246.6569 | 246.6054 | 242.1974 | 243.1192 | 237.5883 | 227.6834 | 214.3917 | 200.4407 | 192.1275 | 186.5717 | 183.6095 | 175.2084 | 162.8387 | 155.0165 | -0.81236 | -1.1157 | -0.7481 | -1.1016 | -1.5465 | -1.4656 | -1.7863 | -1.6225 | -1.7021 | -2.0214 | -1.673 | -1.887 | -1.213 | 0.24241 | 5.4691 | 5.9412 | 5.8694 | 5.4477 | 2.1474 | 0.82671 | 0.37907 | 0.82181 | 0.70809 | 0.62078 | 74.4305 | 73.4298 | 72.6472 | 71.9184 | 71.1838 | 70.4573 | 69.996 | 70.7227 | 73.4543 | 77.1443 | 81.0085 | 84.6923 | 87.3404 | 89.0063 | 90.3824 | 90.8809 | 90.3228 | 89.3198 | 88.5419 | 87.0666 | 84.3608 | 80.8564 | 78.3957 | 76.6283 | 3.8439 | 3.7213 | 3.8816 | 3.6498 | 3.608 | 3.5394 | 3.9191 | 3.7893 | 4.4508 | 4.4666 | 4.0017 | 3.7188 | 3.4991 | 3.5458 | 3.1529 | 2.7097 | 2.3797 | 2.3647 | 2.3851 | 3.463 | 3.7839 | 3.8937 | 3.3611 | 3.5763
Portfolio Adjusted1-in-2Size: Over 200kWAll2025August Monthly Peak | Portfolio Adjusted | 1-in-2 | Size: Over 200kW | All | 2025 | August Monthly Peak | 8 | 144.3396 | 140.2648 | 136.0767 | 135.867 | 145.4196 | 170.2817 | 198.5617 | 220.5343 | 236.7336 | 246.8865 | 256.4542 | 257.5364 | 253.4389 | 255.1418 | 249.1007 | 235.8055 | 219.391 | 203.5027 | 193.6532 | 189.5887 | 185.4625 | 175.6308 | 163.3256 | 155.4101 | -0.85255 | -1.1595 | -0.77782 | -1.1338 | -1.574 | -1.4986 | -1.8224 | -1.6748 | -1.7332 | -2.0891 | -1.7194 | -1.9402 | -1.2284 | 0.28459 | 5.7451 | 6.1566 | 6.0474 | 5.5511 | 2.1954 | 0.85968 | 0.38363 | 0.807 | 0.68357 | 0.58574 | 74.2645 | 72.9232 | 71.7491 | 70.9978 | 70.3301 | 69.5466 | 69.1759 | 68.9803 | 71.0586 | 75.9996 | 81.2671 | 85.8665 | 89.1469 | 91.0823 | 92.3257 | 92.7252 | 92.6981 | 92.0255 | 90.2517 | 86.9401 | 82.4839 | 79.3628 | 77.51 | 76.0597 | 3.8376 | 3.7177 | 3.8728 | 3.636 | 3.6031 | 3.5525 | 3.9714 | 3.856 | 4.5726 | 4.6095 | 4.1473 | 3.8821 | 3.6628 | 3.7272 | 3.3124 | 2.8093 | 2.4366 | 2.4028 | 2.4035 | 3.5174 | 3.8184 | 3.8923 | 3.3624 | 3.5707
Portfolio Adjusted1-in-2Size: Over 200kWAll2025September Monthly Peak | Portfolio Adjusted | 1-in-2 | Size: Over 200kW | All | 2025 | September Monthly Peak | 9 | 143.7961 | 139.8561 | 135.1833 | 135.8381 | 145.8317 | 171.6438 | 202.7537 | 225.2345 | 244.5972 | 255.63 | 264.7192 | 265.5686 | 261.3825 | 263.434 | 256.6161 | 241.239 | 223.4502 | 206.6692 | 197.6585 | 195.043 | 187.2362 | 176.8071 | 163.8834 | 155.3616 | -0.76364 | -1.076 | -0.71383 | -1.1138 | -1.5532 | -1.4662 | -1.774 | -1.6829 | -1.764 | -2.1634 | -1.7196 | -1.9211 | -1.1774 | 0.38259 | 5.9482 | 6.2972 | 6.2081 | 5.6426 | 2.2195 | 0.91751 | 0.43057 | 0.85088 | 0.71935 | 0.60855 | 72.9664 | 71.8944 | 71.0393 | 70.2948 | 69.5762 | 68.8562 | 68.6119 | 68.5315 | 70.5408 | 75.0082 | 80.0916 | 84.8669 | 88.9856 | 91.427 | 92.7313 | 93.1091 | 92.882 | 91.8003 | 90.3236 | 87.2467 | 83.4355 | 80.5285 | 78.5517 | 77.2466 | 3.8167 | 3.7003 | 3.848 | 3.6403 | 3.6199 | 3.5757 | 4.0487 | 3.9379 | 4.7347 | 4.7818 | 4.2986 | 4.0211 | 3.7954 | 3.8615 | 3.4242 | 2.881 | 2.4815 | 2.4405 | 2.4498 | 3.6242 | 3.8647 | 3.9309 | 3.3819 | 3.5762
Portfolio Adjusted1-in-2Size: Over 200kWAll2025October Monthly Peak | Portfolio Adjusted | 1-in-2 | Size: Over 200kW | All | 2025 | October Monthly Peak | 10 | 122.6487 | 119.7956 | 115.698 | 115.7988 | 124.0857 | 146.266 | 174.9532 | 191.8947 | 202.8501 | 209.7257 | 216.8144 | 219.975 | 219.5945 | 221.7118 | 215.7826 | 202.9336 | 189.3587 | 182.4795 | 173.7667 | 166.2842 | 159.3566 | 151.2764 | 140.3544 | 133.9311 | -0.19789 | -0.38193 | -0.22671 | -1.0268 | -1.353 | -1.0523 | -0.7004 | -1.3487 | -1.3827 | -1.7537 | -0.67163 | -0.50839 | 0.13269 | 1.7187 | 6.1491 | 5.9373 | 6.2928 | 5.6431 | 1.8827 | 1.2353 | 0.97728 | 1.1151 | 0.92368 | 0.69884 | 65.4567 | 64.5141 | 63.6975 | 62.8194 | 62.0623 | 61.4586 | 60.9385 | 60.8717 | 61.9182 | 65.5178 | 71.0057 | 77.0667 | 82.5744 | 85.7831 | 86.5833 | 87.1422 | 87.2372 | 86.2635 | 83.5219 | 78.7831 | 75.2743 | 72.6495 | 70.5298 | 68.9222 | 3.3515 | 3.2759 | 3.4014 | 3.1997 | 3.1787 | 3.1503 | 3.6335 | 3.468 | 4.0328 | 4.0244 | 3.6095 | 3.409 | 3.2696 | 3.3335 | 2.9527 | 2.4875 | 2.163 | 2.2172 | 2.2129 | 3.1914 | 3.3921 | 3.4767 | 2.9893 | 3.1989
Portfolio Adjusted1-in-2Size: Over 200kWAll2025November Monthly Peak | Portfolio Adjusted | 1-in-2 | Size: Over 200kW | All | 2025 | November Monthly Peak | 11 | 127.2614 | 124.0544 | 119.995 | 119.486 | 127.9846 | 150.2177 | 176.2386 | 193.7286 | 204.8827 | 210.2436 | 216.0277 | 217.9062 | 216.2712 | 217.6139 | 211.2187 | 197.9217 | 186.1299 | 180.8409 | 172.6737 | 165.9403 | 160.0062 | 152.7128 | 141.3977 | 134.7552 | 0.010597 | -0.14683 | -0.059751 | -1.0926 | -1.4087 | -0.99811 | -0.35245 | -1.3303 | -1.3634 | -1.7533 | -0.36127 | -0.053383 | 0.60188 | 2.2609 | 6.4732 | 6.0412 | 6.6139 | 5.8759 | 1.8529 | 1.4245 | 1.2312 | 1.2831 | 1.0565 | 0.76799 | 58.7712 | 57.8194 | 57.2515 | 56.5743 | 55.5488 | 54.6523 | 54.6616 | 54.5684 | 57.2684 | 61.1126 | 65.8192 | 70.4342 | 73.2928 | 74.8808 | 75.9492 | 75.7818 | 73.9451 | 70.8921 | 67.7689 | 65.5771 | 64.0275 | 63.0938 | 62.1738 | 61.509 | 3.6188 | 3.528 | 3.6761 | 3.448 | 3.4265 | 3.3811 | 3.819 | 3.6589 | 4.2705 | 4.2116 | 3.7563 | 3.528 | 3.3613 | 3.4123 | 3.0154 | 2.5276 | 2.2157 | 2.2882 | 2.2884 | 3.3186 | 3.5462 | 3.6552 | 3.1407 | 3.3574
Portfolio Adjusted1-in-2Size: Over 200kWAll2025December Monthly Peak | Portfolio Adjusted | 1-in-2 | Size: Over 200kW | All | 2025 | December Monthly Peak | 12 | 119.9447 | 117.1493 | 113.7116 | 114.0338 | 122.1932 | 142.5282 | 168.1335 | 181.2351 | 188.8349 | 190.7153 | 192.473 | 191.1209 | 187.3326 | 186.6141 | 180.5584 | 171.0552 | 163.735 | 161.5027 | 155.6074 | 150.726 | 146.0353 | 140.0983 | 131.2227 | 126.1341 | 0.018421 | -0.1337 | -0.052532 | -1.0313 | -1.3319 | -0.93601 | -0.32961 | -1.2294 | -1.2409 | -1.5807 | -0.32389 | -0.048836 | 0.52028 | 1.945 | 5.5606 | 5.2367 | 5.8234 | 5.2479 | 1.6706 | 1.2956 | 1.1239 | 1.1716 | 0.97737 | 0.7158 | 50.4978 | 49.6483 | 49.0053 | 48.4991 | 47.9206 | 47.336 | 47.0883 | 47.0007 | 47.6304 | 50.8852 | 54.6629 | 57.8513 | 59.957 | 61.1419 | 61.8637 | 62.1645 | 61.5864 | 59.3625 | 56.601 | 54.4398 | 52.7444 | 50.9102 | 49.2476 | 47.9111 | 3.3996 | 3.3175 | 3.4615 | 3.2593 | 3.2442 | 3.1941 | 3.6208 | 3.3984 | 3.8939 | 3.7929 | 3.3234 | 3.0747 | 2.8959 | 2.9127 | 2.5628 | 2.1798 | 1.9491 | 2.0445 | 2.0639 | 3.0186 | 3.2374 | 3.3403 | 2.9039 | 3.1294
Portfolio Adjusted1-in-2Size: Over 200kWAll2025Typical Event Day | Portfolio Adjusted | 1-in-2 | Size: Over 200kW | All | 2025 | Typical Event Day | 8 | 143.1265 | 139.1122 | 134.9861 | 134.7888 | 144.2695 | 168.7328 | 196.4155 | 217.3511 | 232.4939 | 241.9902 | 251.0946 | 252.0991 | 247.9055 | 249.66 | 243.7817 | 230.9904 | 215.1323 | 199.812 | 190.3687 | 186.5539 | 182.8981 | 173.5828 | 161.5697 | 153.8982 | -0.67834 | -0.96291 | -0.63895 | -1.1162 | -1.5439 | -1.4071 | -1.5772 | -1.6077 | -1.6825 | -2.039 | -1.4978 | -1.6315 | -0.92955 | 0.62202 | 5.9064 | 6.1946 | 6.1788 | 5.5982 | 2.1183 | 0.94915 | 0.53592 | 0.9063 | 0.77364 | 0.64491 | 72.2829 | 71.1935 | 70.2561 | 69.4345 | 68.7125 | 67.9634 | 67.528 | 67.8197 | 70.2307 | 74.6491 | 79.4217 | 83.7729 | 86.9665 | 88.8692 | 90.2231 | 90.6834 | 90.589 | 89.7318 | 88.4397 | 85.7852 | 82.0937 | 78.664 | 76.5046 | 74.9479 | 3.783 | 3.6661 | 3.8212 | 3.5885 | 3.5563 | 3.5017 | 3.9102 | 3.7821 | 4.4719 | 4.4983 | 4.0432 | 3.7831 | 3.5656 | 3.6292 | 3.2257 | 2.7382 | 2.3772 | 2.3471 | 2.35 | 3.4452 | 3.7491 | 3.8291 | 3.3114 | 3.5209
Portfolio Adjusted1-in-10Size: Over 200kWOrange County2015January Monthly Peak | Portfolio Adjusted | 1-in-10 | Size: Over 200kW | Orange County | 2015 | January Monthly Peak | 1 | 124.4708 | 119.0088 | 116.4256 | 117.7368 | 130.2725 | 162.2931 | 199.3248 | 219.0155 | 231.7617 | 229.327 | 228.0183 | 224.5059 | 219.5659 | 213.9999 | 205.0536 | 190.1287 | 178.1133 | 174.1232 | 168.2295 | 166.4317 | 160.9929 | 153.2498 | 143.4958 | 134.7963 | 2.0556 | 1.6849 | 1.3167 | 0.30531 | 0.21142 | 0.80476 | 0.71382 | 0.35769 | 0.042775 | -0.52016 | -0.58845 | -0.23307 | 0.83121 | 3.632 | 10.189 | 9.6561 | 9.4656 | 8.1214 | 1.6151 | 0.31287 | 0.041833 | 0.34624 | 0.77706 | 0.38684 | 42.1177 | 42.0476 | 41.3269 | 40.6886 | 40.1794 | 39.7875 | 39.5012 | 39.2183 | 39.808 | 42.1317 | 44.291 | 46.3631 | 47.7766 | 48.8442 | 49.8751 | 50.1697 | 49.616 | 48.3268 | 46.527 | 45.7999 | 45.1389 | 45.0413 | 44.7506 | 44.3293 | 5.4491 | 4.7958 | 4.105 | 2.4232 | 2.7014 | 3.8644 | 3.6742 | 4.443 | 4.1901 | 3.6866 | 3.3166 | 3.2985 | 3.3091 | 3.2948 | 3.1636 | 2.8791 | 2.8904 | 3.0546 | 3.3708 | 2.8216 | 2.4807 | 2.6302 | 2.193 | 2.2774
Portfolio Adjusted1-in-10Size: Over 200kWOrange County2015February Monthly Peak | Portfolio Adjusted | 1-in-10 | Size: Over 200kW | Orange County | 2015 | February Monthly Peak | 2 | 118.2089 | 113.6642 | 111.1055 | 112.8452 | 124.5908 | 153.885 | 186.8849 | 203.6751 | 214.452 | 214.3035 | 215.3418 | 214.747 | 211.8095 | 208.4672 | 200.6207 | 187.0304 | 174.9868 | 170.4232 | 162.8737 | 159.6803 | 154.3007 | 146.9174 | 137.2298 | 129.1336 | 1.9522 | 1.6093 | 1.2566 | 0.29263 | 0.2022 | 0.76307 | 0.66927 | 0.33264 | 0.03958 | -0.48608 | -0.55574 | -0.22294 | 0.80185 | 3.5381 | 9.9687 | 9.4987 | 9.2995 | 7.9488 | 1.5637 | 0.30017 | 0.040094 | 0.33193 | 0.74313 | 0.37059 | 47.9892 | 47.7732 | 47.4869 | 46.9758 | 46.4612 | 46.0709 | 45.4591 | 46.1862 | 47.0754 | 50.578 | 53.6154 | 56.9628 | 58.9856 | 59.9086 | 60.6208 | 60.8563 | 59.4676 | 58.4546 | 56.6506 | 54.6884 | 53.586 | 52.2715 | 51.1518 | 49.5849 | 5.175 | 4.5804 | 3.9174 | 2.3225 | 2.5836 | 3.6642 | 3.4449 | 4.1318 | 3.8772 | 3.4451 | 3.1322 | 3.1551 | 3.1922 | 3.2096 | 3.0952 | 2.8322 | 2.8396 | 2.9897 | 3.2635 | 2.7072 | 2.3776 | 2.5216 | 2.0972 | 2.1817
Portfolio Adjusted1-in-10Size: Over 200kWOrange County2015March Monthly Peak | Portfolio Adjusted | 1-in-10 | Size: Over 200kW | Orange County | 2015 | March Monthly Peak | 3 | 120.1523 | 115.5912 | 112.5168 | 113.7394 | 123.567 | 151.8401 | 178.9109 | 196.9328 | 209.3025 | 214.6309 | 221.0626 | 224.0488 | 224.6664 | 225.7996 | 218.6919 | 205.6163 | 191.0524 | 178.2754 | 167.4685 | 166.3272 | 161.586 | 152.8742 | 140.9366 | 131.8182 | 1.9843 | 1.6365 | 1.2725 | 0.29495 | 0.20054 | 0.75292 | 0.64071 | 0.32163 | 0.03863 | -0.48683 | -0.5705 | -0.23259 | 0.85052 | 3.8323 | 10.8667 | 10.4427 | 10.1533 | 8.315 | 1.6078 | 0.31267 | 0.041987 | 0.34539 | 0.76321 | 0.37829 | 61.5329 | 60.0303 | 58.8322 | 58.4264 | 57.0383 | 56.1355 | 55.6221 | 56.4566 | 59.9535 | 64.5568 | 69.5198 | 74.2033 | 77.4815 | 79.1379 | 79.8514 | 80.5415 | 80.481 | 79.5145 | 76.8471 | 73.2663 | 70.2189 | 67.1202 | 64.7072 | 62.8102 | 5.2601 | 4.6581 | 3.9672 | 2.3409 | 2.5624 | 3.6155 | 3.2979 | 3.9951 | 3.7841 | 3.4504 | 3.2154 | 3.2918 | 3.386 | 3.4764 | 3.374 | 3.1137 | 3.1003 | 3.1274 | 3.3555 | 2.8198 | 2.4899 | 2.6238 | 2.1539 | 2.2271
Portfolio Adjusted1-in-10Size: Over 200kWOrange County2015April Monthly Peak | Portfolio Adjusted | 1-in-10 | Size: Over 200kW | Orange County | 2015 | April Monthly Peak | 4 | 123.258 | 118.6918 | 115.4208 | 116.4203 | 126.4102 | 155.8971 | 184.123 | 205.0459 | 220.8966 | 228.7378 | 237.8636 | 242.0702 | 243.4182 | 244.6707 | 237.3826 | 222.5899 | 206.1065 | 190.7072 | 178.3187 | 175.9688 | 169.7053 | 158.9286 | 146.2408 | 136.5866 | 0.29727 | 0.048956 | 0.10178 | -0.47523 | -0.58968 | -0.21855 | -0.55018 | -0.44781 | -0.4654 | -0.74991 | -1.0767 | -0.87315 | 0.11377 | 3.1879 | 11.0133 | 10.7993 | 10.3168 | 8.8869 | 2.3188 | 0.21515 | -0.31073 | -0.13547 | 0.16045 | -0.17691 | 72.2566 | 70.2738 | 68.5389 | 66.7299 | 65.7959 | 65.0804 | 64.404 | 64.5662 | 67.7345 | 73.4304 | 79.8164 | 85.7013 | 89.5654 | 91.5443 | 92.2852 | 92.8744 | 92.8398 | 92.0063 | 90.4213 | 86.83 | 81.7749 | 77.6989 | 74.9034 | 72.6485 | 5.0367 | 4.4645 | 3.7986 | 2.2365 | 2.4468 | 3.4649 | 3.168 | 3.8826 | 3.7277 | 3.4323 | 3.2294 | 3.3197 | 3.4243 | 3.5161 | 3.4185 | 3.1462 | 3.1219 | 3.1227 | 3.335 | 2.7846 | 2.4408 | 2.5461 | 2.0861 | 2.154
Portfolio Adjusted1-in-10Size: Over 200kWOrange County2015May Monthly Peak | Portfolio Adjusted | 1-in-10 | Size: Over 200kW | Orange County | 2015 | May Monthly Peak | 5 | 128.9235 | 124.2145 | 120.1344 | 121.1356 | 132.6014 | 163.0787 | 192.0925 | 216.0007 | 234.5984 | 244.245 | 253.3319 | 257.68 | 257.8791 | 257.1385 | 249.4978 | 232.7971 | 215.7248 | 199.5568 | 187.2218 | 182.4728 | 178.206 | 166.641 | 153.5716 | 144.0448 | -0.31663 | -0.53807 | -0.32645 | -0.77356 | -0.90633 | -0.58663 | -1.0095 | -0.75631 | -0.67982 | -0.88591 | -1.3169 | -1.1579 | -0.17483 | 3.0004 | 11.2917 | 11.1121 | 10.5683 | 9.2964 | 2.6545 | 0.18171 | -0.4549 | -0.32101 | -0.06039 | -0.39365 | 73.1257 | 71.6307 | 69.8872 | 69.2108 | 68.535 | 67.4837 | 66.9785 | 67.489 | 71.6971 | 78.1971 | 83.8903 | 88.3705 | 91.098 | 93.185 | 94.6348 | 95.5304 | 95.6227 | 94.3455 | 92.1218 | 89.3746 | 85.9122 | 82.0173 | 79.0002 | 76.7042 | 5.2472 | 4.6537 | 3.938 | 2.3178 | 2.5564 | 3.6101 | 3.2919 | 4.0738 | 3.9432 | 3.6504 | 3.4257 | 3.5197 | 3.6133 | 3.6806 | 3.5787 | 3.2774 | 3.2546 | 3.2546 | 3.4876 | 2.8761 | 2.5529 | 2.659 | 2.1819 | 2.2625
Portfolio Adjusted1-in-10Size: Over 200kWOrange County2015June Monthly Peak | Portfolio Adjusted | 1-in-10 | Size: Over 200kW | Orange County | 2015 | June Monthly Peak | 6 | 137.3854 | 132.5964 | 128.0208 | 129.1751 | 140.6597 | 170.1699 | 198.0385 | 218.6869 | 234.8143 | 243.4016 | 252.656 | 255.9829 | 254.9321 | 252.9333 | 246.2967 | 233.5554 | 218.9604 | 203.747 | 192.8952 | 186.9678 | 182.2856 | 172.4597 | 159.1755 | 150.2658 | -0.38171 | -0.61605 | -0.3784 | -0.84462 | -0.98163 | -0.63689 | -1.0705 | -0.7848 | -0.69274 | -0.88847 | -1.3246 | -1.1653 | -0.19217 | 2.9285 | 11.1282 | 11.1362 | 10.7114 | 9.4914 | 2.75 | 0.18338 | -0.47402 | -0.34449 | -0.078309 | -0.42496 | 74.4702 | 72.9254 | 71.4954 | 70.3462 | 69.0555 | 68.146 | 67.9012 | 68.783 | 72.0127 | 76.9294 | 82.3133 | 86.9306 | 90.2169 | 92.7356 | 94.5052 | 95.1688 | 95.4883 | 94.8856 | 93.456 | 91.1929 | 87.2133 | 82.8609 | 80.1367 | 78.0661 | 5.5924 | 4.9683 | 4.197 | 2.472 | 2.7121 | 3.7676 | 3.3943 | 4.125 | 3.9473 | 3.6382 | 3.417 | 3.497 | 3.5725 | 3.6209 | 3.5332 | 3.2885 | 3.3038 | 3.3234 | 3.5937 | 2.9473 | 2.6117 | 2.7522 | 2.2619 | 2.3606
Portfolio Adjusted1-in-10Size: Over 200kWOrange County2015July Monthly Peak | Portfolio Adjusted | 1-in-10 | Size: Over 200kW | Orange County | 2015 | July Monthly Peak | 7 | 142.9321 | 137.7067 | 133.4824 | 134.4011 | 146.4803 | 176.8965 | 204.993 | 225.1727 | 240.1258 | 248.3686 | 256.4354 | 258.2775 | 256.6019 | 254.8727 | 248.4222 | 236.2723 | 223.1887 | 208.4685 | 197.877 | 192.1474 | 186.9027 | 176.7876 | 163.2187 | 154.3595 | -0.97913 | -1.1863 | -0.79643 | -1.1378 | -1.2882 | -0.98692 | -1.4969 | -1.0562 | -0.86728 | -0.97905 | -1.4885 | -1.3673 | -0.43927 | 2.6608 | 10.9879 | 11.1108 | 10.7193 | 9.7088 | 3.0154 | 0.152 | -0.59886 | -0.51196 | -0.28379 | -0.62216 | 76.2125 | 75.1208 | 74.0132 | 72.9954 | 72.1598 | 71.6216 | 71.424 | 71.7724 | 74.8077 | 79.6763 | 84.4218 | 88.7852 | 91.7237 | 93.518 | 95.2845 | 95.7559 | 96.2086 | 95.0628 | 93.229 | 91.2536 | 88.0496 | 84.6335 | 82.2899 | 80.6171 | 5.8519 | 5.1897 | 4.4014 | 2.5869 | 2.8407 | 3.9392 | 3.5339 | 4.272 | 4.0601 | 3.734 | 3.4882 | 3.5488 | 3.6167 | 3.6698 | 3.5844 | 3.346 | 3.3871 | 3.4201 | 3.7079 | 3.0465 | 2.6934 | 2.8376 | 2.3328 | 2.4389
Portfolio Adjusted1-in-10Size: Over 200kWOrange County2015August Monthly Peak | Portfolio Adjusted | 1-in-10 | Size: Over 200kW | Orange County | 2015 | August Monthly Peak | 8 | 146.1391 | 140.6773 | 136.3517 | 136.5426 | 149.7519 | 183.0335 | 215.5238 | 239.2058 | 258.6999 | 268.2408 | 279.1275 | 280.6868 | 278.9886 | 276.5983 | 269.0671 | 252.7375 | 235.1504 | 216.4543 | 204.1328 | 200.4511 | 194.0531 | 181.9877 | 168.4675 | 159.5142 | -1.9415 | -2.0942 | -1.4623 | -1.5718 | -1.7466 | -1.5524 | -2.2199 | -1.5387 | -1.2049 | -1.181 | -1.8681 | -1.815 | -0.90001 | 2.39 | 11.4966 | 11.6233 | 10.9624 | 10.0766 | 3.4278 | 0.09846 | -0.8069 | -0.78541 | -0.62484 | -0.94608 | 79.2858 | 78.0931 | 77.1041 | 76.2438 | 75.6431 | 75.0085 | 74.5851 | 74.7866 | 77.8748 | 82.1528 | 86.8558 | 91.6691 | 95.3709 | 98.246 | 99.7839 | 100.1391 | 99.6751 | 98.167 | 96.8103 | 94.12 | 90.1667 | 86.6576 | 84.1529 | 82.4095 | 6.1297 | 5.4316 | 4.6062 | 2.6925 | 2.9753 | 4.1757 | 3.8064 | 4.6494 | 4.4812 | 4.1316 | 3.8899 | 3.9512 | 4.0286 | 4.0802 | 3.9773 | 3.6669 | 3.6561 | 3.6381 | 3.9188 | 3.256 | 2.8649 | 2.9926 | 2.4668 | 2.5821
Portfolio Adjusted1-in-10Size: Over 200kWOrange County2015September Monthly Peak | Portfolio Adjusted | 1-in-10 | Size: Over 200kW | Orange County | 2015 | September Monthly Peak | 9 | 145.6289 | 140.7072 | 135.7657 | 137.0267 | 150.4892 | 186.096 | 222.4647 | 246.3179 | 269.4655 | 280.3206 | 290.1114 | 291.1252 | 289.0329 | 287.402 | 278.9109 | 260.3201 | 241.5014 | 221.5735 | 211.0504 | 208.7138 | 197.8089 | 184.3922 | 170.2896 | 160.6147 | -2.3586 | -2.4938 | -1.7482 | -1.7662 | -1.9505 | -1.8226 | -2.593 | -1.7785 | -1.3824 | -1.2927 | -2.0581 | -2.0368 | -1.1304 | 2.2495 | 11.7275 | 11.85 | 11.1046 | 10.313 | 3.6921 | 0.074212 | -0.90787 | -0.9142 | -0.78335 | -1.0907 | 81.6788 | 80.3713 | 79.2271 | 78.5671 | 77.4718 | 76.5906 | 76.1673 | 76.2113 | 78.4603 | 82.9417 | 88.0968 | 93.4003 | 97.419 | 99.7947 | 100.9379 | 100.7449 | 100.2246 | 99.3477 | 97.5738 | 94.5839 | 90.9204 | 87.5806 | 84.9661 | 83.1001 | 6.2095 | 5.5227 | 4.6624 | 2.7468 | 3.0394 | 4.3159 | 3.9941 | 4.8669 | 4.7451 | 4.3891 | 4.1099 | 4.166 | 4.2428 | 4.3098 | 4.1911 | 3.8395 | 3.817 | 3.7859 | 4.1187 | 3.4464 | 2.9687 | 3.0824 | 2.5347 | 2.643
Portfolio Adjusted1-in-10Size: Over 200kWOrange County2015October Monthly Peak | Portfolio Adjusted | 1-in-10 | Size: Over 200kW | Orange County | 2015 | October Monthly Peak | 10 | 119.6267 | 115.8183 | 112.8671 | 114.4873 | 125.9303 | 155.5515 | 187.6921 | 208.2076 | 224.685 | 231.6707 | 240.2728 | 244.6145 | 244.8401 | 243.5588 | 236.2292 | 220.1226 | 204.0286 | 193.4954 | 181.2793 | 174.4136 | 165.8879 | 154.4649 | 143.2573 | 134.5281 | -0.47206 | -0.66991 | -0.43106 | -0.81186 | -0.9444 | -0.66409 | -1.1167 | -0.813 | -0.70549 | -0.86503 | -1.2984 | -1.1656 | -0.25183 | 2.7404 | 10.6089 | 10.4543 | 9.9288 | 9.0132 | 2.6355 | 0.16158 | -0.4601 | -0.34834 | -0.12169 | -0.42684 | 76.2146 | 75.7554 | 75.3239 | 73.7478 | 72.8184 | 72.1554 | 71.3997 | 71.0361 | 72.0928 | 75.4786 | 79.8346 | 84.5698 | 88.3685 | 91.444 | 93.0148 | 93.5494 | 92.9657 | 91.3308 | 88.9926 | 85.8042 | 82.19 | 79.6558 | 77.9906 | 76.4185 | 4.8737 | 4.3434 | 3.7034 | 2.1928 | 2.4302 | 3.4469 | 3.2197 | 3.9307 | 3.7804 | 3.4659 | 3.2523 | 3.3446 | 3.434 | 3.4897 | 3.3917 | 3.1021 | 3.0812 | 3.1589 | 3.3802 | 2.7518 | 2.3788 | 2.4672 | 2.0374 | 2.1152
Portfolio Adjusted1-in-10Size: Over 200kWOrange County2015November Monthly Peak | Portfolio Adjusted | 1-in-10 | Size: Over 200kW | Orange County | 2015 | November Monthly Peak | 11 | 121.4482 | 117.8555 | 114.1038 | 114.2932 | 125.2943 | 153.0465 | 181.2519 | 198.4792 | 210.9353 | 217.6276 | 223.4859 | 226.5319 | 226.3151 | 225.4428 | 217.4286 | 202.6512 | 189.009 | 182.7829 | 172.3662 | 166.1789 | 159.8187 | 150.3455 | 139.0287 | 130.5138 | 2.0057 | 1.6686 | 1.2905 | 0.29638 | 0.20334 | 0.75891 | 0.6491 | 0.32415 | 0.038931 | -0.49362 | -0.57676 | -0.23517 | 0.85676 | 3.8262 | 10.8039 | 10.2921 | 10.0447 | 8.5253 | 1.6548 | 0.31239 | 0.041528 | 0.33968 | 0.75287 | 0.37455 | 63.6444 | 62.6408 | 62.0812 | 61.0053 | 59.772 | 58.7944 | 59.0343 | 59.4168 | 61.5279 | 65.5914 | 70.8771 | 75.3632 | 78.2243 | 79.8907 | 80.8779 | 80.8831 | 79.8158 | 77.4374 | 74.6419 | 72.1916 | 70.0884 | 68.2808 | 66.726 | 66.0317 | 5.3168 | 4.7493 | 4.0231 | 2.3523 | 2.5982 | 3.6442 | 3.3411 | 4.0264 | 3.8136 | 3.4985 | 3.2506 | 3.3283 | 3.4109 | 3.4709 | 3.3545 | 3.0687 | 3.0672 | 3.2065 | 3.4536 | 2.8173 | 2.4626 | 2.5804 | 2.1247 | 2.205
Portfolio Adjusted1-in-10Size: Over 200kWOrange County2015December Monthly Peak | Portfolio Adjusted | 1-in-10 | Size: Over 200kW | Orange County | 2015 | December Monthly Peak | 12 | 120.6928 | 116.238 | 113.413 | 114.8333 | 126.184 | 153.8946 | 185.7043 | 201.3077 | 212.4036 | 211.0018 | 209.9701 | 206.1239 | 200.7937 | 195.8381 | 188.0952 | 175.2874 | 165.8072 | 163.4439 | 156.6635 | 154.1505 | 149.7279 | 142.6683 | 133.9655 | 126.691 | 1.9932 | 1.6457 | 1.2827 | 0.29779 | 0.20478 | 0.76311 | 0.66504 | 0.32877 | 0.039202 | -0.4786 | -0.54188 | -0.21399 | 0.76015 | 3.3238 | 9.3464 | 8.9024 | 8.8116 | 7.6233 | 1.504 | 0.28978 | 0.038906 | 0.32233 | 0.72546 | 0.36358 | 44.0584 | 43.4354 | 42.7632 | 42.786 | 42.3156 | 41.5338 | 41.4974 | 41.4516 | 42.2959 | 44.2704 | 46.5905 | 48.6176 | 49.6195 | 50.1483 | 50.6995 | 51.0909 | 50.543 | 49.2546 | 47.4369 | 46.4359 | 45.647 | 44.7733 | 44.1445 | 43.5818 | 5.2837 | 4.6842 | 3.9988 | 2.3634 | 2.6166 | 3.6644 | 3.4231 | 4.0838 | 3.8402 | 3.392 | 3.054 | 3.0284 | 3.0262 | 3.0151 | 2.902 | 2.6544 | 2.6907 | 2.8672 | 3.139 | 2.6134 | 2.3071 | 2.4486 | 2.0473 | 2.1405
Portfolio Adjusted1-in-10Size: Over 200kWOrange County2015Typical Event Day | Portfolio Adjusted | 1-in-10 | Size: Over 200kW | Orange County | 2015 | Typical Event Day | 8 | 144.5621 | 139.2088 | 134.9395 | 135.2412 | 148.3141 | 180.9468 | 212.6516 | 235.2049 | 253.5211 | 262.6447 | 273.0718 | 274.6396 | 272.9765 | 270.8133 | 263.4597 | 247.7535 | 230.6859 | 212.6368 | 200.5527 | 197.0371 | 191.0606 | 179.5994 | 166.2913 | 157.5543 | -1.4135 | -1.5964 | -1.0972 | -1.3323 | -1.4979 | -1.2484 | -1.8428 | -1.2896 | -1.0362 | -1.0904 | -1.6954 | -1.6004 | -0.65531 | 2.6056 | 11.4729 | 11.534 | 10.9315 | 9.9011 | 3.1979 | 0.12899 | -0.69509 | -0.6361 | -0.43817 | -0.77124 | 77.9118 | 76.6277 | 75.4599 | 74.5381 | 73.5825 | 72.8417 | 72.5194 | 72.8883 | 75.7889 | 80.425 | 85.4219 | 90.1963 | 93.6826 | 96.0736 | 97.6279 | 97.9522 | 97.8991 | 96.8658 | 95.2673 | 92.7876 | 89.0875 | 85.4332 | 82.8864 | 81.0482 | 5.971 | 5.2928 | 4.4889 | 2.6261 | 2.9017 | 4.0651 | 3.6983 | 4.5018 | 4.3245 | 3.9836 | 3.7474 | 3.8071 | 3.8816 | 3.9338 | 3.835 | 3.5397 | 3.5319 | 3.5194 | 3.7913 | 3.1517 | 2.7776 | 2.9083 | 2.3977 | 2.5115
Portfolio Adjusted1-in-10Size: Over 200kWOrange County2016January Monthly Peak | Portfolio Adjusted | 1-in-10 | Size: Over 200kW | Orange County | 2016 | January Monthly Peak | 1 | 124.4708 | 119.0088 | 116.4256 | 117.7368 | 130.2725 | 162.2931 | 199.3249 | 219.0155 | 231.7617 | 229.327 | 228.0183 | 224.5059 | 219.5659 | 213.9999 | 205.0535 | 190.1286 | 178.1133 | 174.1232 | 168.2295 | 166.4317 | 160.9929 | 153.2498 | 143.4958 | 134.7963 | 2.0556 | 1.6849 | 1.3167 | 0.30531 | 0.21142 | 0.80476 | 0.71382 | 0.35769 | 0.042775 | -0.52016 | -0.58845 | -0.23307 | 0.83121 | 3.632 | 10.189 | 9.6561 | 9.4656 | 8.1214 | 1.6151 | 0.31287 | 0.041833 | 0.34624 | 0.77706 | 0.38684 | 42.1177 | 42.0476 | 41.3269 | 40.6886 | 40.1794 | 39.7875 | 39.5012 | 39.2183 | 39.808 | 42.1317 | 44.291 | 46.3631 | 47.7766 | 48.8442 | 49.8751 | 50.1697 | 49.616 | 48.3268 | 46.527 | 45.7999 | 45.1389 | 45.0413 | 44.7506 | 44.3293 | 5.4491 | 4.7958 | 4.105 | 2.4232 | 2.7014 | 3.8644 | 3.6742 | 4.443 | 4.1901 | 3.6866 | 3.3166 | 3.2985 | 3.3091 | 3.2948 | 3.1636 | 2.8791 | 2.8904 | 3.0546 | 3.3708 | 2.8216 | 2.4807 | 2.6302 | 2.193 | 2.2774
Portfolio Adjusted1-in-10Size: Over 200kWOrange County2016February Monthly Peak | Portfolio Adjusted | 1-in-10 | Size: Over 200kW | Orange County | 2016 | February Monthly Peak | 2 | 118.2089 | 113.6642 | 111.1055 | 112.8452 | 124.5908 | 153.885 | 186.8849 | 203.6751 | 214.452 | 214.3035 | 215.3418 | 214.747 | 211.8095 | 208.4672 | 200.6207 | 187.0304 | 174.9868 | 170.4232 | 162.8737 | 159.6803 | 154.3007 | 146.9174 | 137.2298 | 129.1336 | 1.9522 | 1.6093 | 1.2566 | 0.29263 | 0.2022 | 0.76307 | 0.66927 | 0.33264 | 0.03958 | -0.48608 | -0.55574 | -0.22294 | 0.80185 | 3.5381 | 9.9687 | 9.4987 | 9.2995 | 7.9488 | 1.5637 | 0.30017 | 0.040094 | 0.33193 | 0.74313 | 0.37059 | 47.9892 | 47.7732 | 47.4869 | 46.9758 | 46.4612 | 46.0709 | 45.4591 | 46.1862 | 47.0754 | 50.578 | 53.6154 | 56.9628 | 58.9856 | 59.9086 | 60.6208 | 60.8562 | 59.4676 | 58.4546 | 56.6506 | 54.6884 | 53.586 | 52.2715 | 51.1518 | 49.5849 | 5.175 | 4.5804 | 3.9174 | 2.3225 | 2.5836 | 3.6642 | 3.4449 | 4.1318 | 3.8772 | 3.4451 | 3.1322 | 3.1551 | 3.1922 | 3.2096 | 3.0952 | 2.8322 | 2.8396 | 2.9897 | 3.2635 | 2.7072 | 2.3776 | 2.5216 | 2.0972 | 2.1817
Portfolio Adjusted1-in-10Size: Over 200kWOrange County2016March Monthly Peak | Portfolio Adjusted | 1-in-10 | Size: Over 200kW | Orange County | 2016 | March Monthly Peak | 3 | 120.1523 | 115.5912 | 112.5168 | 113.7394 | 123.567 | 151.8401 | 178.9108 | 196.9327 | 209.3025 | 214.6309 | 221.0626 | 224.0488 | 224.6664 | 225.7996 | 218.6919 | 205.6163 | 191.0524 | 178.2755 | 167.4685 | 166.3272 | 161.586 | 152.8743 | 140.9366 | 131.8182 | 1.9843 | 1.6365 | 1.2725 | 0.29495 | 0.20054 | 0.75292 | 0.64071 | 0.32163 | 0.03863 | -0.48683 | -0.5705 | -0.23259 | 0.85052 | 3.8323 | 10.8667 | 10.4427 | 10.1533 | 8.315 | 1.6078 | 0.31267 | 0.041987 | 0.34539 | 0.76321 | 0.37829 | 61.5329 | 60.0303 | 58.8322 | 58.4264 | 57.0383 | 56.1355 | 55.6221 | 56.4566 | 59.9535 | 64.5568 | 69.5198 | 74.2033 | 77.4815 | 79.1379 | 79.8514 | 80.5415 | 80.481 | 79.5145 | 76.8471 | 73.2663 | 70.2189 | 67.1202 | 64.7072 | 62.8102 | 5.2601 | 4.6581 | 3.9672 | 2.3409 | 2.5624 | 3.6155 | 3.2979 | 3.9951 | 3.7841 | 3.4504 | 3.2154 | 3.2918 | 3.386 | 3.4764 | 3.374 | 3.1136 | 3.1003 | 3.1274 | 3.3555 | 2.8198 | 2.4899 | 2.6238 | 2.1539 | 2.2271
Portfolio Adjusted1-in-10Size: Over 200kWOrange County2016April Monthly Peak | Portfolio Adjusted | 1-in-10 | Size: Over 200kW | Orange County | 2016 | April Monthly Peak | 4 | 123.258 | 118.6918 | 115.4208 | 116.4203 | 126.4102 | 155.8971 | 184.123 | 205.0459 | 220.8966 | 228.7378 | 237.8636 | 242.0702 | 243.4182 | 244.6707 | 237.3826 | 222.5899 | 206.1065 | 190.7072 | 178.3187 | 175.9688 | 169.7053 | 158.9286 | 146.2408 | 136.5866 | 0.29727 | 0.048956 | 0.10178 | -0.47523 | -0.58968 | -0.21855 | -0.55018 | -0.44781 | -0.4654 | -0.74991 | -1.0767 | -0.87315 | 0.11377 | 3.1879 | 11.0133 | 10.7993 | 10.3168 | 8.8869 | 2.3188 | 0.21515 | -0.31073 | -0.13547 | 0.16045 | -0.17691 | 72.2566 | 70.2738 | 68.5389 | 66.7299 | 65.7959 | 65.0804 | 64.404 | 64.5662 | 67.7345 | 73.4304 | 79.8164 | 85.7013 | 89.5654 | 91.5443 | 92.2852 | 92.8744 | 92.8398 | 92.0063 | 90.4214 | 86.83 | 81.7749 | 77.6989 | 74.9034 | 72.6485 | 5.0367 | 4.4645 | 3.7986 | 2.2365 | 2.4468 | 3.4649 | 3.168 | 3.8826 | 3.7277 | 3.4323 | 3.2294 | 3.3197 | 3.4243 | 3.5161 | 3.4185 | 3.1462 | 3.1219 | 3.1227 | 3.335 | 2.7846 | 2.4408 | 2.5461 | 2.0861 | 2.154
Portfolio Adjusted1-in-10Size: Over 200kWOrange County2016May Monthly Peak | Portfolio Adjusted | 1-in-10 | Size: Over 200kW | Orange County | 2016 | May Monthly Peak | 5 | 128.9235 | 124.2145 | 120.1344 | 121.1356 | 132.6014 | 163.0787 | 192.0925 | 216.0007 | 234.5984 | 244.245 | 253.332 | 257.68 | 257.8791 | 257.1385 | 249.4978 | 232.7971 | 215.7248 | 199.5568 | 187.2217 | 182.4728 | 178.206 | 166.641 | 153.5716 | 144.0448 | -0.31663 | -0.53807 | -0.32645 | -0.77356 | -0.90633 | -0.58663 | -1.0095 | -0.75631 | -0.67982 | -0.88591 | -1.3169 | -1.1579 | -0.17483 | 3.0004 | 11.2917 | 11.1121 | 10.5683 | 9.2964 | 2.6545 | 0.18171 | -0.4549 | -0.32101 | -0.06039 | -0.39365 | 73.1257 | 71.6307 | 69.8872 | 69.2108 | 68.535 | 67.4837 | 66.9785 | 67.489 | 71.6971 | 78.1971 | 83.8903 | 88.3705 | 91.098 | 93.185 | 94.6348 | 95.5304 | 95.6227 | 94.3455 | 92.1218 | 89.3746 | 85.9122 | 82.0173 | 79.0002 | 76.7042 | 5.2472 | 4.6537 | 3.938 | 2.3178 | 2.5564 | 3.6101 | 3.2919 | 4.0738 | 3.9432 | 3.6504 | 3.4257 | 3.5197 | 3.6133 | 3.6806 | 3.5787 | 3.2774 | 3.2546 | 3.2546 | 3.4876 | 2.8761 | 2.5529 | 2.659 | 2.1819 | 2.2625
Portfolio Adjusted1-in-10Size: Over 200kWOrange County2016June Monthly Peak | Portfolio Adjusted | 1-in-10 | Size: Over 200kW | Orange County | 2016 | June Monthly Peak | 6 | 137.3854 | 132.5964 | 128.0208 | 129.1751 | 140.6597 | 170.1699 | 198.0385 | 218.6869 | 234.8143 | 243.4016 | 252.656 | 255.9829 | 254.9321 | 252.9333 | 246.2967 | 233.5554 | 218.9604 | 203.747 | 192.8952 | 186.9678 | 182.2856 | 172.4597 | 159.1755 | 150.2658 | -0.38171 | -0.61605 | -0.3784 | -0.84462 | -0.98163 | -0.63689 | -1.0705 | -0.7848 | -0.69274 | -0.88847 | -1.3246 | -1.1653 | -0.19217 | 2.9285 | 11.1282 | 11.1362 | 10.7114 | 9.4914 | 2.75 | 0.18338 | -0.47402 | -0.34449 | -0.078309 | -0.42496 | 74.4702 | 72.9254 | 71.4954 | 70.3462 | 69.0555 | 68.146 | 67.9012 | 68.783 | 72.0127 | 76.9294 | 82.3133 | 86.9306 | 90.2169 | 92.7356 | 94.5052 | 95.1688 | 95.4883 | 94.8856 | 93.456 | 91.1929 | 87.2133 | 82.8609 | 80.1367 | 78.0661 | 5.5924 | 4.9683 | 4.197 | 2.472 | 2.7121 | 3.7676 | 3.3943 | 4.125 | 3.9473 | 3.6382 | 3.417 | 3.497 | 3.5725 | 3.6209 | 3.5332 | 3.2885 | 3.3038 | 3.3234 | 3.5937 | 2.9473 | 2.6117 | 2.7522 | 2.2619 | 2.3606
Portfolio Adjusted1-in-10Size: Over 200kWOrange County2016July Monthly Peak | Portfolio Adjusted | 1-in-10 | Size: Over 200kW | Orange County | 2016 | July Monthly Peak | 7 | 142.9321 | 137.7067 | 133.4824 | 134.4011 | 146.4803 | 176.8966 | 204.993 | 225.1727 | 240.1258 | 248.3686 | 256.4354 | 258.2775 | 256.6019 | 254.8727 | 248.4222 | 236.2723 | 223.1887 | 208.4685 | 197.877 | 192.1475 | 186.9027 | 176.7876 | 163.2187 | 154.3595 | -0.97913 | -1.1863 | -0.79643 | -1.1378 | -1.2882 | -0.98692 | -1.4969 | -1.0562 | -0.86728 | -0.97905 | -1.4885 | -1.3673 | -0.43927 | 2.6608 | 10.9879 | 11.1108 | 10.7193 | 9.7088 | 3.0154 | 0.152 | -0.59886 | -0.51196 | -0.28379 | -0.62216 | 76.2125 | 75.1208 | 74.0132 | 72.9954 | 72.1598 | 71.6216 | 71.424 | 71.7724 | 74.8077 | 79.6763 | 84.4218 | 88.7852 | 91.7237 | 93.518 | 95.2845 | 95.7559 | 96.2086 | 95.0628 | 93.229 | 91.2536 | 88.0496 | 84.6335 | 82.2899 | 80.6171 | 5.8519 | 5.1897 | 4.4014 | 2.5869 | 2.8407 | 3.9392 | 3.5339 | 4.272 | 4.0601 | 3.734 | 3.4882 | 3.5488 | 3.6167 | 3.6698 | 3.5844 | 3.346 | 3.3871 | 3.4201 | 3.7079 | 3.0465 | 2.6934 | 2.8376 | 2.3328 | 2.4389
Portfolio Adjusted1-in-10Size: Over 200kWOrange County2016August Monthly Peak | Portfolio Adjusted | 1-in-10 | Size: Over 200kW | Orange County | 2016 | August Monthly Peak | 8 | 146.1391 | 140.6773 | 136.3517 | 136.5426 | 149.7519 | 183.0335 | 215.5238 | 239.2058 | 258.6999 | 268.2408 | 279.1275 | 280.6868 | 278.9887 | 276.5983 | 269.0671 | 252.7375 | 235.1505 | 216.4543 | 204.1328 | 200.451 | 194.0531 | 181.9877 | 168.4675 | 159.5142 | -1.9415 | -2.0942 | -1.4623 | -1.5718 | -1.7466 | -1.5524 | -2.2199 | -1.5387 | -1.2049 | -1.181 | -1.8681 | -1.815 | -0.90001 | 2.39 | 11.4966 | 11.6233 | 10.9624 | 10.0766 | 3.4278 | 0.09846 | -0.8069 | -0.78541 | -0.62484 | -0.94608 | 79.2858 | 78.0931 | 77.1041 | 76.2438 | 75.643 | 75.0085 | 74.5851 | 74.7866 | 77.8748 | 82.1528 | 86.8558 | 91.6691 | 95.3709 | 98.246 | 99.7839 | 100.1391 | 99.6751 | 98.167 | 96.8103 | 94.12 | 90.1667 | 86.6576 | 84.1529 | 82.4095 | 6.1297 | 5.4316 | 4.6062 | 2.6925 | 2.9753 | 4.1757 | 3.8064 | 4.6494 | 4.4812 | 4.1316 | 3.8899 | 3.9512 | 4.0286 | 4.0802 | 3.9773 | 3.6669 | 3.6561 | 3.6381 | 3.9188 | 3.256 | 2.8649 | 2.9926 | 2.4668 | 2.5821
Portfolio Adjusted1-in-10Size: Over 200kWOrange County2016September Monthly Peak | Portfolio Adjusted | 1-in-10 | Size: Over 200kW | Orange County | 2016 | September Monthly Peak | 9 | 145.6289 | 140.7072 | 135.7657 | 137.0267 | 150.4892 | 186.096 | 222.4647 | 246.3179 | 269.4655 | 280.3206 | 290.1114 | 291.1252 | 289.0329 | 287.402 | 278.9109 | 260.3201 | 241.5014 | 221.5735 | 211.0504 | 208.7138 | 197.8089 | 184.3921 | 170.2896 | 160.6148 | -2.3586 | -2.4938 | -1.7482 | -1.7662 | -1.9505 | -1.8226 | -2.593 | -1.7785 | -1.3824 | -1.2927 | -2.0581 | -2.0368 | -1.1304 | 2.2495 | 11.7275 | 11.85 | 11.1046 | 10.313 | 3.6921 | 0.074212 | -0.90787 | -0.9142 | -0.78335 | -1.0907 | 81.6788 | 80.3713 | 79.2271 | 78.5671 | 77.4718 | 76.5906 | 76.1672 | 76.2113 | 78.4603 | 82.9417 | 88.0968 | 93.4003 | 97.419 | 99.7947 | 100.9379 | 100.7449 | 100.2246 | 99.3477 | 97.5738 | 94.5838 | 90.9204 | 87.5806 | 84.9661 | 83.1001 | 6.2095 | 5.5227 | 4.6624 | 2.7468 | 3.0394 | 4.3159 | 3.9941 | 4.8669 | 4.7451 | 4.3891 | 4.1099 | 4.166 | 4.2428 | 4.3098 | 4.1911 | 3.8395 | 3.817 | 3.7859 | 4.1187 | 3.4464 | 2.9687 | 3.0824 | 2.5347 | 2.643
Portfolio Adjusted1-in-10Size: Over 200kWOrange County2016October Monthly Peak | Portfolio Adjusted | 1-in-10 | Size: Over 200kW | Orange County | 2016 | October Monthly Peak | 10 | 119.6266 | 115.8183 | 112.8671 | 114.4873 | 125.9303 | 155.5515 | 187.6922 | 208.2076 | 224.685 | 231.6707 | 240.2728 | 244.6145 | 244.8401 | 243.5588 | 236.2292 | 220.1226 | 204.0286 | 193.4954 | 181.2793 | 174.4136 | 165.8879 | 154.4649 | 143.2573 | 134.5281 | -0.47206 | -0.66991 | -0.43106 | -0.81186 | -0.9444 | -0.66409 | -1.1167 | -0.813 | -0.70549 | -0.86503 | -1.2984 | -1.1656 | -0.25183 | 2.7404 | 10.6089 | 10.4543 | 9.9288 | 9.0132 | 2.6355 | 0.16158 | -0.4601 | -0.34834 | -0.12169 | -0.42684 | 76.2146 | 75.7554 | 75.3239 | 73.7478 | 72.8184 | 72.1554 | 71.3997 | 71.0361 | 72.0928 | 75.4786 | 79.8346 | 84.5698 | 88.3685 | 91.444 | 93.0148 | 93.5495 | 92.9657 | 91.3308 | 88.9926 | 85.8042 | 82.19 | 79.6558 | 77.9907 | 76.4185 | 4.8737 | 4.3434 | 3.7034 | 2.1928 | 2.4302 | 3.4469 | 3.2197 | 3.9307 | 3.7804 | 3.4659 | 3.2523 | 3.3446 | 3.434 | 3.4897 | 3.3917 | 3.1021 | 3.0812 | 3.1589 | 3.3802 | 2.7518 | 2.3788 | 2.4672 | 2.0374 | 2.1152
Portfolio Adjusted1-in-10Size: Over 200kWOrange County2016November Monthly Peak | Portfolio Adjusted | 1-in-10 | Size: Over 200kW | Orange County | 2016 | November Monthly Peak | 11 | 121.4482 | 117.8555 | 114.1038 | 114.2932 | 125.2943 | 153.0465 | 181.2519 | 198.4792 | 210.9353 | 217.6276 | 223.4859 | 226.5319 | 226.3151 | 225.4428 | 217.4287 | 202.6513 | 189.009 | 182.7829 | 172.3662 | 166.179 | 159.8187 | 150.3455 | 139.0287 | 130.5138 | 2.0057 | 1.6686 | 1.2905 | 0.29638 | 0.20334 | 0.75891 | 0.6491 | 0.32415 | 0.038931 | -0.49362 | -0.57676 | -0.23517 | 0.85676 | 3.8262 | 10.8039 | 10.2921 | 10.0447 | 8.5253 | 1.6548 | 0.31239 | 0.041528 | 0.33968 | 0.75287 | 0.37455 | 63.6444 | 62.6408 | 62.0812 | 61.0053 | 59.772 | 58.7944 | 59.0343 | 59.4168 | 61.5279 | 65.5914 | 70.8771 | 75.3632 | 78.2243 | 79.8907 | 80.8779 | 80.8831 | 79.8158 | 77.4374 | 74.6419 | 72.1916 | 70.0884 | 68.2808 | 66.726 | 66.0317 | 5.3168 | 4.7493 | 4.0231 | 2.3523 | 2.5982 | 3.6442 | 3.3411 | 4.0264 | 3.8136 | 3.4985 | 3.2506 | 3.3283 | 3.4109 | 3.4709 | 3.3545 | 3.0688 | 3.0672 | 3.2065 | 3.4536 | 2.8173 | 2.4626 | 2.5804 | 2.1247 | 2.205
Portfolio Adjusted1-in-10Size: Over 200kWOrange County2016December Monthly Peak | Portfolio Adjusted | 1-in-10 | Size: Over 200kW | Orange County | 2016 | December Monthly Peak | 12 | 120.6928 | 116.238 | 113.413 | 114.8333 | 126.184 | 153.8946 | 185.7043 | 201.3077 | 212.4036 | 211.0018 | 209.9701 | 206.1239 | 200.7937 | 195.8381 | 188.0952 | 175.2874 | 165.8072 | 163.4439 | 156.6634 | 154.1505 | 149.7279 | 142.6683 | 133.9655 | 126.691 | 1.9932 | 1.6457 | 1.2827 | 0.29779 | 0.20478 | 0.76311 | 0.66504 | 0.32877 | 0.039202 | -0.4786 | -0.54188 | -0.21399 | 0.76015 | 3.3238 | 9.3464 | 8.9024 | 8.8116 | 7.6233 | 1.504 | 0.28978 | 0.038906 | 0.32233 | 0.72546 | 0.36358 | 44.0584 | 43.4354 | 42.7632 | 42.786 | 42.3156 | 41.5338 | 41.4974 | 41.4516 | 42.2959 | 44.2704 | 46.5905 | 48.6176 | 49.6195 | 50.1483 | 50.6995 | 51.0909 | 50.543 | 49.2546 | 47.4369 | 46.4359 | 45.647 | 44.7733 | 44.1445 | 43.5818 | 5.2837 | 4.6842 | 3.9988 | 2.3634 | 2.6166 | 3.6644 | 3.4231 | 4.0838 | 3.8402 | 3.392 | 3.054 | 3.0284 | 3.0262 | 3.0151 | 2.902 | 2.6544 | 2.6907 | 2.8672 | 3.139 | 2.6134 | 2.3071 | 2.4486 | 2.0473 | 2.1405
Portfolio Adjusted1-in-10Size: Over 200kWOrange County2016Typical Event Day | Portfolio Adjusted | 1-in-10 | Size: Over 200kW | Orange County | 2016 | Typical Event Day | 8 | 144.5621 | 139.2088 | 134.9395 | 135.2412 | 148.3141 | 180.9468 | 212.6516 | 235.2049 | 253.5211 | 262.6447 | 273.0718 | 274.6396 | 272.9765 | 270.8133 | 263.4597 | 247.7535 | 230.6859 | 212.6368 | 200.5527 | 197.0371 | 191.0605 | 179.5994 | 166.2913 | 157.5543 | -1.4135 | -1.5964 | -1.0972 | -1.3323 | -1.4979 | -1.2484 | -1.8428 | -1.2896 | -1.0362 | -1.0904 | -1.6954 | -1.6004 | -0.65531 | 2.6056 | 11.4729 | 11.534 | 10.9315 | 9.9011 | 3.1979 | 0.12899 | -0.69509 | -0.6361 | -0.43817 | -0.77124 | 77.9118 | 76.6277 | 75.46 | 74.5381 | 73.5825 | 72.8417 | 72.5194 | 72.8883 | 75.7889 | 80.425 | 85.4219 | 90.1963 | 93.6826 | 96.0736 | 97.6279 | 97.9522 | 97.8991 | 96.8658 | 95.2673 | 92.7876 | 89.0875 | 85.4332 | 82.8864 | 81.0482 | 5.971 | 5.2928 | 4.4889 | 2.6261 | 2.9017 | 4.0651 | 3.6983 | 4.5018 | 4.3245 | 3.9836 | 3.7474 | 3.8071 | 3.8816 | 3.9338 | 3.835 | 3.5397 | 3.5319 | 3.5194 | 3.7913 | 3.1517 | 2.7776 | 2.9083 | 2.3977 | 2.5115
Portfolio Adjusted1-in-10Size: Over 200kWOrange County2017January Monthly Peak | Portfolio Adjusted | 1-in-10 | Size: Over 200kW | Orange County | 2017 | January Monthly Peak | 1 | 124.4708 | 119.0088 | 116.4256 | 117.7368 | 130.2725 | 162.2931 | 199.3248 | 219.0155 | 231.7617 | 229.327 | 228.0183 | 224.5059 | 219.5659 | 213.9999 | 205.0535 | 190.1287 | 178.1133 | 174.1232 | 168.2295 | 166.4317 | 160.9929 | 153.2498 | 143.4958 | 134.7962 | 2.0556 | 1.6849 | 1.3167 | 0.30531 | 0.21142 | 0.80476 | 0.71382 | 0.35769 | 0.042775 | -0.52016 | -0.58845 | -0.23307 | 0.83121 | 3.632 | 10.189 | 9.6561 | 9.4656 | 8.1214 | 1.6151 | 0.31287 | 0.041833 | 0.34624 | 0.77706 | 0.38684 | 42.1177 | 42.0476 | 41.3269 | 40.6886 | 40.1794 | 39.7875 | 39.5012 | 39.2183 | 39.808 | 42.1317 | 44.291 | 46.3631 | 47.7766 | 48.8442 | 49.8751 | 50.1697 | 49.616 | 48.3268 | 46.527 | 45.7999 | 45.1389 | 45.0413 | 44.7506 | 44.3293 | 5.4491 | 4.7958 | 4.105 | 2.4232 | 2.7014 | 3.8644 | 3.6742 | 4.443 | 4.1901 | 3.6866 | 3.3166 | 3.2985 | 3.3091 | 3.2948 | 3.1636 | 2.8791 | 2.8904 | 3.0546 | 3.3708 | 2.8216 | 2.4807 | 2.6302 | 2.193 | 2.2774
Portfolio Adjusted1-in-10Size: Over 200kWOrange County2017February Monthly Peak | Portfolio Adjusted | 1-in-10 | Size: Over 200kW | Orange County | 2017 | February Monthly Peak | 2 | 118.2089 | 113.6642 | 111.1055 | 112.8451 | 124.5908 | 153.885 | 186.8849 | 203.6751 | 214.452 | 214.3035 | 215.3418 | 214.747 | 211.8095 | 208.4672 | 200.6207 | 187.0304 | 174.9868 | 170.4232 | 162.8737 | 159.6803 | 154.3007 | 146.9174 | 137.2298 | 129.1336 | 1.9522 | 1.6093 | 1.2566 | 0.29263 | 0.2022 | 0.76307 | 0.66927 | 0.33264 | 0.03958 | -0.48608 | -0.55574 | -0.22294 | 0.80185 | 3.5381 | 9.9687 | 9.4987 | 9.2995 | 7.9488 | 1.5637 | 0.30017 | 0.040094 | 0.33193 | 0.74313 | 0.37059 | 47.9892 | 47.7732 | 47.4869 | 46.9758 | 46.4612 | 46.0709 | 45.4591 | 46.1862 | 47.0754 | 50.578 | 53.6154 | 56.9628 | 58.9856 | 59.9086 | 60.6208 | 60.8563 | 59.4676 | 58.4546 | 56.6506 | 54.6884 | 53.586 | 52.2715 | 51.1518 | 49.5849 | 5.175 | 4.5804 | 3.9174 | 2.3225 | 2.5836 | 3.6642 | 3.4449 | 4.1318 | 3.8772 | 3.4451 | 3.1322 | 3.1551 | 3.1922 | 3.2096 | 3.0952 | 2.8322 | 2.8396 | 2.9897 | 3.2635 | 2.7072 | 2.3776 | 2.5216 | 2.0972 | 2.1817
Portfolio Adjusted1-in-10Size: Over 200kWOrange County2017March Monthly Peak | Portfolio Adjusted | 1-in-10 | Size: Over 200kW | Orange County | 2017 | March Monthly Peak | 3 | 120.1523 | 115.5912 | 112.5168 | 113.7394 | 123.567 | 151.8401 | 178.9108 | 196.9328 | 209.3025 | 214.6309 | 221.0626 | 224.0488 | 224.6664 | 225.7996 | 218.6919 | 205.6163 | 191.0524 | 178.2755 | 167.4685 | 166.3272 | 161.586 | 152.8743 | 140.9366 | 131.8182 | 1.9843 | 1.6365 | 1.2725 | 0.29495 | 0.20054 | 0.75292 | 0.64071 | 0.32163 | 0.03863 | -0.48683 | -0.5705 | -0.23259 | 0.85052 | 3.8323 | 10.8667 | 10.4427 | 10.1533 | 8.315 | 1.6078 | 0.31267 | 0.041987 | 0.34539 | 0.76321 | 0.37829 | 61.5329 | 60.0303 | 58.8322 | 58.4264 | 57.0383 | 56.1355 | 55.6221 | 56.4566 | 59.9535 | 64.5568 | 69.5198 | 74.2033 | 77.4815 | 79.1379 | 79.8514 | 80.5415 | 80.481 | 79.5145 | 76.8471 | 73.2663 | 70.2189 | 67.1202 | 64.7072 | 62.8102 | 5.2601 | 4.6581 | 3.9672 | 2.3409 | 2.5624 | 3.6155 | 3.2979 | 3.9951 | 3.7841 | 3.4504 | 3.2154 | 3.2918 | 3.386 | 3.4764 | 3.374 | 3.1136 | 3.1003 | 3.1274 | 3.3555 | 2.8198 | 2.4899 | 2.6238 | 2.1539 | 2.2271
Portfolio Adjusted1-in-10Size: Over 200kWOrange County2017April Monthly Peak | Portfolio Adjusted | 1-in-10 | Size: Over 200kW | Orange County | 2017 | April Monthly Peak | 4 | 123.258 | 118.6918 | 115.4208 | 116.4203 | 126.4102 | 155.8971 | 184.123 | 205.0459 | 220.8966 | 228.7378 | 237.8636 | 242.0702 | 243.4182 | 244.6707 | 237.3825 | 222.5899 | 206.1065 | 190.7072 | 178.3187 | 175.9688 | 169.7053 | 158.9286 | 146.2408 | 136.5866 | 0.29727 | 0.048956 | 0.10178 | -0.47523 | -0.58968 | -0.21855 | -0.55018 | -0.44781 | -0.4654 | -0.74991 | -1.0767 | -0.87315 | 0.11377 | 3.1879 | 11.0133 | 10.7993 | 10.3168 | 8.8869 | 2.3188 | 0.21515 | -0.31073 | -0.13547 | 0.16045 | -0.17691 | 72.2566 | 70.2738 | 68.5389 | 66.7299 | 65.7959 | 65.0804 | 64.404 | 64.5662 | 67.7345 | 73.4304 | 79.8164 | 85.7013 | 89.5654 | 91.5443 | 92.2852 | 92.8744 | 92.8398 | 92.0063 | 90.4214 | 86.83 | 81.7749 | 77.6989 | 74.9034 | 72.6485 | 5.0367 | 4.4645 | 3.7986 | 2.2365 | 2.4468 | 3.4649 | 3.168 | 3.8826 | 3.7277 | 3.4323 | 3.2294 | 3.3197 | 3.4243 | 3.5161 | 3.4185 | 3.1462 | 3.1219 | 3.1227 | 3.335 | 2.7846 | 2.4408 | 2.5461 | 2.0861 | 2.154
Portfolio Adjusted1-in-10Size: Over 200kWOrange County2017May Monthly Peak | Portfolio Adjusted | 1-in-10 | Size: Over 200kW | Orange County | 2017 | May Monthly Peak | 5 | 128.9235 | 124.2145 | 120.1344 | 121.1356 | 132.6014 | 163.0787 | 192.0925 | 216.0007 | 234.5984 | 244.245 | 253.332 | 257.68 | 257.8791 | 257.1385 | 249.4978 | 232.7971 | 215.7248 | 199.5568 | 187.2218 | 182.4728 | 178.206 | 166.641 | 153.5716 | 144.0448 | -0.31663 | -0.53807 | -0.32645 | -0.77356 | -0.90633 | -0.58663 | -1.0095 | -0.75631 | -0.67982 | -0.88591 | -1.3169 | -1.1579 | -0.17483 | 3.0004 | 11.2917 | 11.1121 | 10.5683 | 9.2964 | 2.6545 | 0.18171 | -0.4549 | -0.32101 | -0.06039 | -0.39365 | 73.1257 | 71.6307 | 69.8872 | 69.2108 | 68.535 | 67.4837 | 66.9785 | 67.489 | 71.6971 | 78.1971 | 83.8903 | 88.3705 | 91.098 | 93.185 | 94.6348 | 95.5304 | 95.6227 | 94.3455 | 92.1218 | 89.3746 | 85.9122 | 82.0173 | 79.0002 | 76.7042 | 5.2472 | 4.6537 | 3.938 | 2.3178 | 2.5564 | 3.6101 | 3.2919 | 4.0738 | 3.9432 | 3.6504 | 3.4257 | 3.5197 | 3.6133 | 3.6806 | 3.5787 | 3.2774 | 3.2546 | 3.2546 | 3.4876 | 2.8761 | 2.5529 | 2.659 | 2.1819 | 2.2625
Portfolio Adjusted1-in-10Size: Over 200kWOrange County2017June Monthly Peak | Portfolio Adjusted | 1-in-10 | Size: Over 200kW | Orange County | 2017 | June Monthly Peak | 6 | 137.3854 | 132.5964 | 128.0208 | 129.1751 | 140.6597 | 170.1699 | 198.0385 | 218.6869 | 234.8143 | 243.4016 | 252.656 | 255.9829 | 254.9321 | 252.9333 | 246.2967 | 233.5554 | 218.9604 | 203.747 | 192.8952 | 186.9678 | 182.2856 | 172.4597 | 159.1755 | 150.2658 | -0.38171 | -0.61605 | -0.3784 | -0.84462 | -0.98163 | -0.63689 | -1.0705 | -0.7848 | -0.69274 | -0.88847 | -1.3246 | -1.1653 | -0.19217 | 2.9285 | 11.1282 | 11.1362 | 10.7114 | 9.4914 | 2.75 | 0.18338 | -0.47402 | -0.34449 | -0.078309 | -0.42496 | 74.4702 | 72.9254 | 71.4954 | 70.3462 | 69.0555 | 68.146 | 67.9012 | 68.783 | 72.0127 | 76.9294 | 82.3133 | 86.9306 | 90.2169 | 92.7356 | 94.5052 | 95.1688 | 95.4883 | 94.8856 | 93.456 | 91.1929 | 87.2133 | 82.8609 | 80.1367 | 78.0661 | 5.5924 | 4.9683 | 4.197 | 2.472 | 2.7121 | 3.7676 | 3.3943 | 4.125 | 3.9473 | 3.6382 | 3.417 | 3.497 | 3.5725 | 3.6209 | 3.5332 | 3.2885 | 3.3038 | 3.3234 | 3.5937 | 2.9473 | 2.6117 | 2.7522 | 2.2619 | 2.3606
Portfolio Adjusted1-in-10Size: Over 200kWOrange County2017July Monthly Peak | Portfolio Adjusted | 1-in-10 | Size: Over 200kW | Orange County | 2017 | July Monthly Peak | 7 | 142.9321 | 137.7067 | 133.4824 | 134.4011 | 146.4803 | 176.8965 | 204.993 | 225.1727 | 240.1258 | 248.3686 | 256.4354 | 258.2775 | 256.6019 | 254.8727 | 248.4222 | 236.2723 | 223.1887 | 208.4685 | 197.877 | 192.1474 | 186.9027 | 176.7876 | 163.2187 | 154.3596 | -0.97913 | -1.1863 | -0.79643 | -1.1378 | -1.2882 | -0.98692 | -1.4969 | -1.0562 | -0.86728 | -0.97905 | -1.4885 | -1.3673 | -0.43927 | 2.6608 | 10.9879 | 11.1108 | 10.7192 | 9.7088 | 3.0154 | 0.152 | -0.59886 | -0.51196 | -0.28379 | -0.62216 | 76.2125 | 75.1208 | 74.0132 | 72.9954 | 72.1598 | 71.6216 | 71.424 | 71.7724 | 74.8077 | 79.6763 | 84.4218 | 88.7852 | 91.7237 | 93.518 | 95.2845 | 95.7559 | 96.2086 | 95.0628 | 93.229 | 91.2536 | 88.0496 | 84.6335 | 82.2899 | 80.6171 | 5.8519 | 5.1897 | 4.4014 | 2.5869 | 2.8407 | 3.9392 | 3.5339 | 4.272 | 4.0601 | 3.734 | 3.4882 | 3.5488 | 3.6167 | 3.6698 | 3.5844 | 3.346 | 3.3871 | 3.4201 | 3.7079 | 3.0465 | 2.6934 | 2.8376 | 2.3328 | 2.4389
Portfolio Adjusted1-in-10Size: Over 200kWOrange County2017August Monthly Peak | Portfolio Adjusted | 1-in-10 | Size: Over 200kW | Orange County | 2017 | August Monthly Peak | 8 | 146.1391 | 140.6773 | 136.3517 | 136.5426 | 149.7519 | 183.0335 | 215.5238 | 239.2058 | 258.6999 | 268.2408 | 279.1275 | 280.6868 | 278.9886 | 276.5983 | 269.0671 | 252.7375 | 235.1505 | 216.4543 | 204.1328 | 200.4511 | 194.0531 | 181.9877 | 168.4675 | 159.5142 | -1.9415 | -2.0942 | -1.4623 | -1.5718 | -1.7466 | -1.5524 | -2.2199 | -1.5387 | -1.2049 | -1.181 | -1.8681 | -1.815 | -0.90001 | 2.39 | 11.4966 | 11.6233 | 10.9624 | 10.0766 | 3.4278 | 0.09846 | -0.8069 | -0.78541 | -0.62484 | -0.94608 | 79.2858 | 78.0931 | 77.1041 | 76.2438 | 75.643 | 75.0085 | 74.5851 | 74.7866 | 77.8748 | 82.1528 | 86.8558 | 91.6691 | 95.3709 | 98.246 | 99.7839 | 100.1391 | 99.6751 | 98.167 | 96.8103 | 94.12 | 90.1667 | 86.6576 | 84.1529 | 82.4095 | 6.1297 | 5.4316 | 4.6062 | 2.6925 | 2.9753 | 4.1757 | 3.8064 | 4.6494 | 4.4812 | 4.1316 | 3.8899 | 3.9512 | 4.0286 | 4.0802 | 3.9773 | 3.6669 | 3.6561 | 3.6381 | 3.9188 | 3.256 | 2.8649 | 2.9926 | 2.4668 | 2.5821
Portfolio Adjusted1-in-10Size: Over 200kWOrange County2017September Monthly Peak | Portfolio Adjusted | 1-in-10 | Size: Over 200kW | Orange County | 2017 | September Monthly Peak | 9 | 145.6289 | 140.7072 | 135.7657 | 137.0267 | 150.4892 | 186.096 | 222.4647 | 246.3179 | 269.4656 | 280.3206 | 290.1114 | 291.1252 | 289.0329 | 287.402 | 278.9109 | 260.3201 | 241.5014 | 221.5735 | 211.0504 | 208.7138 | 197.8089 | 184.3921 | 170.2896 | 160.6147 | -2.3586 | -2.4938 | -1.7482 | -1.7662 | -1.9505 | -1.8226 | -2.593 | -1.7785 | -1.3824 | -1.2927 | -2.0581 | -2.0368 | -1.1304 | 2.2495 | 11.7275 | 11.85 | 11.1046 | 10.313 | 3.6921 | 0.074212 | -0.90787 | -0.9142 | -0.78335 | -1.0907 | 81.6788 | 80.3713 | 79.2271 | 78.5671 | 77.4718 | 76.5906 | 76.1672 | 76.2113 | 78.4603 | 82.9417 | 88.0968 | 93.4003 | 97.419 | 99.7947 | 100.9379 | 100.7449 | 100.2246 | 99.3477 | 97.5738 | 94.5838 | 90.9204 | 87.5806 | 84.9661 | 83.1001 | 6.2095 | 5.5227 | 4.6624 | 2.7468 | 3.0394 | 4.3159 | 3.9941 | 4.8669 | 4.7451 | 4.3891 | 4.1099 | 4.166 | 4.2428 | 4.3098 | 4.1911 | 3.8395 | 3.817 | 3.7859 | 4.1187 | 3.4464 | 2.9687 | 3.0824 | 2.5347 | 2.643
Portfolio Adjusted1-in-10Size: Over 200kWOrange County2017October Monthly Peak | Portfolio Adjusted | 1-in-10 | Size: Over 200kW | Orange County | 2017 | October Monthly Peak | 10 | 119.6267 | 115.8183 | 112.8671 | 114.4873 | 125.9303 | 155.5515 | 187.6921 | 208.2076 | 224.685 | 231.6707 | 240.2728 | 244.6145 | 244.8401 | 243.5588 | 236.2292 | 220.1226 | 204.0286 | 193.4954 | 181.2793 | 174.4136 | 165.8879 | 154.4649 | 143.2573 | 134.5281 | -0.47206 | -0.66991 | -0.43106 | -0.81186 | -0.9444 | -0.66409 | -1.1167 | -0.813 | -0.70549 | -0.86503 | -1.2984 | -1.1656 | -0.25183 | 2.7404 | 10.6089 | 10.4543 | 9.9288 | 9.0132 | 2.6355 | 0.16158 | -0.4601 | -0.34834 | -0.12169 | -0.42684 | 76.2146 | 75.7554 | 75.3239 | 73.7478 | 72.8184 | 72.1554 | 71.3997 | 71.0361 | 72.0928 | 75.4786 | 79.8346 | 84.5698 | 88.3685 | 91.444 | 93.0148 | 93.5494 | 92.9657 | 91.3308 | 88.9926 | 85.8042 | 82.19 | 79.6558 | 77.9906 | 76.4185 | 4.8737 | 4.3434 | 3.7034 | 2.1928 | 2.4302 | 3.4469 | 3.2197 | 3.9307 | 3.7804 | 3.4659 | 3.2523 | 3.3446 | 3.434 | 3.4897 | 3.3917 | 3.1021 | 3.0812 | 3.1589 | 3.3802 | 2.7518 | 2.3788 | 2.4672 | 2.0374 | 2.1152
Portfolio Adjusted1-in-10Size: Over 200kWOrange County2017November Monthly Peak | Portfolio Adjusted | 1-in-10 | Size: Over 200kW | Orange County | 2017 | November Monthly Peak | 11 | 121.4482 | 117.8555 | 114.1038 | 114.2932 | 125.2943 | 153.0465 | 181.2519 | 198.4792 | 210.9353 | 217.6276 | 223.4859 | 226.5319 | 226.3151 | 225.4428 | 217.4286 | 202.6513 | 189.009 | 182.7829 | 172.3662 | 166.179 | 159.8187 | 150.3455 | 139.0287 | 130.5138 | 2.0057 | 1.6686 | 1.2905 | 0.29638 | 0.20334 | 0.75891 | 0.6491 | 0.32415 | 0.038931 | -0.49362 | -0.57676 | -0.23517 | 0.85676 | 3.8262 | 10.8039 | 10.2921 | 10.0447 | 8.5253 | 1.6548 | 0.31239 | 0.041528 | 0.33968 | 0.75287 | 0.37455 | 63.6444 | 62.6408 | 62.0812 | 61.0053 | 59.772 | 58.7944 | 59.0343 | 59.4168 | 61.5279 | 65.5914 | 70.8771 | 75.3632 | 78.2243 | 79.8907 | 80.8779 | 80.8831 | 79.8158 | 77.4374 | 74.6419 | 72.1916 | 70.0884 | 68.2808 | 66.726 | 66.0317 | 5.3168 | 4.7493 | 4.0231 | 2.3523 | 2.5982 | 3.6442 | 3.3411 | 4.0264 | 3.8136 | 3.4986 | 3.2506 | 3.3283 | 3.4109 | 3.4709 | 3.3545 | 3.0688 | 3.0672 | 3.2065 | 3.4536 | 2.8173 | 2.4626 | 2.5804 | 2.1247 | 2.205
Portfolio Adjusted1-in-10Size: Over 200kWOrange County2017December Monthly Peak | Portfolio Adjusted | 1-in-10 | Size: Over 200kW | Orange County | 2017 | December Monthly Peak | 12 | 120.6928 | 116.238 | 113.413 | 114.8333 | 126.184 | 153.8946 | 185.7043 | 201.3077 | 212.4036 | 211.0018 | 209.9701 | 206.1239 | 200.7937 | 195.8381 | 188.0952 | 175.2874 | 165.8072 | 163.4439 | 156.6635 | 154.1505 | 149.7279 | 142.6683 | 133.9655 | 126.691 | 1.9932 | 1.6457 | 1.2827 | 0.29779 | 0.20478 | 0.76311 | 0.66504 | 0.32877 | 0.039202 | -0.4786 | -0.54188 | -0.21399 | 0.76015 | 3.3238 | 9.3464 | 8.9024 | 8.8116 | 7.6233 | 1.504 | 0.28978 | 0.038906 | 0.32233 | 0.72546 | 0.36358 | 44.0584 | 43.4354 | 42.7632 | 42.786 | 42.3156 | 41.5338 | 41.4974 | 41.4516 | 42.2959 | 44.2704 | 46.5905 | 48.6176 | 49.6195 | 50.1483 | 50.6995 | 51.0909 | 50.543 | 49.2546 | 47.4369 | 46.4359 | 45.647 | 44.7733 | 44.1445 | 43.5818 | 5.2837 | 4.6842 | 3.9988 | 2.3634 | 2.6166 | 3.6644 | 3.4231 | 4.0838 | 3.8402 | 3.392 | 3.054 | 3.0284 | 3.0262 | 3.0151 | 2.902 | 2.6544 | 2.6907 | 2.8672 | 3.139 | 2.6134 | 2.3071 | 2.4486 | 2.0473 | 2.1405
Portfolio Adjusted1-in-10Size: Over 200kWOrange County2017Typical Event Day | Portfolio Adjusted | 1-in-10 | Size: Over 200kW | Orange County | 2017 | Typical Event Day | 8 | 144.5621 | 139.2088 | 134.9395 | 135.2412 | 148.3141 | 180.9468 | 212.6516 | 235.2049 | 253.5211 | 262.6447 | 273.0718 | 274.6396 | 272.9765 | 270.8133 | 263.4597 | 247.7535 | 230.6859 | 212.6368 | 200.5527 | 197.0371 | 191.0605 | 179.5994 | 166.2913 | 157.5543 | -1.4135 | -1.5964 | -1.0972 | -1.3323 | -1.4979 | -1.2484 | -1.8428 | -1.2896 | -1.0362 | -1.0904 | -1.6954 | -1.6004 | -0.65531 | 2.6056 | 11.4729 | 11.534 | 10.9315 | 9.9011 | 3.1979 | 0.12899 | -0.69509 | -0.6361 | -0.43817 | -0.77124 | 77.9118 | 76.6277 | 75.46 | 74.5381 | 73.5825 | 72.8417 | 72.5194 | 72.8883 | 75.7889 | 80.425 | 85.4219 | 90.1963 | 93.6826 | 96.0736 | 97.6279 | 97.9522 | 97.8991 | 96.8658 | 95.2673 | 92.7876 | 89.0875 | 85.4332 | 82.8864 | 81.0482 | 5.971 | 5.2928 | 4.4889 | 2.6261 | 2.9017 | 4.0651 | 3.6983 | 4.5018 | 4.3245 | 3.9836 | 3.7474 | 3.8071 | 3.8816 | 3.9338 | 3.835 | 3.5397 | 3.5319 | 3.5194 | 3.7913 | 3.1517 | 2.7776 | 2.9083 | 2.3977 | 2.5115
Portfolio Adjusted1-in-10Size: Over 200kWOrange County2018January Monthly Peak | Portfolio Adjusted | 1-in-10 | Size: Over 200kW | Orange County | 2018 | January Monthly Peak | 1 | 124.4708 | 119.0088 | 116.4256 | 117.7368 | 130.2725 | 162.2931 | 199.3248 | 219.0155 | 231.7617 | 229.327 | 228.0183 | 224.5059 | 219.5659 | 213.9999 | 205.0535 | 190.1286 | 178.1133 | 174.1232 | 168.2295 | 166.4317 | 160.9929 | 153.2498 | 143.4958 | 134.7962 | 2.0556 | 1.6849 | 1.3167 | 0.30531 | 0.21142 | 0.80476 | 0.71382 | 0.35769 | 0.042775 | -0.52016 | -0.58845 | -0.23307 | 0.83121 | 3.632 | 10.189 | 9.6561 | 9.4656 | 8.1214 | 1.6151 | 0.31287 | 0.041833 | 0.34624 | 0.77706 | 0.38684 | 42.1177 | 42.0476 | 41.3269 | 40.6886 | 40.1794 | 39.7875 | 39.5012 | 39.2183 | 39.808 | 42.1317 | 44.291 | 46.3631 | 47.7766 | 48.8442 | 49.8751 | 50.1697 | 49.616 | 48.3268 | 46.527 | 45.7999 | 45.1389 | 45.0413 | 44.7506 | 44.3293 | 5.4491 | 4.7958 | 4.105 | 2.4232 | 2.7014 | 3.8644 | 3.6742 | 4.443 | 4.1901 | 3.6866 | 3.3166 | 3.2985 | 3.3091 | 3.2948 | 3.1636 | 2.8791 | 2.8904 | 3.0546 | 3.3708 | 2.8216 | 2.4807 | 2.6302 | 2.193 | 2.2774
Portfolio Adjusted1-in-10Size: Over 200kWOrange County2018February Monthly Peak | Portfolio Adjusted | 1-in-10 | Size: Over 200kW | Orange County | 2018 | February Monthly Peak | 2 | 118.2089 | 113.6642 | 111.1055 | 112.8452 | 124.5908 | 153.885 | 186.8849 | 203.6751 | 214.452 | 214.3035 | 215.3418 | 214.747 | 211.8095 | 208.4672 | 200.6207 | 187.0304 | 174.9868 | 170.4232 | 162.8737 | 159.6803 | 154.3007 | 146.9174 | 137.2298 | 129.1336 | 1.9522 | 1.6093 | 1.2566 | 0.29263 | 0.2022 | 0.76307 | 0.66927 | 0.33264 | 0.03958 | -0.48608 | -0.55574 | -0.22294 | 0.80185 | 3.5381 | 9.9687 | 9.4987 | 9.2995 | 7.9488 | 1.5637 | 0.30017 | 0.040094 | 0.33193 | 0.74313 | 0.37059 | 47.9892 | 47.7732 | 47.4869 | 46.9758 | 46.4612 | 46.0709 | 45.4591 | 46.1862 | 47.0754 | 50.578 | 53.6154 | 56.9628 | 58.9856 | 59.9086 | 60.6208 | 60.8562 | 59.4676 | 58.4546 | 56.6506 | 54.6884 | 53.586 | 52.2715 | 51.1518 | 49.5849 | 5.175 | 4.5804 | 3.9174 | 2.3225 | 2.5836 | 3.6642 | 3.4449 | 4.1318 | 3.8772 | 3.4451 | 3.1322 | 3.1551 | 3.1922 | 3.2096 | 3.0952 | 2.8322 | 2.8396 | 2.9897 | 3.2635 | 2.7072 | 2.3776 | 2.5216 | 2.0972 | 2.1817
Portfolio Adjusted1-in-10Size: Over 200kWOrange County2018March Monthly Peak | Portfolio Adjusted | 1-in-10 | Size: Over 200kW | Orange County | 2018 | March Monthly Peak | 3 | 120.1523 | 115.5912 | 112.5168 | 113.7394 | 123.567 | 151.8401 | 178.9108 | 196.9328 | 209.3025 | 214.6309 | 221.0626 | 224.0488 | 224.6664 | 225.7996 | 218.6919 | 205.6163 | 191.0524 | 178.2755 | 167.4685 | 166.3272 | 161.586 | 152.8742 | 140.9366 | 131.8182 | 1.9843 | 1.6365 | 1.2725 | 0.29495 | 0.20054 | 0.75292 | 0.64071 | 0.32163 | 0.03863 | -0.48683 | -0.5705 | -0.23259 | 0.85052 | 3.8323 | 10.8667 | 10.4427 | 10.1533 | 8.315 | 1.6078 | 0.31267 | 0.041987 | 0.34539 | 0.76321 | 0.37829 | 61.5329 | 60.0303 | 58.8322 | 58.4264 | 57.0383 | 56.1355 | 55.6221 | 56.4566 | 59.9535 | 64.5568 | 69.5198 | 74.2033 | 77.4815 | 79.1379 | 79.8514 | 80.5415 | 80.481 | 79.5145 | 76.8471 | 73.2664 | 70.2189 | 67.1202 | 64.7072 | 62.8102 | 5.2601 | 4.6581 | 3.9672 | 2.3409 | 2.5624 | 3.6155 | 3.2979 | 3.9951 | 3.7841 | 3.4504 | 3.2154 | 3.2918 | 3.386 | 3.4764 | 3.374 | 3.1136 | 3.1003 | 3.1274 | 3.3555 | 2.8198 | 2.4899 | 2.6238 | 2.1539 | 2.2271
Portfolio Adjusted1-in-10Size: Over 200kWOrange County2018April Monthly Peak | Portfolio Adjusted | 1-in-10 | Size: Over 200kW | Orange County | 2018 | April Monthly Peak | 4 | 123.258 | 118.6918 | 115.4208 | 116.4203 | 126.4102 | 155.8971 | 184.123 | 205.0459 | 220.8966 | 228.7378 | 237.8636 | 242.0702 | 243.4182 | 244.6707 | 237.3826 | 222.5899 | 206.1065 | 190.7072 | 178.3187 | 175.9688 | 169.7053 | 158.9286 | 146.2408 | 136.5866 | 0.29727 | 0.048956 | 0.10178 | -0.47523 | -0.58968 | -0.21855 | -0.55018 | -0.44781 | -0.4654 | -0.74991 | -1.0767 | -0.87315 | 0.11377 | 3.1879 | 11.0133 | 10.7993 | 10.3168 | 8.8869 | 2.3188 | 0.21515 | -0.31073 | -0.13547 | 0.16045 | -0.17691 | 72.2566 | 70.2738 | 68.5389 | 66.7299 | 65.7959 | 65.0804 | 64.404 | 64.5662 | 67.7345 | 73.4304 | 79.8164 | 85.7013 | 89.5654 | 91.5443 | 92.2852 | 92.8744 | 92.8398 | 92.0063 | 90.4213 | 86.83 | 81.7749 | 77.6989 | 74.9034 | 72.6485 | 5.0367 | 4.4645 | 3.7986 | 2.2365 | 2.4468 | 3.4649 | 3.168 | 3.8826 | 3.7277 | 3.4323 | 3.2294 | 3.3197 | 3.4243 | 3.5161 | 3.4185 | 3.1462 | 3.1219 | 3.1227 | 3.335 | 2.7846 | 2.4408 | 2.5461 | 2.0861 | 2.154
Portfolio Adjusted1-in-10Size: Over 200kWOrange County2018May Monthly Peak | Portfolio Adjusted | 1-in-10 | Size: Over 200kW | Orange County | 2018 | May Monthly Peak | 5 | 128.9235 | 124.2145 | 120.1344 | 121.1356 | 132.6014 | 163.0787 | 192.0925 | 216.0007 | 234.5984 | 244.245 | 253.332 | 257.68 | 257.8791 | 257.1385 | 249.4978 | 232.7971 | 215.7248 | 199.5568 | 187.2218 | 182.4728 | 178.206 | 166.641 | 153.5716 | 144.0448 | -0.31663 | -0.53807 | -0.32645 | -0.77356 | -0.90633 | -0.58663 | -1.0095 | -0.75631 | -0.67982 | -0.88591 | -1.3169 | -1.1579 | -0.17483 | 3.0004 | 11.2917 | 11.1121 | 10.5683 | 9.2964 | 2.6545 | 0.18171 | -0.4549 | -0.32101 | -0.06039 | -0.39365 | 73.1257 | 71.6307 | 69.8872 | 69.2108 | 68.535 | 67.4837 | 66.9785 | 67.489 | 71.6971 | 78.1971 | 83.8903 | 88.3705 | 91.098 | 93.185 | 94.6348 | 95.5304 | 95.6227 | 94.3455 | 92.1218 | 89.3746 | 85.9122 | 82.0173 | 79.0002 | 76.7042 | 5.2472 | 4.6537 | 3.938 | 2.3178 | 2.5564 | 3.6101 | 3.2919 | 4.0738 | 3.9432 | 3.6504 | 3.4257 | 3.5197 | 3.6133 | 3.6806 | 3.5787 | 3.2774 | 3.2546 | 3.2546 | 3.4876 | 2.8761 | 2.5529 | 2.659 | 2.1819 | 2.2625
Portfolio Adjusted1-in-10Size: Over 200kWOrange County2018June Monthly Peak | Portfolio Adjusted | 1-in-10 | Size: Over 200kW | Orange County | 2018 | June Monthly Peak | 6 | 137.3854 | 132.5964 | 128.0208 | 129.1751 | 140.6597 | 170.1699 | 198.0385 | 218.6869 | 234.8143 | 243.4016 | 252.656 | 255.9829 | 254.9321 | 252.9333 | 246.2967 | 233.5554 | 218.9604 | 203.747 | 192.8952 | 186.9678 | 182.2856 | 172.4597 | 159.1755 | 150.2658 | -0.38171 | -0.61605 | -0.3784 | -0.84462 | -0.98163 | -0.63689 | -1.0705 | -0.7848 | -0.69274 | -0.88847 | -1.3246 | -1.1653 | -0.19217 | 2.9285 | 11.1282 | 11.1362 | 10.7114 | 9.4914 | 2.75 | 0.18338 | -0.47402 | -0.34449 | -0.078309 | -0.42496 | 74.4702 | 72.9254 | 71.4954 | 70.3462 | 69.0555 | 68.146 | 67.9012 | 68.783 | 72.0127 | 76.9294 | 82.3133 | 86.9306 | 90.2169 | 92.7356 | 94.5052 | 95.1688 | 95.4883 | 94.8856 | 93.456 | 91.1929 | 87.2133 | 82.8609 | 80.1367 | 78.0661 | 5.5924 | 4.9683 | 4.197 | 2.472 | 2.7121 | 3.7676 | 3.3943 | 4.125 | 3.9473 | 3.6382 | 3.417 | 3.497 | 3.5725 | 3.6209 | 3.5332 | 3.2885 | 3.3038 | 3.3234 | 3.5937 | 2.9473 | 2.6117 | 2.7522 | 2.2619 | 2.3606
Portfolio Adjusted1-in-10Size: Over 200kWOrange County2018July Monthly Peak | Portfolio Adjusted | 1-in-10 | Size: Over 200kW | Orange County | 2018 | July Monthly Peak | 7 | 142.9321 | 137.7067 | 133.4824 | 134.4011 | 146.4803 | 176.8965 | 204.993 | 225.1727 | 240.1258 | 248.3686 | 256.4354 | 258.2775 | 256.6019 | 254.8727 | 248.4222 | 236.2723 | 223.1887 | 208.4685 | 197.877 | 192.1474 | 186.9027 | 176.7876 | 163.2187 | 154.3595 | -0.97913 | -1.1863 | -0.79643 | -1.1378 | -1.2882 | -0.98692 | -1.4969 | -1.0562 | -0.86728 | -0.97905 | -1.4885 | -1.3673 | -0.43927 | 2.6608 | 10.9879 | 11.1108 | 10.7193 | 9.7088 | 3.0154 | 0.152 | -0.59886 | -0.51196 | -0.28379 | -0.62216 | 76.2125 | 75.1208 | 74.0132 | 72.9954 | 72.1598 | 71.6216 | 71.424 | 71.7724 | 74.8077 | 79.6763 | 84.4218 | 88.7852 | 91.7237 | 93.518 | 95.2845 | 95.7559 | 96.2086 | 95.0628 | 93.229 | 91.2536 | 88.0496 | 84.6335 | 82.2899 | 80.6171 | 5.8519 | 5.1897 | 4.4014 | 2.5869 | 2.8407 | 3.9392 | 3.5339 | 4.272 | 4.0601 | 3.734 | 3.4882 | 3.5488 | 3.6167 | 3.6698 | 3.5844 | 3.346 | 3.3871 | 3.4201 | 3.7079 | 3.0465 | 2.6934 | 2.8376 | 2.3328 | 2.4389
Portfolio Adjusted1-in-10Size: Over 200kWOrange County2018August Monthly Peak | Portfolio Adjusted | 1-in-10 | Size: Over 200kW | Orange County | 2018 | August Monthly Peak | 8 | 146.1391 | 140.6773 | 136.3517 | 136.5426 | 149.7519 | 183.0335 | 215.5238 | 239.2058 | 258.6999 | 268.2408 | 279.1275 | 280.6868 | 278.9887 | 276.5983 | 269.0671 | 252.7375 | 235.1504 | 216.4543 | 204.1328 | 200.4511 | 194.0531 | 181.9877 | 168.4675 | 159.5142 | -1.9415 | -2.0942 | -1.4623 | -1.5718 | -1.7466 | -1.5524 | -2.2199 | -1.5387 | -1.2049 | -1.181 | -1.8681 | -1.815 | -0.90001 | 2.39 | 11.4966 | 11.6233 | 10.9624 | 10.0766 | 3.4278 | 0.09846 | -0.8069 | -0.78541 | -0.62484 | -0.94608 | 79.2858 | 78.0931 | 77.1041 | 76.2438 | 75.643 | 75.0085 | 74.5851 | 74.7866 | 77.8748 | 82.1528 | 86.8558 | 91.6691 | 95.3709 | 98.246 | 99.7839 | 100.1391 | 99.6751 | 98.167 | 96.8103 | 94.12 | 90.1667 | 86.6576 | 84.1529 | 82.4095 | 6.1297 | 5.4316 | 4.6062 | 2.6925 | 2.9753 | 4.1757 | 3.8064 | 4.6494 | 4.4812 | 4.1316 | 3.8899 | 3.9512 | 4.0286 | 4.0802 | 3.9773 | 3.6669 | 3.6561 | 3.6381 | 3.9188 | 3.256 | 2.8649 | 2.9926 | 2.4668 | 2.5821
Portfolio Adjusted1-in-10Size: Over 200kWOrange County2018September Monthly Peak | Portfolio Adjusted | 1-in-10 | Size: Over 200kW | Orange County | 2018 | September Monthly Peak | 9 | 145.6289 | 140.7072 | 135.7657 | 137.0267 | 150.4892 | 186.096 | 222.4647 | 246.3179 | 269.4655 | 280.3206 | 290.1115 | 291.1252 | 289.0329 | 287.402 | 278.9109 | 260.3201 | 241.5014 | 221.5735 | 211.0504 | 208.7138 | 197.8089 | 184.3922 | 170.2896 | 160.6147 | -2.3586 | -2.4938 | -1.7482 | -1.7662 | -1.9505 | -1.8226 | -2.593 | -1.7785 | -1.3824 | -1.2927 | -2.0581 | -2.0368 | -1.1304 | 2.2495 | 11.7275 | 11.85 | 11.1046 | 10.313 | 3.6921 | 0.074212 | -0.90787 | -0.9142 | -0.78335 | -1.0907 | 81.6788 | 80.3713 | 79.2271 | 78.5671 | 77.4718 | 76.5906 | 76.1673 | 76.2113 | 78.4603 | 82.9417 | 88.0968 | 93.4003 | 97.419 | 99.7947 | 100.9379 | 100.7449 | 100.2246 | 99.3477 | 97.5738 | 94.5839 | 90.9204 | 87.5806 | 84.9661 | 83.1001 | 6.2095 | 5.5227 | 4.6624 | 2.7468 | 3.0394 | 4.3159 | 3.9941 | 4.8669 | 4.7451 | 4.3891 | 4.1099 | 4.166 | 4.2428 | 4.3098 | 4.1911 | 3.8395 | 3.817 | 3.7859 | 4.1187 | 3.4464 | 2.9687 | 3.0824 | 2.5347 | 2.643
Portfolio Adjusted1-in-10Size: Over 200kWOrange County2018October Monthly Peak | Portfolio Adjusted | 1-in-10 | Size: Over 200kW | Orange County | 2018 | October Monthly Peak | 10 | 119.6266 | 115.8183 | 112.8671 | 114.4873 | 125.9303 | 155.5515 | 187.6921 | 208.2076 | 224.685 | 231.6707 | 240.2728 | 244.6145 | 244.8401 | 243.5588 | 236.2292 | 220.1226 | 204.0286 | 193.4954 | 181.2793 | 174.4136 | 165.8879 | 154.4649 | 143.2573 | 134.5281 | -0.47206 | -0.66991 | -0.43106 | -0.81186 | -0.9444 | -0.66409 | -1.1167 | -0.813 | -0.70549 | -0.86503 | -1.2984 | -1.1656 | -0.25183 | 2.7404 | 10.6089 | 10.4543 | 9.9288 | 9.0132 | 2.6355 | 0.16158 | -0.4601 | -0.34834 | -0.12169 | -0.42684 | 76.2146 | 75.7554 | 75.3239 | 73.7478 | 72.8184 | 72.1554 | 71.3997 | 71.0361 | 72.0928 | 75.4786 | 79.8346 | 84.5698 | 88.3685 | 91.444 | 93.0148 | 93.5494 | 92.9657 | 91.3308 | 88.9926 | 85.8042 | 82.19 | 79.6558 | 77.9906 | 76.4185 | 4.8737 | 4.3434 | 3.7034 | 2.1928 | 2.4302 | 3.4469 | 3.2197 | 3.9307 | 3.7804 | 3.4659 | 3.2523 | 3.3446 | 3.434 | 3.4897 | 3.3917 | 3.1021 | 3.0812 | 3.1589 | 3.3802 | 2.7518 | 2.3788 | 2.4672 | 2.0374 | 2.1152
Portfolio Adjusted1-in-10Size: Over 200kWOrange County2018November Monthly Peak | Portfolio Adjusted | 1-in-10 | Size: Over 200kW | Orange County | 2018 | November Monthly Peak | 11 | 121.4482 | 117.8555 | 114.1038 | 114.2932 | 125.2943 | 153.0465 | 181.2519 | 198.4792 | 210.9353 | 217.6276 | 223.4859 | 226.5319 | 226.3151 | 225.4428 | 217.4286 | 202.6512 | 189.009 | 182.7829 | 172.3662 | 166.179 | 159.8187 | 150.3455 | 139.0287 | 130.5138 | 2.0057 | 1.6686 | 1.2905 | 0.29638 | 0.20334 | 0.75891 | 0.64909 | 0.32415 | 0.038931 | -0.49362 | -0.57676 | -0.23517 | 0.85676 | 3.8262 | 10.8039 | 10.2921 | 10.0447 | 8.5253 | 1.6548 | 0.31239 | 0.041528 | 0.33968 | 0.75287 | 0.37455 | 63.6444 | 62.6408 | 62.0812 | 61.0053 | 59.772 | 58.7944 | 59.0343 | 59.4168 | 61.5279 | 65.5914 | 70.8771 | 75.3632 | 78.2243 | 79.8907 | 80.8779 | 80.8831 | 79.8158 | 77.4374 | 74.6419 | 72.1916 | 70.0884 | 68.2808 | 66.726 | 66.0317 | 5.3168 | 4.7493 | 4.0231 | 2.3523 | 2.5982 | 3.6442 | 3.3411 | 4.0264 | 3.8136 | 3.4985 | 3.2506 | 3.3283 | 3.4109 | 3.4709 | 3.3545 | 3.0688 | 3.0672 | 3.2065 | 3.4536 | 2.8173 | 2.4626 | 2.5804 | 2.1247 | 2.205
Portfolio Adjusted1-in-10Size: Over 200kWOrange County2018December Monthly Peak | Portfolio Adjusted | 1-in-10 | Size: Over 200kW | Orange County | 2018 | December Monthly Peak | 12 | 120.6928 | 116.238 | 113.413 | 114.8332 | 126.184 | 153.8946 | 185.7043 | 201.3077 | 212.4036 | 211.0018 | 209.9701 | 206.1239 | 200.7937 | 195.8381 | 188.0952 | 175.2874 | 165.8072 | 163.4439 | 156.6635 | 154.1505 | 149.7279 | 142.6683 | 133.9655 | 126.691 | 1.9932 | 1.6457 | 1.2827 | 0.29779 | 0.20478 | 0.76311 | 0.66504 | 0.32877 | 0.039202 | -0.4786 | -0.54188 | -0.21399 | 0.76015 | 3.3238 | 9.3464 | 8.9024 | 8.8116 | 7.6233 | 1.504 | 0.28978 | 0.038906 | 0.32233 | 0.72546 | 0.36358 | 44.0584 | 43.4354 | 42.7632 | 42.786 | 42.3156 | 41.5338 | 41.4974 | 41.4516 | 42.2959 | 44.2704 | 46.5905 | 48.6176 | 49.6195 | 50.1483 | 50.6995 | 51.0909 | 50.543 | 49.2546 | 47.4369 | 46.4359 | 45.647 | 44.7733 | 44.1445 | 43.5818 | 5.2837 | 4.6842 | 3.9988 | 2.3634 | 2.6166 | 3.6644 | 3.4231 | 4.0838 | 3.8402 | 3.392 | 3.054 | 3.0284 | 3.0262 | 3.0151 | 2.902 | 2.6544 | 2.6907 | 2.8672 | 3.139 | 2.6134 | 2.3071 | 2.4486 | 2.0473 | 2.1405
Portfolio Adjusted1-in-10Size: Over 200kWOrange County2018Typical Event Day | Portfolio Adjusted | 1-in-10 | Size: Over 200kW | Orange County | 2018 | Typical Event Day | 8 | 144.5621 | 139.2088 | 134.9395 | 135.2412 | 148.3141 | 180.9468 | 212.6516 | 235.2049 | 253.5211 | 262.6447 | 273.0718 | 274.6396 | 272.9765 | 270.8133 | 263.4597 | 247.7535 | 230.6859 | 212.6368 | 200.5527 | 197.0371 | 191.0605 | 179.5994 | 166.2913 | 157.5543 | -1.4135 | -1.5964 | -1.0972 | -1.3323 | -1.4979 | -1.2484 | -1.8428 | -1.2896 | -1.0362 | -1.0904 | -1.6954 | -1.6004 | -0.65531 | 2.6056 | 11.4729 | 11.534 | 10.9315 | 9.9011 | 3.1979 | 0.12899 | -0.69509 | -0.6361 | -0.43817 | -0.77124 | 77.9118 | 76.6277 | 75.4599 | 74.5381 | 73.5825 | 72.8417 | 72.5194 | 72.8883 | 75.7889 | 80.425 | 85.4219 | 90.1963 | 93.6826 | 96.0736 | 97.6279 | 97.9522 | 97.8991 | 96.8658 | 95.2673 | 92.7876 | 89.0875 | 85.4332 | 82.8864 | 81.0482 | 5.971 | 5.2928 | 4.4889 | 2.6261 | 2.9017 | 4.0651 | 3.6983 | 4.5018 | 4.3245 | 3.9836 | 3.7474 | 3.8071 | 3.8816 | 3.9338 | 3.835 | 3.5397 | 3.5319 | 3.5194 | 3.7913 | 3.1517 | 2.7776 | 2.9083 | 2.3977 | 2.5115
Portfolio Adjusted1-in-10Size: Over 200kWOrange County2019January Monthly Peak | Portfolio Adjusted | 1-in-10 | Size: Over 200kW | Orange County | 2019 | January Monthly Peak | 1 | 124.4708 | 119.0088 | 116.4256 | 117.7368 | 130.2725 | 162.2931 | 199.3248 | 219.0155 | 231.7617 | 229.327 | 228.0183 | 224.5059 | 219.5659 | 213.9999 | 205.0535 | 190.1286 | 178.1133 | 174.1232 | 168.2295 | 166.4317 | 160.9929 | 153.2498 | 143.4958 | 134.7962 | 2.0556 | 1.6849 | 1.3167 | 0.30531 | 0.21142 | 0.80476 | 0.71382 | 0.35769 | 0.042775 | -0.52016 | -0.58845 | -0.23307 | 0.83121 | 3.632 | 10.189 | 9.6561 | 9.4656 | 8.1214 | 1.6151 | 0.31287 | 0.041833 | 0.34624 | 0.77706 | 0.38684 | 42.1177 | 42.0476 | 41.3269 | 40.6886 | 40.1794 | 39.7875 | 39.5012 | 39.2183 | 39.808 | 42.1317 | 44.291 | 46.3631 | 47.7766 | 48.8442 | 49.8751 | 50.1697 | 49.616 | 48.3268 | 46.527 | 45.7999 | 45.1389 | 45.0413 | 44.7506 | 44.3293 | 5.4491 | 4.7958 | 4.105 | 2.4232 | 2.7014 | 3.8644 | 3.6742 | 4.443 | 4.1901 | 3.6866 | 3.3166 | 3.2985 | 3.3091 | 3.2948 | 3.1636 | 2.8791 | 2.8904 | 3.0546 | 3.3708 | 2.8216 | 2.4807 | 2.6302 | 2.193 | 2.2774
Portfolio Adjusted1-in-10Size: Over 200kWOrange County2019February Monthly Peak | Portfolio Adjusted | 1-in-10 | Size: Over 200kW | Orange County | 2019 | February Monthly Peak | 2 | 118.2089 | 113.6642 | 111.1055 | 112.8452 | 124.5908 | 153.885 | 186.8849 | 203.6751 | 214.452 | 214.3035 | 215.3417 | 214.747 | 211.8095 | 208.4672 | 200.6207 | 187.0304 | 174.9868 | 170.4232 | 162.8737 | 159.6803 | 154.3007 | 146.9174 | 137.2298 | 129.1336 | 1.9522 | 1.6093 | 1.2566 | 0.29263 | 0.2022 | 0.76307 | 0.66927 | 0.33264 | 0.03958 | -0.48608 | -0.55574 | -0.22294 | 0.80185 | 3.5381 | 9.9687 | 9.4987 | 9.2995 | 7.9488 | 1.5637 | 0.30017 | 0.040094 | 0.33193 | 0.74313 | 0.37059 | 47.9892 | 47.7732 | 47.4869 | 46.9758 | 46.4612 | 46.0709 | 45.4591 | 46.1862 | 47.0754 | 50.578 | 53.6154 | 56.9628 | 58.9856 | 59.9086 | 60.6208 | 60.8562 | 59.4676 | 58.4546 | 56.6506 | 54.6884 | 53.586 | 52.2715 | 51.1518 | 49.5849 | 5.175 | 4.5804 | 3.9174 | 2.3225 | 2.5836 | 3.6642 | 3.4449 | 4.1318 | 3.8772 | 3.4451 | 3.1322 | 3.1551 | 3.1922 | 3.2096 | 3.0952 | 2.8322 | 2.8396 | 2.9897 | 3.2635 | 2.7072 | 2.3776 | 2.5216 | 2.0972 | 2.1817
Portfolio Adjusted1-in-10Size: Over 200kWOrange County2019March Monthly Peak | Portfolio Adjusted | 1-in-10 | Size: Over 200kW | Orange County | 2019 | March Monthly Peak | 3 | 120.1523 | 115.5912 | 112.5168 | 113.7394 | 123.567 | 151.8401 | 178.9108 | 196.9328 | 209.3025 | 214.6309 | 221.0626 | 224.0488 | 224.6664 | 225.7996 | 218.6919 | 205.6163 | 191.0524 | 178.2754 | 167.4685 | 166.3272 | 161.586 | 152.8742 | 140.9366 | 131.8182 | 1.9843 | 1.6365 | 1.2725 | 0.29495 | 0.20054 | 0.75292 | 0.64071 | 0.32163 | 0.03863 | -0.48683 | -0.5705 | -0.23259 | 0.85052 | 3.8323 | 10.8667 | 10.4427 | 10.1533 | 8.315 | 1.6078 | 0.31267 | 0.041987 | 0.34539 | 0.76321 | 0.37829 | 61.5329 | 60.0303 | 58.8322 | 58.4264 | 57.0383 | 56.1355 | 55.6221 | 56.4566 | 59.9535 | 64.5568 | 69.5198 | 74.2033 | 77.4815 | 79.1379 | 79.8514 | 80.5415 | 80.481 | 79.5145 | 76.8471 | 73.2664 | 70.2189 | 67.1202 | 64.7072 | 62.8102 | 5.2601 | 4.6581 | 3.9672 | 2.3409 | 2.5624 | 3.6155 | 3.2979 | 3.9951 | 3.7841 | 3.4504 | 3.2154 | 3.2918 | 3.386 | 3.4764 | 3.374 | 3.1136 | 3.1003 | 3.1274 | 3.3555 | 2.8198 | 2.4899 | 2.6238 | 2.1539 | 2.2271
Portfolio Adjusted1-in-10Size: Over 200kWOrange County2019April Monthly Peak | Portfolio Adjusted | 1-in-10 | Size: Over 200kW | Orange County | 2019 | April Monthly Peak | 4 | 123.258 | 118.6918 | 115.4208 | 116.4203 | 126.4102 | 155.8971 | 184.123 | 205.0459 | 220.8966 | 228.7378 | 237.8636 | 242.0702 | 243.4182 | 244.6707 | 237.3826 | 222.5899 | 206.1065 | 190.7072 | 178.3187 | 175.9688 | 169.7053 | 158.9286 | 146.2408 | 136.5866 | 0.29727 | 0.048956 | 0.10178 | -0.47523 | -0.58968 | -0.21855 | -0.55018 | -0.44781 | -0.4654 | -0.74991 | -1.0767 | -0.87315 | 0.11377 | 3.1879 | 11.0133 | 10.7993 | 10.3168 | 8.8869 | 2.3188 | 0.21515 | -0.31073 | -0.13547 | 0.16045 | -0.17691 | 72.2566 | 70.2738 | 68.5389 | 66.7299 | 65.7959 | 65.0804 | 64.404 | 64.5662 | 67.7345 | 73.4304 | 79.8164 | 85.7013 | 89.5654 | 91.5443 | 92.2852 | 92.8744 | 92.8398 | 92.0063 | 90.4214 | 86.83 | 81.7749 | 77.6989 | 74.9034 | 72.6485 | 5.0367 | 4.4645 | 3.7986 | 2.2365 | 2.4468 | 3.4649 | 3.168 | 3.8826 | 3.7277 | 3.4323 | 3.2294 | 3.3197 | 3.4243 | 3.5161 | 3.4185 | 3.1462 | 3.1219 | 3.1227 | 3.335 | 2.7846 | 2.4408 | 2.5461 | 2.0861 | 2.154
Portfolio Adjusted1-in-10Size: Over 200kWOrange County2019May Monthly Peak | Portfolio Adjusted | 1-in-10 | Size: Over 200kW | Orange County | 2019 | May Monthly Peak | 5 | 128.9235 | 124.2145 | 120.1344 | 121.1356 | 132.6014 | 163.0787 | 192.0925 | 216.0007 | 234.5984 | 244.245 | 253.332 | 257.68 | 257.8791 | 257.1385 | 249.4978 | 232.7971 | 215.7248 | 199.5568 | 187.2218 | 182.4728 | 178.206 | 166.641 | 153.5716 | 144.0448 | -0.31663 | -0.53807 | -0.32645 | -0.77356 | -0.90633 | -0.58663 | -1.0095 | -0.75631 | -0.67982 | -0.88591 | -1.3169 | -1.1579 | -0.17483 | 3.0004 | 11.2917 | 11.1121 | 10.5683 | 9.2964 | 2.6545 | 0.18171 | -0.4549 | -0.32101 | -0.06039 | -0.39365 | 73.1257 | 71.6307 | 69.8872 | 69.2108 | 68.535 | 67.4837 | 66.9785 | 67.489 | 71.6971 | 78.1971 | 83.8903 | 88.3705 | 91.098 | 93.185 | 94.6348 | 95.5304 | 95.6227 | 94.3455 | 92.1218 | 89.3746 | 85.9122 | 82.0173 | 79.0002 | 76.7042 | 5.2472 | 4.6537 | 3.938 | 2.3178 | 2.5564 | 3.6101 | 3.2919 | 4.0738 | 3.9432 | 3.6504 | 3.4257 | 3.5197 | 3.6133 | 3.6806 | 3.5787 | 3.2774 | 3.2546 | 3.2546 | 3.4876 | 2.8761 | 2.5529 | 2.659 | 2.1819 | 2.2625
Portfolio Adjusted1-in-10Size: Over 200kWOrange County2019June Monthly Peak | Portfolio Adjusted | 1-in-10 | Size: Over 200kW | Orange County | 2019 | June Monthly Peak | 6 | 137.3854 | 132.5964 | 128.0208 | 129.1751 | 140.6597 | 170.1699 | 198.0385 | 218.6869 | 234.8143 | 243.4016 | 252.656 | 255.9829 | 254.9321 | 252.9333 | 246.2967 | 233.5554 | 218.9604 | 203.747 | 192.8952 | 186.9678 | 182.2856 | 172.4597 | 159.1755 | 150.2658 | -0.38171 | -0.61605 | -0.3784 | -0.84462 | -0.98163 | -0.63689 | -1.0705 | -0.7848 | -0.69274 | -0.88847 | -1.3246 | -1.1653 | -0.19217 | 2.9285 | 11.1282 | 11.1362 | 10.7114 | 9.4914 | 2.75 | 0.18338 | -0.47402 | -0.34449 | -0.078309 | -0.42496 | 74.4702 | 72.9254 | 71.4954 | 70.3462 | 69.0555 | 68.146 | 67.9012 | 68.783 | 72.0127 | 76.9294 | 82.3133 | 86.9306 | 90.2169 | 92.7356 | 94.5052 | 95.1688 | 95.4883 | 94.8856 | 93.456 | 91.1929 | 87.2133 | 82.8609 | 80.1367 | 78.0661 | 5.5924 | 4.9683 | 4.197 | 2.472 | 2.7121 | 3.7676 | 3.3943 | 4.125 | 3.9473 | 3.6382 | 3.417 | 3.497 | 3.5725 | 3.6209 | 3.5332 | 3.2885 | 3.3038 | 3.3234 | 3.5937 | 2.9473 | 2.6117 | 2.7522 | 2.2619 | 2.3606
Portfolio Adjusted1-in-10Size: Over 200kWOrange County2019July Monthly Peak | Portfolio Adjusted | 1-in-10 | Size: Over 200kW | Orange County | 2019 | July Monthly Peak | 7 | 142.9321 | 137.7067 | 133.4824 | 134.4011 | 146.4803 | 176.8965 | 204.993 | 225.1727 | 240.1258 | 248.3686 | 256.4354 | 258.2775 | 256.6019 | 254.8727 | 248.4222 | 236.2723 | 223.1887 | 208.4685 | 197.877 | 192.1474 | 186.9027 | 176.7875 | 163.2187 | 154.3596 | -0.97913 | -1.1863 | -0.79643 | -1.1378 | -1.2882 | -0.98692 | -1.4969 | -1.0562 | -0.86728 | -0.97905 | -1.4885 | -1.3673 | -0.43927 | 2.6608 | 10.9879 | 11.1108 | 10.7193 | 9.7088 | 3.0154 | 0.152 | -0.59886 | -0.51196 | -0.28379 | -0.62216 | 76.2125 | 75.1208 | 74.0133 | 72.9954 | 72.1598 | 71.6216 | 71.424 | 71.7724 | 74.8077 | 79.6763 | 84.4218 | 88.7852 | 91.7237 | 93.518 | 95.2845 | 95.7559 | 96.2086 | 95.0628 | 93.229 | 91.2536 | 88.0496 | 84.6335 | 82.2899 | 80.6171 | 5.8519 | 5.1897 | 4.4014 | 2.5869 | 2.8407 | 3.9392 | 3.5339 | 4.272 | 4.0601 | 3.734 | 3.4882 | 3.5488 | 3.6167 | 3.6698 | 3.5844 | 3.346 | 3.3871 | 3.4201 | 3.7079 | 3.0465 | 2.6934 | 2.8376 | 2.3328 | 2.4389
Portfolio Adjusted1-in-10Size: Over 200kWOrange County2019August Monthly Peak | Portfolio Adjusted | 1-in-10 | Size: Over 200kW | Orange County | 2019 | August Monthly Peak | 8 | 146.1391 | 140.6773 | 136.3517 | 136.5426 | 149.7519 | 183.0335 | 215.5238 | 239.2058 | 258.6999 | 268.2408 | 279.1275 | 280.6868 | 278.9887 | 276.5983 | 269.0671 | 252.7375 | 235.1505 | 216.4543 | 204.1328 | 200.4511 | 194.0531 | 181.9877 | 168.4675 | 159.5142 | -1.9415 | -2.0942 | -1.4623 | -1.5718 | -1.7466 | -1.5524 | -2.2199 | -1.5387 | -1.2049 | -1.181 | -1.8681 | -1.815 | -0.90001 | 2.39 | 11.4966 | 11.6233 | 10.9624 | 10.0766 | 3.4278 | 0.09846 | -0.8069 | -0.78541 | -0.62484 | -0.94608 | 79.2858 | 78.0931 | 77.1041 | 76.2438 | 75.643 | 75.0085 | 74.5851 | 74.7866 | 77.8748 | 82.1528 | 86.8558 | 91.6691 | 95.3709 | 98.246 | 99.7839 | 100.1391 | 99.6751 | 98.167 | 96.8103 | 94.12 | 90.1667 | 86.6576 | 84.1529 | 82.4095 | 6.1297 | 5.4316 | 4.6062 | 2.6925 | 2.9753 | 4.1757 | 3.8064 | 4.6494 | 4.4812 | 4.1316 | 3.8899 | 3.9512 | 4.0286 | 4.0802 | 3.9773 | 3.6669 | 3.6561 | 3.6381 | 3.9188 | 3.256 | 2.8649 | 2.9926 | 2.4668 | 2.5821
Portfolio Adjusted1-in-10Size: Over 200kWOrange County2019September Monthly Peak | Portfolio Adjusted | 1-in-10 | Size: Over 200kW | Orange County | 2019 | September Monthly Peak | 9 | 145.6289 | 140.7072 | 135.7657 | 137.0267 | 150.4892 | 186.096 | 222.4647 | 246.3179 | 269.4655 | 280.3206 | 290.1114 | 291.1252 | 289.0329 | 287.402 | 278.9109 | 260.3201 | 241.5014 | 221.5735 | 211.0504 | 208.7138 | 197.8089 | 184.3922 | 170.2896 | 160.6147 | -2.3586 | -2.4938 | -1.7482 | -1.7662 | -1.9505 | -1.8226 | -2.593 | -1.7785 | -1.3824 | -1.2927 | -2.0581 | -2.0368 | -1.1304 | 2.2495 | 11.7275 | 11.85 | 11.1046 | 10.313 | 3.6921 | 0.074212 | -0.90787 | -0.9142 | -0.78335 | -1.0907 | 81.6788 | 80.3713 | 79.2271 | 78.5671 | 77.4718 | 76.5906 | 76.1672 | 76.2113 | 78.4603 | 82.9417 | 88.0968 | 93.4003 | 97.419 | 99.7947 | 100.9379 | 100.7449 | 100.2246 | 99.3477 | 97.5738 | 94.5839 | 90.9204 | 87.5806 | 84.9661 | 83.1001 | 6.2095 | 5.5227 | 4.6624 | 2.7468 | 3.0394 | 4.3159 | 3.9941 | 4.8669 | 4.7451 | 4.3891 | 4.1099 | 4.166 | 4.2428 | 4.3098 | 4.1911 | 3.8395 | 3.817 | 3.7859 | 4.1187 | 3.4464 | 2.9687 | 3.0824 | 2.5347 | 2.643
Portfolio Adjusted1-in-10Size: Over 200kWOrange County2019October Monthly Peak | Portfolio Adjusted | 1-in-10 | Size: Over 200kW | Orange County | 2019 | October Monthly Peak | 10 | 119.6266 | 115.8183 | 112.8671 | 114.4873 | 125.9303 | 155.5515 | 187.6921 | 208.2076 | 224.685 | 231.6707 | 240.2728 | 244.6145 | 244.8401 | 243.5588 | 236.2292 | 220.1226 | 204.0286 | 193.4954 | 181.2793 | 174.4136 | 165.8879 | 154.4649 | 143.2573 | 134.5281 | -0.47206 | -0.66991 | -0.43106 | -0.81186 | -0.9444 | -0.66409 | -1.1167 | -0.813 | -0.70549 | -0.86503 | -1.2984 | -1.1656 | -0.25183 | 2.7404 | 10.6089 | 10.4543 | 9.9288 | 9.0132 | 2.6355 | 0.16158 | -0.4601 | -0.34834 | -0.12169 | -0.42684 | 76.2146 | 75.7554 | 75.3239 | 73.7478 | 72.8184 | 72.1554 | 71.3997 | 71.0361 | 72.0928 | 75.4786 | 79.8346 | 84.5698 | 88.3685 | 91.444 | 93.0148 | 93.5494 | 92.9657 | 91.3308 | 88.9926 | 85.8042 | 82.19 | 79.6558 | 77.9906 | 76.4185 | 4.8737 | 4.3434 | 3.7034 | 2.1928 | 2.4302 | 3.4469 | 3.2197 | 3.9307 | 3.7804 | 3.4659 | 3.2523 | 3.3446 | 3.434 | 3.4897 | 3.3917 | 3.1021 | 3.0812 | 3.1589 | 3.3802 | 2.7518 | 2.3788 | 2.4672 | 2.0374 | 2.1152
Portfolio Adjusted1-in-10Size: Over 200kWOrange County2019November Monthly Peak | Portfolio Adjusted | 1-in-10 | Size: Over 200kW | Orange County | 2019 | November Monthly Peak | 11 | 121.4482 | 117.8555 | 114.1038 | 114.2932 | 125.2943 | 153.0465 | 181.2519 | 198.4792 | 210.9353 | 217.6276 | 223.4859 | 226.5319 | 226.3151 | 225.4428 | 217.4287 | 202.6512 | 189.009 | 182.7829 | 172.3662 | 166.179 | 159.8187 | 150.3455 | 139.0287 | 130.5138 | 2.0057 | 1.6686 | 1.2905 | 0.29638 | 0.20334 | 0.75891 | 0.64909 | 0.32415 | 0.038931 | -0.49362 | -0.57676 | -0.23517 | 0.85676 | 3.8262 | 10.8039 | 10.2921 | 10.0447 | 8.5253 | 1.6548 | 0.31239 | 0.041528 | 0.33968 | 0.75287 | 0.37455 | 63.6444 | 62.6408 | 62.0812 | 61.0053 | 59.772 | 58.7944 | 59.0343 | 59.4168 | 61.5279 | 65.5914 | 70.8771 | 75.3632 | 78.2243 | 79.8907 | 80.8779 | 80.8831 | 79.8158 | 77.4374 | 74.6419 | 72.1916 | 70.0884 | 68.2808 | 66.726 | 66.0317 | 5.3168 | 4.7493 | 4.0231 | 2.3523 | 2.5982 | 3.6442 | 3.3411 | 4.0264 | 3.8136 | 3.4985 | 3.2506 | 3.3283 | 3.4109 | 3.4709 | 3.3545 | 3.0687 | 3.0672 | 3.2065 | 3.4536 | 2.8173 | 2.4626 | 2.5804 | 2.1247 | 2.205
Portfolio Adjusted1-in-10Size: Over 200kWOrange County2019December Monthly Peak | Portfolio Adjusted | 1-in-10 | Size: Over 200kW | Orange County | 2019 | December Monthly Peak | 12 | 120.6928 | 116.238 | 113.413 | 114.8333 | 126.184 | 153.8946 | 185.7043 | 201.3077 | 212.4036 | 211.0018 | 209.9701 | 206.1239 | 200.7937 | 195.8381 | 188.0952 | 175.2874 | 165.8072 | 163.4439 | 156.6635 | 154.1505 | 149.7279 | 142.6683 | 133.9655 | 126.691 | 1.9932 | 1.6457 | 1.2827 | 0.29779 | 0.20478 | 0.76311 | 0.66504 | 0.32877 | 0.039202 | -0.4786 | -0.54188 | -0.21399 | 0.76015 | 3.3238 | 9.3464 | 8.9024 | 8.8116 | 7.6233 | 1.504 | 0.28978 | 0.038906 | 0.32233 | 0.72546 | 0.36358 | 44.0584 | 43.4354 | 42.7632 | 42.786 | 42.3156 | 41.5338 | 41.4974 | 41.4516 | 42.2959 | 44.2704 | 46.5905 | 48.6176 | 49.6195 | 50.1483 | 50.6995 | 51.0909 | 50.543 | 49.2546 | 47.4369 | 46.4359 | 45.647 | 44.7733 | 44.1445 | 43.5818 | 5.2837 | 4.6842 | 3.9988 | 2.3634 | 2.6166 | 3.6644 | 3.4231 | 4.0838 | 3.8402 | 3.392 | 3.054 | 3.0284 | 3.0262 | 3.0151 | 2.902 | 2.6544 | 2.6907 | 2.8672 | 3.139 | 2.6134 | 2.3071 | 2.4486 | 2.0473 | 2.1405
Portfolio Adjusted1-in-10Size: Over 200kWOrange County2019Typical Event Day | Portfolio Adjusted | 1-in-10 | Size: Over 200kW | Orange County | 2019 | Typical Event Day | 8 | 144.5621 | 139.2088 | 134.9395 | 135.2412 | 148.3141 | 180.9468 | 212.6516 | 235.2049 | 253.521 | 262.6447 | 273.0718 | 274.6396 | 272.9765 | 270.8133 | 263.4597 | 247.7535 | 230.6859 | 212.6368 | 200.5527 | 197.037 | 191.0605 | 179.5994 | 166.2913 | 157.5543 | -1.4135 | -1.5964 | -1.0972 | -1.3323 | -1.4979 | -1.2484 | -1.8428 | -1.2896 | -1.0362 | -1.0904 | -1.6954 | -1.6004 | -0.65531 | 2.6056 | 11.4729 | 11.534 | 10.9315 | 9.9011 | 3.1979 | 0.12899 | -0.69509 | -0.6361 | -0.43817 | -0.77124 | 77.9118 | 76.6277 | 75.4599 | 74.5381 | 73.5825 | 72.8417 | 72.5194 | 72.8883 | 75.7889 | 80.425 | 85.4219 | 90.1963 | 93.6826 | 96.0736 | 97.6279 | 97.9522 | 97.8991 | 96.8658 | 95.2673 | 92.7876 | 89.0875 | 85.4332 | 82.8864 | 81.0482 | 5.971 | 5.2928 | 4.4889 | 2.6261 | 2.9017 | 4.0651 | 3.6983 | 4.5018 | 4.3245 | 3.9836 | 3.7474 | 3.8071 | 3.8816 | 3.9338 | 3.835 | 3.5397 | 3.5319 | 3.5194 | 3.7913 | 3.1517 | 2.7776 | 2.9083 | 2.3977 | 2.5115
Portfolio Adjusted1-in-10Size: Over 200kWOrange County2020January Monthly Peak | Portfolio Adjusted | 1-in-10 | Size: Over 200kW | Orange County | 2020 | January Monthly Peak | 1 | 124.4708 | 119.0088 | 116.4256 | 117.7368 | 130.2725 | 162.2931 | 199.3248 | 219.0155 | 231.7617 | 229.327 | 228.0183 | 224.5059 | 219.5659 | 213.9999 | 205.0535 | 190.1286 | 178.1133 | 174.1232 | 168.2295 | 166.4317 | 160.9929 | 153.2498 | 143.4958 | 134.7962 | 2.0556 | 1.6849 | 1.3167 | 0.30531 | 0.21142 | 0.80476 | 0.71382 | 0.35769 | 0.042775 | -0.52016 | -0.58845 | -0.23307 | 0.83121 | 3.632 | 10.189 | 9.6561 | 9.4656 | 8.1214 | 1.6151 | 0.31287 | 0.041833 | 0.34624 | 0.77706 | 0.38684 | 42.1177 | 42.0476 | 41.3269 | 40.6886 | 40.1794 | 39.7875 | 39.5012 | 39.2183 | 39.808 | 42.1317 | 44.291 | 46.3631 | 47.7766 | 48.8442 | 49.8751 | 50.1697 | 49.616 | 48.3268 | 46.527 | 45.7999 | 45.1389 | 45.0413 | 44.7506 | 44.3293 | 5.4491 | 4.7958 | 4.105 | 2.4232 | 2.7014 | 3.8644 | 3.6742 | 4.443 | 4.1901 | 3.6866 | 3.3166 | 3.2985 | 3.3091 | 3.2948 | 3.1636 | 2.8791 | 2.8904 | 3.0546 | 3.3708 | 2.8216 | 2.4807 | 2.6302 | 2.193 | 2.2774
Portfolio Adjusted1-in-10Size: Over 200kWOrange County2020February Monthly Peak | Portfolio Adjusted | 1-in-10 | Size: Over 200kW | Orange County | 2020 | February Monthly Peak | 2 | 118.2089 | 113.6642 | 111.1055 | 112.8452 | 124.5907 | 153.885 | 186.8849 | 203.6751 | 214.452 | 214.3035 | 215.3418 | 214.747 | 211.8095 | 208.4672 | 200.6207 | 187.0304 | 174.9868 | 170.4232 | 162.8737 | 159.6803 | 154.3007 | 146.9174 | 137.2298 | 129.1336 | 1.9522 | 1.6093 | 1.2566 | 0.29263 | 0.2022 | 0.76307 | 0.66927 | 0.33264 | 0.03958 | -0.48608 | -0.55574 | -0.22294 | 0.80185 | 3.5381 | 9.9687 | 9.4987 | 9.2995 | 7.9488 | 1.5637 | 0.30017 | 0.040094 | 0.33193 | 0.74313 | 0.37059 | 47.9892 | 47.7732 | 47.4869 | 46.9758 | 46.4613 | 46.0709 | 45.4591 | 46.1862 | 47.0754 | 50.578 | 53.6154 | 56.9628 | 58.9856 | 59.9086 | 60.6208 | 60.8563 | 59.4676 | 58.4546 | 56.6506 | 54.6884 | 53.586 | 52.2715 | 51.1518 | 49.5849 | 5.175 | 4.5804 | 3.9174 | 2.3225 | 2.5836 | 3.6642 | 3.4449 | 4.1318 | 3.8772 | 3.4451 | 3.1322 | 3.1551 | 3.1922 | 3.2096 | 3.0952 | 2.8322 | 2.8396 | 2.9897 | 3.2635 | 2.7072 | 2.3776 | 2.5216 | 2.0972 | 2.1817
Portfolio Adjusted1-in-10Size: Over 200kWOrange County2020March Monthly Peak | Portfolio Adjusted | 1-in-10 | Size: Over 200kW | Orange County | 2020 | March Monthly Peak | 3 | 120.1523 | 115.5912 | 112.5168 | 113.7394 | 123.567 | 151.8401 | 178.9108 | 196.9328 | 209.3025 | 214.6309 | 221.0626 | 224.0488 | 224.6664 | 225.7996 | 218.6919 | 205.6163 | 191.0524 | 178.2755 | 167.4685 | 166.3272 | 161.586 | 152.8743 | 140.9366 | 131.8182 | 1.9843 | 1.6365 | 1.2725 | 0.29495 | 0.20054 | 0.75292 | 0.64071 | 0.32163 | 0.03863 | -0.48683 | -0.5705 | -0.23259 | 0.85052 | 3.8323 | 10.8667 | 10.4427 | 10.1533 | 8.315 | 1.6078 | 0.31267 | 0.041987 | 0.34539 | 0.76321 | 0.37829 | 61.5329 | 60.0303 | 58.8322 | 58.4264 | 57.0383 | 56.1355 | 55.6221 | 56.4566 | 59.9535 | 64.5568 | 69.5198 | 74.2033 | 77.4815 | 79.1379 | 79.8514 | 80.5415 | 80.481 | 79.5145 | 76.8471 | 73.2663 | 70.2189 | 67.1202 | 64.7072 | 62.8102 | 5.2601 | 4.6581 | 3.9672 | 2.3409 | 2.5624 | 3.6155 | 3.2979 | 3.9951 | 3.7841 | 3.4504 | 3.2154 | 3.2918 | 3.386 | 3.4764 | 3.374 | 3.1136 | 3.1003 | 3.1274 | 3.3555 | 2.8198 | 2.4899 | 2.6238 | 2.1539 | 2.2271
Portfolio Adjusted1-in-10Size: Over 200kWOrange County2020April Monthly Peak | Portfolio Adjusted | 1-in-10 | Size: Over 200kW | Orange County | 2020 | April Monthly Peak | 4 | 123.258 | 118.6918 | 115.4208 | 116.4203 | 126.4102 | 155.8971 | 184.123 | 205.0459 | 220.8966 | 228.7378 | 237.8636 | 242.0702 | 243.4182 | 244.6707 | 237.3825 | 222.5899 | 206.1065 | 190.7072 | 178.3187 | 175.9688 | 169.7053 | 158.9286 | 146.2408 | 136.5866 | 0.29727 | 0.048956 | 0.10178 | -0.47523 | -0.58968 | -0.21855 | -0.55018 | -0.44781 | -0.4654 | -0.74991 | -1.0767 | -0.87315 | 0.11377 | 3.1879 | 11.0133 | 10.7993 | 10.3168 | 8.8869 | 2.3188 | 0.21515 | -0.31073 | -0.13547 | 0.16045 | -0.17691 | 72.2566 | 70.2738 | 68.5389 | 66.7299 | 65.7959 | 65.0804 | 64.404 | 64.5662 | 67.7345 | 73.4304 | 79.8164 | 85.7013 | 89.5654 | 91.5443 | 92.2852 | 92.8744 | 92.8398 | 92.0063 | 90.4214 | 86.83 | 81.7749 | 77.6989 | 74.9034 | 72.6485 | 5.0367 | 4.4645 | 3.7986 | 2.2365 | 2.4468 | 3.4649 | 3.168 | 3.8826 | 3.7277 | 3.4323 | 3.2294 | 3.3197 | 3.4243 | 3.5161 | 3.4185 | 3.1462 | 3.1219 | 3.1227 | 3.335 | 2.7846 | 2.4408 | 2.5461 | 2.0861 | 2.154
Portfolio Adjusted1-in-10Size: Over 200kWOrange County2020May Monthly Peak | Portfolio Adjusted | 1-in-10 | Size: Over 200kW | Orange County | 2020 | May Monthly Peak | 5 | 128.9235 | 124.2145 | 120.1344 | 121.1356 | 132.6014 | 163.0787 | 192.0925 | 216.0007 | 234.5984 | 244.245 | 253.332 | 257.68 | 257.8791 | 257.1385 | 249.4978 | 232.7971 | 215.7248 | 199.5568 | 187.2218 | 182.4728 | 178.206 | 166.641 | 153.5716 | 144.0448 | -0.31663 | -0.53807 | -0.32645 | -0.77356 | -0.90633 | -0.58663 | -1.0095 | -0.75631 | -0.67982 | -0.88591 | -1.3169 | -1.1579 | -0.17483 | 3.0004 | 11.2917 | 11.1121 | 10.5683 | 9.2964 | 2.6545 | 0.18171 | -0.4549 | -0.32101 | -0.06039 | -0.39365 | 73.1257 | 71.6307 | 69.8872 | 69.2108 | 68.535 | 67.4837 | 66.9785 | 67.489 | 71.6971 | 78.1971 | 83.8903 | 88.3705 | 91.098 | 93.185 | 94.6348 | 95.5304 | 95.6227 | 94.3455 | 92.1218 | 89.3746 | 85.9122 | 82.0173 | 79.0002 | 76.7042 | 5.2472 | 4.6537 | 3.938 | 2.3178 | 2.5564 | 3.6101 | 3.2919 | 4.0738 | 3.9432 | 3.6504 | 3.4257 | 3.5197 | 3.6133 | 3.6806 | 3.5787 | 3.2774 | 3.2546 | 3.2546 | 3.4876 | 2.8761 | 2.5529 | 2.659 | 2.1819 | 2.2625
Portfolio Adjusted1-in-10Size: Over 200kWOrange County2020June Monthly Peak | Portfolio Adjusted | 1-in-10 | Size: Over 200kW | Orange County | 2020 | June Monthly Peak | 6 | 137.3854 | 132.5964 | 128.0208 | 129.1751 | 140.6597 | 170.1699 | 198.0385 | 218.6869 | 234.8143 | 243.4016 | 252.656 | 255.9829 | 254.9321 | 252.9333 | 246.2967 | 233.5554 | 218.9604 | 203.747 | 192.8952 | 186.9678 | 182.2856 | 172.4597 | 159.1755 | 150.2658 | -0.38171 | -0.61605 | -0.3784 | -0.84462 | -0.98163 | -0.63689 | -1.0705 | -0.7848 | -0.69274 | -0.88847 | -1.3246 | -1.1653 | -0.19217 | 2.9285 | 11.1282 | 11.1362 | 10.7114 | 9.4914 | 2.75 | 0.18338 | -0.47402 | -0.34449 | -0.078309 | -0.42496 | 74.4702 | 72.9254 | 71.4954 | 70.3462 | 69.0555 | 68.146 | 67.9012 | 68.783 | 72.0127 | 76.9294 | 82.3133 | 86.9306 | 90.2169 | 92.7356 | 94.5052 | 95.1688 | 95.4883 | 94.8856 | 93.456 | 91.1929 | 87.2133 | 82.8609 | 80.1367 | 78.0661 | 5.5924 | 4.9683 | 4.197 | 2.472 | 2.7121 | 3.7676 | 3.3943 | 4.125 | 3.9473 | 3.6382 | 3.417 | 3.497 | 3.5725 | 3.6209 | 3.5332 | 3.2885 | 3.3038 | 3.3234 | 3.5937 | 2.9473 | 2.6117 | 2.7522 | 2.2619 | 2.3606
Portfolio Adjusted1-in-10Size: Over 200kWOrange County2020July Monthly Peak | Portfolio Adjusted | 1-in-10 | Size: Over 200kW | Orange County | 2020 | July Monthly Peak | 7 | 142.9321 | 137.7067 | 133.4824 | 134.4011 | 146.4803 | 176.8965 | 204.993 | 225.1727 | 240.1258 | 248.3686 | 256.4354 | 258.2775 | 256.6019 | 254.8727 | 248.4222 | 236.2723 | 223.1887 | 208.4685 | 197.877 | 192.1475 | 186.9027 | 176.7876 | 163.2187 | 154.3595 | -0.97913 | -1.1863 | -0.79643 | -1.1378 | -1.2882 | -0.98692 | -1.4969 | -1.0562 | -0.86728 | -0.97905 | -1.4885 | -1.3673 | -0.43927 | 2.6608 | 10.9879 | 11.1108 | 10.7192 | 9.7088 | 3.0154 | 0.152 | -0.59886 | -0.51196 | -0.28379 | -0.62216 | 76.2125 | 75.1208 | 74.0132 | 72.9954 | 72.1598 | 71.6216 | 71.424 | 71.7724 | 74.8077 | 79.6763 | 84.4218 | 88.7852 | 91.7237 | 93.518 | 95.2845 | 95.7559 | 96.2086 | 95.0628 | 93.229 | 91.2536 | 88.0496 | 84.6335 | 82.2899 | 80.6171 | 5.8519 | 5.1897 | 4.4014 | 2.5869 | 2.8407 | 3.9392 | 3.5339 | 4.272 | 4.0601 | 3.734 | 3.4882 | 3.5488 | 3.6167 | 3.6698 | 3.5844 | 3.346 | 3.3871 | 3.4201 | 3.7079 | 3.0465 | 2.6934 | 2.8376 | 2.3328 | 2.4389
Portfolio Adjusted1-in-10Size: Over 200kWOrange County2020August Monthly Peak | Portfolio Adjusted | 1-in-10 | Size: Over 200kW | Orange County | 2020 | August Monthly Peak | 8 | 146.1391 | 140.6773 | 136.3517 | 136.5426 | 149.7519 | 183.0335 | 215.5238 | 239.2058 | 258.6999 | 268.2408 | 279.1275 | 280.6868 | 278.9887 | 276.5983 | 269.0671 | 252.7375 | 235.1505 | 216.4543 | 204.1328 | 200.4511 | 194.0531 | 181.9877 | 168.4675 | 159.5142 | -1.9415 | -2.0942 | -1.4623 | -1.5718 | -1.7466 | -1.5524 | -2.2199 | -1.5387 | -1.2049 | -1.181 | -1.8681 | -1.815 | -0.90001 | 2.39 | 11.4966 | 11.6233 | 10.9624 | 10.0766 | 3.4278 | 0.09846 | -0.8069 | -0.78541 | -0.62484 | -0.94608 | 79.2858 | 78.0932 | 77.1041 | 76.2438 | 75.6431 | 75.0085 | 74.5851 | 74.7866 | 77.8748 | 82.1528 | 86.8558 | 91.6691 | 95.3709 | 98.246 | 99.7839 | 100.1391 | 99.6751 | 98.167 | 96.8103 | 94.12 | 90.1667 | 86.6576 | 84.1529 | 82.4095 | 6.1297 | 5.4316 | 4.6062 | 2.6925 | 2.9753 | 4.1757 | 3.8064 | 4.6494 | 4.4812 | 4.1316 | 3.8899 | 3.9512 | 4.0286 | 4.0802 | 3.9773 | 3.6669 | 3.6561 | 3.6381 | 3.9188 | 3.256 | 2.8649 | 2.9926 | 2.4668 | 2.5821
Portfolio Adjusted1-in-10Size: Over 200kWOrange County2020September Monthly Peak | Portfolio Adjusted | 1-in-10 | Size: Over 200kW | Orange County | 2020 | September Monthly Peak | 9 | 145.6289 | 140.7072 | 135.7657 | 137.0267 | 150.4892 | 186.096 | 222.4647 | 246.3179 | 269.4655 | 280.3206 | 290.1114 | 291.1252 | 289.0329 | 287.402 | 278.9109 | 260.3201 | 241.5014 | 221.5735 | 211.0504 | 208.7138 | 197.8089 | 184.3922 | 170.2896 | 160.6148 | -2.3586 | -2.4938 | -1.7482 | -1.7662 | -1.9505 | -1.8226 | -2.593 | -1.7785 | -1.3824 | -1.2927 | -2.0581 | -2.0368 | -1.1304 | 2.2495 | 11.7275 | 11.85 | 11.1046 | 10.313 | 3.6921 | 0.074212 | -0.90787 | -0.9142 | -0.78335 | -1.0907 | 81.6788 | 80.3713 | 79.2271 | 78.5671 | 77.4718 | 76.5906 | 76.1673 | 76.2113 | 78.4603 | 82.9417 | 88.0968 | 93.4003 | 97.419 | 99.7947 | 100.9379 | 100.7449 | 100.2246 | 99.3477 | 97.5738 | 94.5839 | 90.9204 | 87.5806 | 84.9661 | 83.1001 | 6.2095 | 5.5227 | 4.6624 | 2.7468 | 3.0394 | 4.3159 | 3.9941 | 4.8669 | 4.7451 | 4.3891 | 4.1099 | 4.166 | 4.2428 | 4.3098 | 4.1911 | 3.8395 | 3.817 | 3.7859 | 4.1187 | 3.4464 | 2.9687 | 3.0824 | 2.5347 | 2.643
Portfolio Adjusted1-in-10Size: Over 200kWOrange County2020October Monthly Peak | Portfolio Adjusted | 1-in-10 | Size: Over 200kW | Orange County | 2020 | October Monthly Peak | 10 | 119.6267 | 115.8183 | 112.8671 | 114.4873 | 125.9303 | 155.5515 | 187.6922 | 208.2076 | 224.685 | 231.6707 | 240.2728 | 244.6145 | 244.8401 | 243.5588 | 236.2292 | 220.1226 | 204.0286 | 193.4954 | 181.2793 | 174.4136 | 165.8879 | 154.4649 | 143.2573 | 134.5281 | -0.47206 | -0.66991 | -0.43106 | -0.81186 | -0.9444 | -0.66409 | -1.1167 | -0.813 | -0.70549 | -0.86503 | -1.2984 | -1.1656 | -0.25183 | 2.7404 | 10.6089 | 10.4543 | 9.9288 | 9.0132 | 2.6355 | 0.16158 | -0.4601 | -0.34834 | -0.12169 | -0.42684 | 76.2146 | 75.7554 | 75.3239 | 73.7478 | 72.8184 | 72.1554 | 71.3997 | 71.0361 | 72.0928 | 75.4786 | 79.8346 | 84.5698 | 88.3685 | 91.444 | 93.0148 | 93.5494 | 92.9657 | 91.3308 | 88.9926 | 85.8042 | 82.19 | 79.6558 | 77.9906 | 76.4185 | 4.8737 | 4.3434 | 3.7034 | 2.1928 | 2.4302 | 3.4469 | 3.2197 | 3.9307 | 3.7804 | 3.4659 | 3.2523 | 3.3446 | 3.434 | 3.4897 | 3.3917 | 3.1021 | 3.0812 | 3.1589 | 3.3802 | 2.7518 | 2.3788 | 2.4672 | 2.0374 | 2.1152
Portfolio Adjusted1-in-10Size: Over 200kWOrange County2020November Monthly Peak | Portfolio Adjusted | 1-in-10 | Size: Over 200kW | Orange County | 2020 | November Monthly Peak | 11 | 121.4482 | 117.8555 | 114.1038 | 114.2932 | 125.2943 | 153.0465 | 181.2519 | 198.4792 | 210.9353 | 217.6276 | 223.4859 | 226.5319 | 226.3151 | 225.4428 | 217.4286 | 202.6513 | 189.009 | 182.7829 | 172.3662 | 166.179 | 159.8187 | 150.3455 | 139.0287 | 130.5138 | 2.0057 | 1.6686 | 1.2905 | 0.29638 | 0.20334 | 0.75891 | 0.6491 | 0.32415 | 0.038931 | -0.49362 | -0.57676 | -0.23517 | 0.85676 | 3.8262 | 10.8039 | 10.2921 | 10.0447 | 8.5253 | 1.6548 | 0.31239 | 0.041528 | 0.33968 | 0.75287 | 0.37455 | 63.6444 | 62.6408 | 62.0812 | 61.0053 | 59.772 | 58.7944 | 59.0343 | 59.4168 | 61.5279 | 65.5914 | 70.8771 | 75.3632 | 78.2243 | 79.8907 | 80.8779 | 80.8831 | 79.8158 | 77.4374 | 74.6419 | 72.1916 | 70.0884 | 68.2808 | 66.726 | 66.0317 | 5.3168 | 4.7493 | 4.0231 | 2.3523 | 2.5982 | 3.6442 | 3.3411 | 4.0264 | 3.8136 | 3.4985 | 3.2506 | 3.3283 | 3.4109 | 3.4709 | 3.3545 | 3.0688 | 3.0672 | 3.2065 | 3.4536 | 2.8173 | 2.4626 | 2.5804 | 2.1247 | 2.205
Portfolio Adjusted1-in-10Size: Over 200kWOrange County2020December Monthly Peak | Portfolio Adjusted | 1-in-10 | Size: Over 200kW | Orange County | 2020 | December Monthly Peak | 12 | 120.6928 | 116.238 | 113.413 | 114.8333 | 126.184 | 153.8946 | 185.7043 | 201.3077 | 212.4036 | 211.0018 | 209.9701 | 206.1239 | 200.7937 | 195.8381 | 188.0952 | 175.2874 | 165.8072 | 163.4439 | 156.6635 | 154.1505 | 149.7279 | 142.6683 | 133.9655 | 126.691 | 1.9932 | 1.6457 | 1.2827 | 0.29779 | 0.20478 | 0.76311 | 0.66504 | 0.32877 | 0.039202 | -0.4786 | -0.54188 | -0.21399 | 0.76015 | 3.3238 | 9.3464 | 8.9024 | 8.8116 | 7.6233 | 1.504 | 0.28978 | 0.038906 | 0.32233 | 0.72546 | 0.36358 | 44.0584 | 43.4354 | 42.7632 | 42.786 | 42.3156 | 41.5338 | 41.4974 | 41.4516 | 42.2959 | 44.2704 | 46.5905 | 48.6176 | 49.6195 | 50.1483 | 50.6995 | 51.0909 | 50.543 | 49.2546 | 47.4369 | 46.4359 | 45.647 | 44.7733 | 44.1445 | 43.5818 | 5.2837 | 4.6842 | 3.9988 | 2.3634 | 2.6166 | 3.6644 | 3.4231 | 4.0838 | 3.8402 | 3.392 | 3.054 | 3.0284 | 3.0262 | 3.0151 | 2.902 | 2.6544 | 2.6907 | 2.8672 | 3.139 | 2.6134 | 2.3071 | 2.4486 | 2.0473 | 2.1405
Portfolio Adjusted1-in-10Size: Over 200kWOrange County2020Typical Event Day | Portfolio Adjusted | 1-in-10 | Size: Over 200kW | Orange County | 2020 | Typical Event Day | 8 | 144.5621 | 139.2088 | 134.9395 | 135.2412 | 148.3141 | 180.9468 | 212.6516 | 235.2049 | 253.521 | 262.6447 | 273.0718 | 274.6396 | 272.9765 | 270.8133 | 263.4597 | 247.7535 | 230.6859 | 212.6368 | 200.5527 | 197.037 | 191.0606 | 179.5994 | 166.2913 | 157.5543 | -1.4135 | -1.5964 | -1.0972 | -1.3323 | -1.4979 | -1.2484 | -1.8428 | -1.2896 | -1.0362 | -1.0904 | -1.6954 | -1.6004 | -0.65531 | 2.6056 | 11.4729 | 11.534 | 10.9315 | 9.9011 | 3.1979 | 0.12899 | -0.69509 | -0.6361 | -0.43817 | -0.77124 | 77.9118 | 76.6277 | 75.4599 | 74.5381 | 73.5825 | 72.8417 | 72.5194 | 72.8883 | 75.7889 | 80.425 | 85.4219 | 90.1963 | 93.6826 | 96.0736 | 97.6279 | 97.9522 | 97.8991 | 96.8658 | 95.2673 | 92.7876 | 89.0875 | 85.4332 | 82.8864 | 81.0482 | 5.971 | 5.2928 | 4.4889 | 2.6261 | 2.9017 | 4.0651 | 3.6983 | 4.5018 | 4.3245 | 3.9836 | 3.7474 | 3.8071 | 3.8816 | 3.9338 | 3.835 | 3.5397 | 3.5319 | 3.5194 | 3.7913 | 3.1517 | 2.7776 | 2.9083 | 2.3977 | 2.5115
Portfolio Adjusted1-in-10Size: Over 200kWOrange County2021January Monthly Peak | Portfolio Adjusted | 1-in-10 | Size: Over 200kW | Orange County | 2021 | January Monthly Peak | 1 | 124.4708 | 119.0088 | 116.4256 | 117.7368 | 130.2725 | 162.2931 | 199.3248 | 219.0155 | 231.7617 | 229.327 | 228.0183 | 224.5059 | 219.5659 | 213.9999 | 205.0535 | 190.1286 | 178.1133 | 174.1232 | 168.2295 | 166.4317 | 160.9929 | 153.2498 | 143.4958 | 134.7962 | 2.0556 | 1.6849 | 1.3167 | 0.30531 | 0.21142 | 0.80476 | 0.71382 | 0.35769 | 0.042775 | -0.52016 | -0.58845 | -0.23307 | 0.83121 | 3.632 | 10.189 | 9.6561 | 9.4656 | 8.1214 | 1.6151 | 0.31287 | 0.041833 | 0.34624 | 0.77706 | 0.38684 | 42.1177 | 42.0476 | 41.3269 | 40.6886 | 40.1794 | 39.7875 | 39.5012 | 39.2183 | 39.808 | 42.1317 | 44.291 | 46.3631 | 47.7766 | 48.8442 | 49.8751 | 50.1697 | 49.616 | 48.3268 | 46.527 | 45.7999 | 45.1389 | 45.0413 | 44.7506 | 44.3293 | 5.4491 | 4.7958 | 4.105 | 2.4232 | 2.7014 | 3.8644 | 3.6742 | 4.443 | 4.1901 | 3.6866 | 3.3166 | 3.2985 | 3.3091 | 3.2948 | 3.1636 | 2.8791 | 2.8904 | 3.0546 | 3.3708 | 2.8216 | 2.4807 | 2.6302 | 2.193 | 2.2774
Portfolio Adjusted1-in-10Size: Over 200kWOrange County2021February Monthly Peak | Portfolio Adjusted | 1-in-10 | Size: Over 200kW | Orange County | 2021 | February Monthly Peak | 2 | 118.2089 | 113.6642 | 111.1055 | 112.8452 | 124.5908 | 153.885 | 186.8849 | 203.6751 | 214.452 | 214.3035 | 215.3417 | 214.747 | 211.8095 | 208.4672 | 200.6207 | 187.0304 | 174.9868 | 170.4232 | 162.8737 | 159.6803 | 154.3007 | 146.9174 | 137.2298 | 129.1336 | 1.9522 | 1.6093 | 1.2566 | 0.29263 | 0.2022 | 0.76307 | 0.66927 | 0.33264 | 0.03958 | -0.48608 | -0.55574 | -0.22294 | 0.80185 | 3.5381 | 9.9687 | 9.4987 | 9.2995 | 7.9488 | 1.5637 | 0.30017 | 0.040094 | 0.33193 | 0.74313 | 0.37059 | 47.9892 | 47.7732 | 47.4869 | 46.9758 | 46.4612 | 46.0709 | 45.4591 | 46.1862 | 47.0754 | 50.578 | 53.6154 | 56.9628 | 58.9856 | 59.9086 | 60.6208 | 60.8563 | 59.4676 | 58.4546 | 56.6506 | 54.6884 | 53.586 | 52.2715 | 51.1518 | 49.5849 | 5.175 | 4.5804 | 3.9174 | 2.3225 | 2.5836 | 3.6642 | 3.4449 | 4.1318 | 3.8772 | 3.4451 | 3.1322 | 3.1551 | 3.1922 | 3.2096 | 3.0952 | 2.8322 | 2.8396 | 2.9897 | 3.2635 | 2.7072 | 2.3776 | 2.5216 | 2.0972 | 2.1817
Portfolio Adjusted1-in-10Size: Over 200kWOrange County2021March Monthly Peak | Portfolio Adjusted | 1-in-10 | Size: Over 200kW | Orange County | 2021 | March Monthly Peak | 3 | 120.1523 | 115.5912 | 112.5168 | 113.7394 | 123.567 | 151.8401 | 178.9108 | 196.9328 | 209.3025 | 214.6309 | 221.0626 | 224.0488 | 224.6664 | 225.7996 | 218.6919 | 205.6163 | 191.0524 | 178.2755 | 167.4685 | 166.3272 | 161.586 | 152.8743 | 140.9366 | 131.8182 | 1.9843 | 1.6365 | 1.2725 | 0.29495 | 0.20054 | 0.75292 | 0.64071 | 0.32163 | 0.03863 | -0.48683 | -0.5705 | -0.23259 | 0.85052 | 3.8323 | 10.8667 | 10.4427 | 10.1533 | 8.315 | 1.6078 | 0.31267 | 0.041987 | 0.34539 | 0.76321 | 0.37829 | 61.5329 | 60.0303 | 58.8322 | 58.4264 | 57.0383 | 56.1355 | 55.6221 | 56.4566 | 59.9535 | 64.5568 | 69.5198 | 74.2033 | 77.4815 | 79.1379 | 79.8514 | 80.5415 | 80.481 | 79.5145 | 76.8471 | 73.2663 | 70.2189 | 67.1202 | 64.7072 | 62.8102 | 5.2601 | 4.6581 | 3.9672 | 2.3409 | 2.5624 | 3.6155 | 3.2979 | 3.9951 | 3.7841 | 3.4504 | 3.2154 | 3.2918 | 3.386 | 3.4764 | 3.374 | 3.1137 | 3.1003 | 3.1274 | 3.3555 | 2.8198 | 2.4899 | 2.6238 | 2.1539 | 2.2271
Portfolio Adjusted1-in-10Size: Over 200kWOrange County2021April Monthly Peak | Portfolio Adjusted | 1-in-10 | Size: Over 200kW | Orange County | 2021 | April Monthly Peak | 4 | 123.258 | 118.6918 | 115.4208 | 116.4203 | 126.4102 | 155.8971 | 184.123 | 205.0459 | 220.8966 | 228.7378 | 237.8636 | 242.0702 | 243.4182 | 244.6707 | 237.3826 | 222.5899 | 206.1065 | 190.7072 | 178.3187 | 175.9688 | 169.7053 | 158.9286 | 146.2408 | 136.5866 | 0.29727 | 0.048956 | 0.10178 | -0.47523 | -0.58968 | -0.21855 | -0.55018 | -0.44781 | -0.4654 | -0.74991 | -1.0767 | -0.87315 | 0.11377 | 3.1879 | 11.0133 | 10.7993 | 10.3168 | 8.8869 | 2.3188 | 0.21515 | -0.31073 | -0.13547 | 0.16045 | -0.17691 | 72.2566 | 70.2738 | 68.5389 | 66.7299 | 65.7959 | 65.0804 | 64.404 | 64.5662 | 67.7345 | 73.4304 | 79.8164 | 85.7013 | 89.5654 | 91.5443 | 92.2852 | 92.8744 | 92.8398 | 92.0063 | 90.4214 | 86.83 | 81.7749 | 77.6989 | 74.9034 | 72.6485 | 5.0367 | 4.4645 | 3.7986 | 2.2365 | 2.4468 | 3.4649 | 3.168 | 3.8826 | 3.7277 | 3.4323 | 3.2294 | 3.3197 | 3.4243 | 3.5161 | 3.4185 | 3.1462 | 3.1219 | 3.1227 | 3.335 | 2.7846 | 2.4408 | 2.5461 | 2.0861 | 2.154
Portfolio Adjusted1-in-10Size: Over 200kWOrange County2021May Monthly Peak | Portfolio Adjusted | 1-in-10 | Size: Over 200kW | Orange County | 2021 | May Monthly Peak | 5 | 128.9235 | 124.2145 | 120.1344 | 121.1356 | 132.6014 | 163.0787 | 192.0925 | 216.0007 | 234.5984 | 244.245 | 253.3319 | 257.68 | 257.8791 | 257.1385 | 249.4978 | 232.7971 | 215.7248 | 199.5568 | 187.2218 | 182.4728 | 178.206 | 166.641 | 153.5716 | 144.0448 | -0.31663 | -0.53807 | -0.32645 | -0.77356 | -0.90633 | -0.58663 | -1.0095 | -0.75631 | -0.67982 | -0.88591 | -1.3169 | -1.1579 | -0.17483 | 3.0004 | 11.2917 | 11.1121 | 10.5683 | 9.2964 | 2.6545 | 0.18171 | -0.4549 | -0.32101 | -0.06039 | -0.39365 | 73.1257 | 71.6307 | 69.8872 | 69.2108 | 68.535 | 67.4837 | 66.9785 | 67.489 | 71.6971 | 78.1971 | 83.8903 | 88.3705 | 91.098 | 93.185 | 94.6348 | 95.5304 | 95.6227 | 94.3455 | 92.1218 | 89.3746 | 85.9122 | 82.0173 | 79.0002 | 76.7042 | 5.2472 | 4.6537 | 3.938 | 2.3178 | 2.5564 | 3.6101 | 3.2919 | 4.0738 | 3.9432 | 3.6504 | 3.4257 | 3.5197 | 3.6133 | 3.6806 | 3.5787 | 3.2774 | 3.2546 | 3.2546 | 3.4876 | 2.8761 | 2.5529 | 2.659 | 2.1819 | 2.2625
Portfolio Adjusted1-in-10Size: Over 200kWOrange County2021June Monthly Peak | Portfolio Adjusted | 1-in-10 | Size: Over 200kW | Orange County | 2021 | June Monthly Peak | 6 | 137.3854 | 132.5964 | 128.0208 | 129.1751 | 140.6597 | 170.1699 | 198.0385 | 218.6869 | 234.8143 | 243.4016 | 252.656 | 255.9829 | 254.9321 | 252.9333 | 246.2967 | 233.5554 | 218.9604 | 203.747 | 192.8952 | 186.9678 | 182.2856 | 172.4597 | 159.1755 | 150.2658 | -0.38171 | -0.61605 | -0.3784 | -0.84462 | -0.98163 | -0.63689 | -1.0705 | -0.7848 | -0.69274 | -0.88847 | -1.3246 | -1.1653 | -0.19217 | 2.9285 | 11.1282 | 11.1362 | 10.7114 | 9.4914 | 2.75 | 0.18338 | -0.47402 | -0.34449 | -0.078309 | -0.42496 | 74.4702 | 72.9254 | 71.4954 | 70.3462 | 69.0555 | 68.146 | 67.9012 | 68.783 | 72.0127 | 76.9294 | 82.3133 | 86.9306 | 90.2169 | 92.7356 | 94.5052 | 95.1688 | 95.4883 | 94.8856 | 93.456 | 91.1929 | 87.2133 | 82.8609 | 80.1367 | 78.0661 | 5.5924 | 4.9683 | 4.197 | 2.472 | 2.7121 | 3.7676 | 3.3943 | 4.125 | 3.9473 | 3.6382 | 3.417 | 3.497 | 3.5725 | 3.6209 | 3.5332 | 3.2885 | 3.3038 | 3.3234 | 3.5937 | 2.9473 | 2.6117 | 2.7522 | 2.2619 | 2.3606
Portfolio Adjusted1-in-10Size: Over 200kWOrange County2021July Monthly Peak | Portfolio Adjusted | 1-in-10 | Size: Over 200kW | Orange County | 2021 | July Monthly Peak | 7 | 142.9321 | 137.7067 | 133.4824 | 134.4011 | 146.4803 | 176.8965 | 204.993 | 225.1727 | 240.1258 | 248.3686 | 256.4354 | 258.2775 | 256.6019 | 254.8727 | 248.4222 | 236.2723 | 223.1887 | 208.4685 | 197.877 | 192.1474 | 186.9027 | 176.7876 | 163.2187 | 154.3595 | -0.97913 | -1.1863 | -0.79643 | -1.1378 | -1.2882 | -0.98692 | -1.4969 | -1.0562 | -0.86728 | -0.97905 | -1.4885 | -1.3673 | -0.43927 | 2.6608 | 10.9879 | 11.1108 | 10.7192 | 9.7088 | 3.0154 | 0.152 | -0.59886 | -0.51196 | -0.28379 | -0.62216 | 76.2125 | 75.1208 | 74.0132 | 72.9954 | 72.1598 | 71.6216 | 71.424 | 71.7724 | 74.8077 | 79.6763 | 84.4218 | 88.7852 | 91.7237 | 93.518 | 95.2845 | 95.7559 | 96.2086 | 95.0628 | 93.229 | 91.2536 | 88.0496 | 84.6335 | 82.2899 | 80.6171 | 5.8519 | 5.1897 | 4.4014 | 2.5869 | 2.8407 | 3.9392 | 3.5339 | 4.272 | 4.0601 | 3.734 | 3.4882 | 3.5488 | 3.6167 | 3.6698 | 3.5844 | 3.346 | 3.3871 | 3.4201 | 3.7079 | 3.0465 | 2.6934 | 2.8376 | 2.3328 | 2.4389
Portfolio Adjusted1-in-10Size: Over 200kWOrange County2021August Monthly Peak | Portfolio Adjusted | 1-in-10 | Size: Over 200kW | Orange County | 2021 | August Monthly Peak | 8 | 146.1391 | 140.6773 | 136.3517 | 136.5426 | 149.7519 | 183.0335 | 215.5238 | 239.2058 | 258.6999 | 268.2408 | 279.1275 | 280.6868 | 278.9887 | 276.5983 | 269.0671 | 252.7375 | 235.1505 | 216.4543 | 204.1328 | 200.4511 | 194.0531 | 181.9877 | 168.4675 | 159.5142 | -1.9415 | -2.0942 | -1.4623 | -1.5718 | -1.7466 | -1.5524 | -2.2199 | -1.5387 | -1.2049 | -1.181 | -1.8681 | -1.815 | -0.90001 | 2.39 | 11.4966 | 11.6233 | 10.9624 | 10.0766 | 3.4278 | 0.09846 | -0.8069 | -0.78541 | -0.62484 | -0.94608 | 79.2858 | 78.0931 | 77.1041 | 76.2438 | 75.643 | 75.0085 | 74.5851 | 74.7866 | 77.8748 | 82.1528 | 86.8558 | 91.6691 | 95.3709 | 98.246 | 99.7839 | 100.1391 | 99.6751 | 98.167 | 96.8103 | 94.12 | 90.1667 | 86.6576 | 84.1529 | 82.4095 | 6.1297 | 5.4316 | 4.6062 | 2.6925 | 2.9753 | 4.1757 | 3.8064 | 4.6494 | 4.4812 | 4.1316 | 3.8899 | 3.9512 | 4.0286 | 4.0802 | 3.9773 | 3.6669 | 3.6561 | 3.6381 | 3.9188 | 3.256 | 2.8649 | 2.9926 | 2.4668 | 2.5821
Portfolio Adjusted1-in-10Size: Over 200kWOrange County2021September Monthly Peak | Portfolio Adjusted | 1-in-10 | Size: Over 200kW | Orange County | 2021 | September Monthly Peak | 9 | 145.6289 | 140.7072 | 135.7657 | 137.0267 | 150.4892 | 186.096 | 222.4647 | 246.3179 | 269.4656 | 280.3206 | 290.1115 | 291.1252 | 289.0329 | 287.402 | 278.9109 | 260.3201 | 241.5014 | 221.5735 | 211.0504 | 208.7138 | 197.8089 | 184.3921 | 170.2896 | 160.6147 | -2.3586 | -2.4938 | -1.7482 | -1.7662 | -1.9505 | -1.8226 | -2.593 | -1.7785 | -1.3824 | -1.2927 | -2.0581 | -2.0368 | -1.1304 | 2.2495 | 11.7275 | 11.85 | 11.1046 | 10.313 | 3.6921 | 0.074212 | -0.90787 | -0.9142 | -0.78335 | -1.0907 | 81.6788 | 80.3713 | 79.2271 | 78.5671 | 77.4718 | 76.5906 | 76.1672 | 76.2113 | 78.4603 | 82.9417 | 88.0968 | 93.4003 | 97.419 | 99.7947 | 100.9379 | 100.7449 | 100.2246 | 99.3477 | 97.5738 | 94.5838 | 90.9204 | 87.5806 | 84.9661 | 83.1001 | 6.2095 | 5.5227 | 4.6624 | 2.7468 | 3.0394 | 4.3159 | 3.9941 | 4.8669 | 4.7451 | 4.3891 | 4.1099 | 4.166 | 4.2428 | 4.3098 | 4.1911 | 3.8395 | 3.817 | 3.7859 | 4.1187 | 3.4464 | 2.9687 | 3.0824 | 2.5347 | 2.643
Portfolio Adjusted1-in-10Size: Over 200kWOrange County2021October Monthly Peak | Portfolio Adjusted | 1-in-10 | Size: Over 200kW | Orange County | 2021 | October Monthly Peak | 10 | 119.6266 | 115.8183 | 112.8671 | 114.4873 | 125.9303 | 155.5515 | 187.6922 | 208.2076 | 224.685 | 231.6707 | 240.2728 | 244.6145 | 244.8401 | 243.5588 | 236.2292 | 220.1226 | 204.0286 | 193.4954 | 181.2793 | 174.4136 | 165.8879 | 154.4649 | 143.2573 | 134.5281 | -0.47206 | -0.66991 | -0.43106 | -0.81186 | -0.9444 | -0.66409 | -1.1167 | -0.813 | -0.70549 | -0.86503 | -1.2984 | -1.1656 | -0.25183 | 2.7404 | 10.6089 | 10.4543 | 9.9288 | 9.0132 | 2.6355 | 0.16158 | -0.4601 | -0.34834 | -0.12169 | -0.42684 | 76.2146 | 75.7554 | 75.3239 | 73.7478 | 72.8184 | 72.1554 | 71.3997 | 71.0361 | 72.0928 | 75.4786 | 79.8346 | 84.5698 | 88.3685 | 91.444 | 93.0148 | 93.5494 | 92.9657 | 91.3308 | 88.9926 | 85.8042 | 82.19 | 79.6558 | 77.9906 | 76.4184 | 4.8737 | 4.3434 | 3.7034 | 2.1928 | 2.4302 | 3.4469 | 3.2197 | 3.9307 | 3.7804 | 3.4659 | 3.2523 | 3.3446 | 3.434 | 3.4897 | 3.3917 | 3.1021 | 3.0812 | 3.1589 | 3.3802 | 2.7518 | 2.3788 | 2.4672 | 2.0374 | 2.1152
Portfolio Adjusted1-in-10Size: Over 200kWOrange County2021November Monthly Peak | Portfolio Adjusted | 1-in-10 | Size: Over 200kW | Orange County | 2021 | November Monthly Peak | 11 | 121.4482 | 117.8555 | 114.1038 | 114.2932 | 125.2943 | 153.0465 | 181.2519 | 198.4792 | 210.9353 | 217.6276 | 223.4859 | 226.5319 | 226.3151 | 225.4428 | 217.4287 | 202.6512 | 189.009 | 182.7829 | 172.3662 | 166.179 | 159.8187 | 150.3455 | 139.0287 | 130.5138 | 2.0057 | 1.6686 | 1.2905 | 0.29638 | 0.20334 | 0.75891 | 0.6491 | 0.32415 | 0.038931 | -0.49362 | -0.57676 | -0.23517 | 0.85676 | 3.8262 | 10.8039 | 10.2921 | 10.0447 | 8.5253 | 1.6548 | 0.31239 | 0.041528 | 0.33968 | 0.75287 | 0.37455 | 63.6444 | 62.6408 | 62.0812 | 61.0053 | 59.772 | 58.7944 | 59.0343 | 59.4168 | 61.5279 | 65.5914 | 70.8771 | 75.3632 | 78.2243 | 79.8907 | 80.8779 | 80.8831 | 79.8158 | 77.4374 | 74.6419 | 72.1916 | 70.0884 | 68.2808 | 66.726 | 66.0317 | 5.3168 | 4.7493 | 4.0231 | 2.3523 | 2.5982 | 3.6442 | 3.3411 | 4.0264 | 3.8136 | 3.4986 | 3.2506 | 3.3283 | 3.4109 | 3.4709 | 3.3545 | 3.0687 | 3.0672 | 3.2065 | 3.4536 | 2.8173 | 2.4626 | 2.5804 | 2.1247 | 2.205
Portfolio Adjusted1-in-10Size: Over 200kWOrange County2021December Monthly Peak | Portfolio Adjusted | 1-in-10 | Size: Over 200kW | Orange County | 2021 | December Monthly Peak | 12 | 120.6928 | 116.238 | 113.413 | 114.8332 | 126.184 | 153.8946 | 185.7043 | 201.3077 | 212.4036 | 211.0018 | 209.9701 | 206.1239 | 200.7937 | 195.8381 | 188.0952 | 175.2874 | 165.8072 | 163.4439 | 156.6634 | 154.1505 | 149.7279 | 142.6683 | 133.9655 | 126.691 | 1.9932 | 1.6457 | 1.2827 | 0.29779 | 0.20478 | 0.76311 | 0.66504 | 0.32877 | 0.039202 | -0.4786 | -0.54188 | -0.21399 | 0.76015 | 3.3238 | 9.3464 | 8.9024 | 8.8116 | 7.6233 | 1.504 | 0.28978 | 0.038906 | 0.32233 | 0.72546 | 0.36358 | 44.0584 | 43.4354 | 42.7632 | 42.786 | 42.3156 | 41.5338 | 41.4974 | 41.4516 | 42.2959 | 44.2704 | 46.5905 | 48.6176 | 49.6195 | 50.1483 | 50.6995 | 51.0909 | 50.543 | 49.2546 | 47.4369 | 46.4359 | 45.647 | 44.7733 | 44.1445 | 43.5818 | 5.2837 | 4.6842 | 3.9988 | 2.3634 | 2.6166 | 3.6644 | 3.4231 | 4.0838 | 3.8402 | 3.392 | 3.054 | 3.0284 | 3.0262 | 3.0151 | 2.902 | 2.6544 | 2.6907 | 2.8672 | 3.139 | 2.6134 | 2.3071 | 2.4486 | 2.0473 | 2.1405
Portfolio Adjusted1-in-10Size: Over 200kWOrange County2021Typical Event Day | Portfolio Adjusted | 1-in-10 | Size: Over 200kW | Orange County | 2021 | Typical Event Day | 8 | 144.5621 | 139.2088 | 134.9395 | 135.2412 | 148.3141 | 180.9468 | 212.6516 | 235.2049 | 253.5211 | 262.6447 | 273.0718 | 274.6396 | 272.9765 | 270.8133 | 263.4597 | 247.7535 | 230.6859 | 212.6368 | 200.5527 | 197.0371 | 191.0605 | 179.5994 | 166.2913 | 157.5543 | -1.4135 | -1.5964 | -1.0972 | -1.3323 | -1.4979 | -1.2484 | -1.8428 | -1.2896 | -1.0362 | -1.0904 | -1.6954 | -1.6004 | -0.65531 | 2.6056 | 11.4729 | 11.534 | 10.9315 | 9.9011 | 3.1979 | 0.12899 | -0.69509 | -0.6361 | -0.43817 | -0.77124 | 77.9118 | 76.6277 | 75.4599 | 74.5381 | 73.5825 | 72.8417 | 72.5194 | 72.8883 | 75.7889 | 80.425 | 85.4219 | 90.1963 | 93.6826 | 96.0736 | 97.6279 | 97.9522 | 97.8991 | 96.8658 | 95.2673 | 92.7876 | 89.0875 | 85.4332 | 82.8864 | 81.0482 | 5.971 | 5.2928 | 4.4889 | 2.6261 | 2.9017 | 4.0651 | 3.6983 | 4.5018 | 4.3245 | 3.9836 | 3.7474 | 3.8071 | 3.8816 | 3.9338 | 3.835 | 3.5397 | 3.5319 | 3.5194 | 3.7913 | 3.1517 | 2.7776 | 2.9083 | 2.3977 | 2.5115
Portfolio Adjusted1-in-10Size: Over 200kWOrange County2022January Monthly Peak | Portfolio Adjusted | 1-in-10 | Size: Over 200kW | Orange County | 2022 | January Monthly Peak | 1 | 124.4708 | 119.0088 | 116.4256 | 117.7368 | 130.2725 | 162.2931 | 199.3248 | 219.0155 | 231.7617 | 229.327 | 228.0183 | 224.5059 | 219.5659 | 213.9999 | 205.0535 | 190.1286 | 178.1133 | 174.1232 | 168.2295 | 166.4317 | 160.9929 | 153.2498 | 143.4958 | 134.7963 | 2.0556 | 1.6849 | 1.3167 | 0.30531 | 0.21142 | 0.80476 | 0.71382 | 0.35769 | 0.042775 | -0.52016 | -0.58845 | -0.23307 | 0.83121 | 3.632 | 10.189 | 9.6561 | 9.4656 | 8.1214 | 1.6151 | 0.31287 | 0.041833 | 0.34624 | 0.77706 | 0.38684 | 42.1177 | 42.0476 | 41.3269 | 40.6886 | 40.1794 | 39.7875 | 39.5012 | 39.2183 | 39.808 | 42.1317 | 44.291 | 46.3631 | 47.7766 | 48.8442 | 49.8751 | 50.1697 | 49.616 | 48.3268 | 46.527 | 45.7999 | 45.1389 | 45.0413 | 44.7506 | 44.3293 | 5.4491 | 4.7958 | 4.105 | 2.4232 | 2.7014 | 3.8644 | 3.6742 | 4.443 | 4.1901 | 3.6866 | 3.3166 | 3.2985 | 3.3091 | 3.2948 | 3.1636 | 2.8791 | 2.8904 | 3.0546 | 3.3708 | 2.8216 | 2.4807 | 2.6302 | 2.193 | 2.2774
Portfolio Adjusted1-in-10Size: Over 200kWOrange County2022February Monthly Peak | Portfolio Adjusted | 1-in-10 | Size: Over 200kW | Orange County | 2022 | February Monthly Peak | 2 | 118.2089 | 113.6642 | 111.1055 | 112.8452 | 124.5907 | 153.885 | 186.8849 | 203.6751 | 214.452 | 214.3035 | 215.3418 | 214.747 | 211.8095 | 208.4672 | 200.6207 | 187.0304 | 174.9868 | 170.4232 | 162.8737 | 159.6803 | 154.3007 | 146.9174 | 137.2298 | 129.1336 | 1.9522 | 1.6093 | 1.2566 | 0.29263 | 0.2022 | 0.76307 | 0.66927 | 0.33264 | 0.03958 | -0.48608 | -0.55574 | -0.22294 | 0.80185 | 3.5381 | 9.9687 | 9.4987 | 9.2995 | 7.9488 | 1.5637 | 0.30017 | 0.040094 | 0.33193 | 0.74313 | 0.37059 | 47.9892 | 47.7732 | 47.4869 | 46.9758 | 46.4613 | 46.0709 | 45.4591 | 46.1862 | 47.0754 | 50.578 | 53.6154 | 56.9628 | 58.9856 | 59.9086 | 60.6208 | 60.8563 | 59.4676 | 58.4546 | 56.6506 | 54.6884 | 53.586 | 52.2715 | 51.1518 | 49.5849 | 5.175 | 4.5804 | 3.9174 | 2.3225 | 2.5836 | 3.6642 | 3.4449 | 4.1318 | 3.8772 | 3.4451 | 3.1322 | 3.1551 | 3.1922 | 3.2096 | 3.0952 | 2.8322 | 2.8396 | 2.9897 | 3.2635 | 2.7072 | 2.3776 | 2.5216 | 2.0972 | 2.1817
Portfolio Adjusted1-in-10Size: Over 200kWOrange County2022March Monthly Peak | Portfolio Adjusted | 1-in-10 | Size: Over 200kW | Orange County | 2022 | March Monthly Peak | 3 | 120.1523 | 115.5912 | 112.5168 | 113.7394 | 123.567 | 151.8401 | 178.9108 | 196.9328 | 209.3025 | 214.6309 | 221.0626 | 224.0488 | 224.6664 | 225.7996 | 218.6919 | 205.6163 | 191.0524 | 178.2755 | 167.4685 | 166.3272 | 161.586 | 152.8743 | 140.9366 | 131.8182 | 1.9843 | 1.6365 | 1.2725 | 0.29495 | 0.20054 | 0.75292 | 0.64071 | 0.32163 | 0.03863 | -0.48683 | -0.5705 | -0.23259 | 0.85052 | 3.8323 | 10.8667 | 10.4427 | 10.1533 | 8.315 | 1.6078 | 0.31267 | 0.041987 | 0.34539 | 0.76321 | 0.37829 | 61.5329 | 60.0303 | 58.8322 | 58.4264 | 57.0383 | 56.1355 | 55.6221 | 56.4566 | 59.9535 | 64.5568 | 69.5198 | 74.2033 | 77.4815 | 79.1379 | 79.8514 | 80.5415 | 80.481 | 79.5145 | 76.8471 | 73.2664 | 70.2189 | 67.1202 | 64.7072 | 62.8102 | 5.2601 | 4.6581 | 3.9672 | 2.3409 | 2.5624 | 3.6155 | 3.2979 | 3.9951 | 3.7841 | 3.4504 | 3.2154 | 3.2918 | 3.386 | 3.4764 | 3.374 | 3.1136 | 3.1003 | 3.1274 | 3.3555 | 2.8198 | 2.4899 | 2.6238 | 2.1539 | 2.2271
Portfolio Adjusted1-in-10Size: Over 200kWOrange County2022April Monthly Peak | Portfolio Adjusted | 1-in-10 | Size: Over 200kW | Orange County | 2022 | April Monthly Peak | 4 | 123.258 | 118.6918 | 115.4208 | 116.4203 | 126.4102 | 155.8971 | 184.123 | 205.0459 | 220.8966 | 228.7378 | 237.8636 | 242.0702 | 243.4182 | 244.6707 | 237.3826 | 222.5899 | 206.1065 | 190.7072 | 178.3187 | 175.9688 | 169.7053 | 158.9286 | 146.2408 | 136.5866 | 0.29727 | 0.048956 | 0.10178 | -0.47523 | -0.58968 | -0.21855 | -0.55018 | -0.44781 | -0.4654 | -0.74991 | -1.0767 | -0.87315 | 0.11377 | 3.1879 | 11.0133 | 10.7993 | 10.3168 | 8.8869 | 2.3188 | 0.21515 | -0.31073 | -0.13547 | 0.16045 | -0.17691 | 72.2566 | 70.2738 | 68.5389 | 66.7299 | 65.7959 | 65.0804 | 64.404 | 64.5662 | 67.7345 | 73.4304 | 79.8164 | 85.7013 | 89.5654 | 91.5443 | 92.2852 | 92.8744 | 92.8398 | 92.0063 | 90.4214 | 86.83 | 81.7749 | 77.6989 | 74.9034 | 72.6485 | 5.0367 | 4.4645 | 3.7986 | 2.2365 | 2.4468 | 3.4649 | 3.168 | 3.8826 | 3.7277 | 3.4323 | 3.2294 | 3.3197 | 3.4243 | 3.5161 | 3.4185 | 3.1462 | 3.1219 | 3.1227 | 3.335 | 2.7846 | 2.4408 | 2.5461 | 2.0861 | 2.154
Portfolio Adjusted1-in-10Size: Over 200kWOrange County2022May Monthly Peak | Portfolio Adjusted | 1-in-10 | Size: Over 200kW | Orange County | 2022 | May Monthly Peak | 5 | 128.9235 | 124.2145 | 120.1344 | 121.1356 | 132.6014 | 163.0787 | 192.0925 | 216.0007 | 234.5984 | 244.245 | 253.332 | 257.68 | 257.8791 | 257.1385 | 249.4978 | 232.7971 | 215.7248 | 199.5568 | 187.2218 | 182.4728 | 178.206 | 166.641 | 153.5716 | 144.0448 | -0.31663 | -0.53807 | -0.32645 | -0.77356 | -0.90633 | -0.58663 | -1.0095 | -0.75631 | -0.67982 | -0.88591 | -1.3169 | -1.1579 | -0.17483 | 3.0004 | 11.2917 | 11.1121 | 10.5683 | 9.2964 | 2.6545 | 0.18171 | -0.4549 | -0.32101 | -0.06039 | -0.39365 | 73.1257 | 71.6307 | 69.8872 | 69.2108 | 68.535 | 67.4837 | 66.9785 | 67.489 | 71.6971 | 78.1971 | 83.8903 | 88.3705 | 91.098 | 93.185 | 94.6348 | 95.5304 | 95.6227 | 94.3455 | 92.1218 | 89.3746 | 85.9122 | 82.0173 | 79.0002 | 76.7042 | 5.2472 | 4.6537 | 3.938 | 2.3178 | 2.5564 | 3.6101 | 3.2919 | 4.0738 | 3.9432 | 3.6504 | 3.4257 | 3.5197 | 3.6133 | 3.6806 | 3.5787 | 3.2774 | 3.2546 | 3.2546 | 3.4876 | 2.8761 | 2.5529 | 2.659 | 2.1819 | 2.2625
Portfolio Adjusted1-in-10Size: Over 200kWOrange County2022June Monthly Peak | Portfolio Adjusted | 1-in-10 | Size: Over 200kW | Orange County | 2022 | June Monthly Peak | 6 | 137.3854 | 132.5964 | 128.0208 | 129.1751 | 140.6597 | 170.1699 | 198.0385 | 218.6869 | 234.8143 | 243.4016 | 252.656 | 255.9829 | 254.9321 | 252.9333 | 246.2967 | 233.5554 | 218.9604 | 203.747 | 192.8952 | 186.9678 | 182.2856 | 172.4597 | 159.1755 | 150.2658 | -0.38171 | -0.61605 | -0.3784 | -0.84462 | -0.98163 | -0.63689 | -1.0705 | -0.7848 | -0.69274 | -0.88847 | -1.3246 | -1.1653 | -0.19217 | 2.9285 | 11.1282 | 11.1362 | 10.7114 | 9.4914 | 2.75 | 0.18338 | -0.47402 | -0.34449 | -0.078309 | -0.42496 | 74.4702 | 72.9254 | 71.4954 | 70.3462 | 69.0555 | 68.146 | 67.9012 | 68.783 | 72.0127 | 76.9294 | 82.3133 | 86.9306 | 90.2169 | 92.7356 | 94.5052 | 95.1688 | 95.4883 | 94.8856 | 93.456 | 91.1929 | 87.2133 | 82.8609 | 80.1367 | 78.0661 | 5.5924 | 4.9683 | 4.197 | 2.472 | 2.7121 | 3.7676 | 3.3943 | 4.125 | 3.9473 | 3.6382 | 3.417 | 3.497 | 3.5725 | 3.6209 | 3.5332 | 3.2885 | 3.3038 | 3.3234 | 3.5937 | 2.9473 | 2.6117 | 2.7522 | 2.2619 | 2.3606
Portfolio Adjusted1-in-10Size: Over 200kWOrange County2022July Monthly Peak | Portfolio Adjusted | 1-in-10 | Size: Over 200kW | Orange County | 2022 | July Monthly Peak | 7 | 142.9321 | 137.7067 | 133.4824 | 134.4011 | 146.4803 | 176.8965 | 204.993 | 225.1727 | 240.1258 | 248.3686 | 256.4354 | 258.2775 | 256.6019 | 254.8727 | 248.4222 | 236.2723 | 223.1887 | 208.4685 | 197.877 | 192.1474 | 186.9027 | 176.7875 | 163.2187 | 154.3595 | -0.97913 | -1.1863 | -0.79643 | -1.1378 | -1.2882 | -0.98692 | -1.4969 | -1.0562 | -0.86728 | -0.97905 | -1.4885 | -1.3673 | -0.43927 | 2.6608 | 10.9879 | 11.1108 | 10.7193 | 9.7088 | 3.0154 | 0.152 | -0.59886 | -0.51196 | -0.28379 | -0.62216 | 76.2125 | 75.1208 | 74.0132 | 72.9954 | 72.1598 | 71.6216 | 71.424 | 71.7724 | 74.8077 | 79.6763 | 84.4218 | 88.7852 | 91.7237 | 93.518 | 95.2845 | 95.7559 | 96.2086 | 95.0628 | 93.229 | 91.2536 | 88.0496 | 84.6335 | 82.2899 | 80.6171 | 5.8519 | 5.1897 | 4.4014 | 2.5869 | 2.8407 | 3.9392 | 3.5339 | 4.272 | 4.0601 | 3.734 | 3.4882 | 3.5488 | 3.6167 | 3.6698 | 3.5844 | 3.346 | 3.3871 | 3.4201 | 3.7079 | 3.0465 | 2.6934 | 2.8376 | 2.3328 | 2.4389
Portfolio Adjusted1-in-10Size: Over 200kWOrange County2022August Monthly Peak | Portfolio Adjusted | 1-in-10 | Size: Over 200kW | Orange County | 2022 | August Monthly Peak | 8 | 146.1391 | 140.6773 | 136.3517 | 136.5426 | 149.7519 | 183.0335 | 215.5238 | 239.2058 | 258.6999 | 268.2408 | 279.1275 | 280.6868 | 278.9886 | 276.5983 | 269.0671 | 252.7374 | 235.1505 | 216.4543 | 204.1328 | 200.4511 | 194.0531 | 181.9877 | 168.4675 | 159.5142 | -1.9415 | -2.0942 | -1.4623 | -1.5718 | -1.7466 | -1.5524 | -2.2199 | -1.5387 | -1.2049 | -1.181 | -1.8681 | -1.815 | -0.90001 | 2.39 | 11.4966 | 11.6233 | 10.9624 | 10.0766 | 3.4278 | 0.09846 | -0.8069 | -0.78541 | -0.62484 | -0.94608 | 79.2858 | 78.0931 | 77.1041 | 76.2438 | 75.643 | 75.0085 | 74.5851 | 74.7866 | 77.8748 | 82.1528 | 86.8558 | 91.6691 | 95.3709 | 98.246 | 99.7839 | 100.1391 | 99.6751 | 98.167 | 96.8103 | 94.12 | 90.1667 | 86.6576 | 84.1529 | 82.4095 | 6.1297 | 5.4316 | 4.6062 | 2.6925 | 2.9753 | 4.1757 | 3.8064 | 4.6494 | 4.4812 | 4.1316 | 3.8899 | 3.9512 | 4.0286 | 4.0802 | 3.9773 | 3.6669 | 3.6561 | 3.6381 | 3.9188 | 3.256 | 2.8649 | 2.9926 | 2.4668 | 2.5821
Portfolio Adjusted1-in-10Size: Over 200kWOrange County2022September Monthly Peak | Portfolio Adjusted | 1-in-10 | Size: Over 200kW | Orange County | 2022 | September Monthly Peak | 9 | 145.6289 | 140.7072 | 135.7657 | 137.0267 | 150.4892 | 186.096 | 222.4647 | 246.3179 | 269.4656 | 280.3206 | 290.1115 | 291.1252 | 289.0329 | 287.402 | 278.9109 | 260.3201 | 241.5014 | 221.5735 | 211.0504 | 208.7138 | 197.8089 | 184.3922 | 170.2896 | 160.6147 | -2.3586 | -2.4938 | -1.7482 | -1.7662 | -1.9505 | -1.8226 | -2.593 | -1.7785 | -1.3824 | -1.2927 | -2.0581 | -2.0368 | -1.1304 | 2.2495 | 11.7275 | 11.85 | 11.1046 | 10.313 | 3.6921 | 0.074212 | -0.90787 | -0.9142 | -0.78335 | -1.0907 | 81.6788 | 80.3713 | 79.2271 | 78.5671 | 77.4718 | 76.5906 | 76.1673 | 76.2113 | 78.4603 | 82.9417 | 88.0968 | 93.4003 | 97.419 | 99.7947 | 100.9379 | 100.7449 | 100.2246 | 99.3477 | 97.5738 | 94.5838 | 90.9204 | 87.5806 | 84.9661 | 83.1001 | 6.2095 | 5.5227 | 4.6624 | 2.7468 | 3.0394 | 4.3159 | 3.9941 | 4.8669 | 4.7451 | 4.3891 | 4.1099 | 4.166 | 4.2428 | 4.3098 | 4.1911 | 3.8395 | 3.817 | 3.7859 | 4.1187 | 3.4464 | 2.9687 | 3.0824 | 2.5347 | 2.643
Portfolio Adjusted1-in-10Size: Over 200kWOrange County2022October Monthly Peak | Portfolio Adjusted | 1-in-10 | Size: Over 200kW | Orange County | 2022 | October Monthly Peak | 10 | 119.6266 | 115.8183 | 112.8671 | 114.4873 | 125.9303 | 155.5515 | 187.6922 | 208.2076 | 224.685 | 231.6707 | 240.2728 | 244.6145 | 244.8401 | 243.5588 | 236.2292 | 220.1226 | 204.0286 | 193.4954 | 181.2793 | 174.4136 | 165.8879 | 154.4649 | 143.2573 | 134.5281 | -0.47206 | -0.66991 | -0.43106 | -0.81186 | -0.9444 | -0.66409 | -1.1167 | -0.813 | -0.70549 | -0.86503 | -1.2984 | -1.1656 | -0.25183 | 2.7404 | 10.6089 | 10.4543 | 9.9288 | 9.0132 | 2.6355 | 0.16158 | -0.4601 | -0.34834 | -0.12169 | -0.42684 | 76.2146 | 75.7554 | 75.3239 | 73.7478 | 72.8184 | 72.1554 | 71.3997 | 71.0361 | 72.0928 | 75.4786 | 79.8346 | 84.5698 | 88.3685 | 91.444 | 93.0148 | 93.5494 | 92.9657 | 91.3308 | 88.9926 | 85.8042 | 82.19 | 79.6558 | 77.9907 | 76.4185 | 4.8737 | 4.3434 | 3.7034 | 2.1928 | 2.4302 | 3.4469 | 3.2197 | 3.9307 | 3.7804 | 3.4659 | 3.2523 | 3.3446 | 3.434 | 3.4897 | 3.3917 | 3.1021 | 3.0812 | 3.1589 | 3.3802 | 2.7518 | 2.3788 | 2.4672 | 2.0374 | 2.1152
Portfolio Adjusted1-in-10Size: Over 200kWOrange County2022November Monthly Peak | Portfolio Adjusted | 1-in-10 | Size: Over 200kW | Orange County | 2022 | November Monthly Peak | 11 | 121.4482 | 117.8555 | 114.1038 | 114.2932 | 125.2943 | 153.0465 | 181.2519 | 198.4792 | 210.9353 | 217.6276 | 223.4859 | 226.5319 | 226.3151 | 225.4428 | 217.4286 | 202.6512 | 189.009 | 182.7829 | 172.3662 | 166.1789 | 159.8187 | 150.3455 | 139.0287 | 130.5138 | 2.0057 | 1.6686 | 1.2905 | 0.29638 | 0.20334 | 0.75891 | 0.6491 | 0.32415 | 0.038931 | -0.49362 | -0.57676 | -0.23517 | 0.85676 | 3.8262 | 10.8039 | 10.2921 | 10.0447 | 8.5253 | 1.6548 | 0.31239 | 0.041528 | 0.33968 | 0.75287 | 0.37455 | 63.6444 | 62.6408 | 62.0812 | 61.0053 | 59.772 | 58.7944 | 59.0343 | 59.4168 | 61.5279 | 65.5914 | 70.8771 | 75.3632 | 78.2243 | 79.8907 | 80.8779 | 80.8831 | 79.8158 | 77.4374 | 74.6419 | 72.1916 | 70.0884 | 68.2808 | 66.726 | 66.0317 | 5.3168 | 4.7493 | 4.0231 | 2.3523 | 2.5982 | 3.6442 | 3.3411 | 4.0264 | 3.8136 | 3.4985 | 3.2506 | 3.3283 | 3.4109 | 3.4709 | 3.3545 | 3.0687 | 3.0672 | 3.2065 | 3.4536 | 2.8173 | 2.4626 | 2.5804 | 2.1247 | 2.205
Portfolio Adjusted1-in-10Size: Over 200kWOrange County2022December Monthly Peak | Portfolio Adjusted | 1-in-10 | Size: Over 200kW | Orange County | 2022 | December Monthly Peak | 12 | 120.6928 | 116.238 | 113.413 | 114.8333 | 126.184 | 153.8946 | 185.7043 | 201.3077 | 212.4036 | 211.0018 | 209.9701 | 206.1239 | 200.7937 | 195.8381 | 188.0952 | 175.2874 | 165.8072 | 163.4439 | 156.6634 | 154.1505 | 149.7279 | 142.6683 | 133.9655 | 126.691 | 1.9932 | 1.6457 | 1.2827 | 0.29779 | 0.20478 | 0.76311 | 0.66504 | 0.32877 | 0.039202 | -0.4786 | -0.54188 | -0.21399 | 0.76015 | 3.3238 | 9.3464 | 8.9024 | 8.8116 | 7.6233 | 1.504 | 0.28978 | 0.038906 | 0.32233 | 0.72546 | 0.36358 | 44.0584 | 43.4354 | 42.7632 | 42.786 | 42.3156 | 41.5338 | 41.4974 | 41.4516 | 42.2959 | 44.2704 | 46.5905 | 48.6176 | 49.6195 | 50.1483 | 50.6995 | 51.0909 | 50.543 | 49.2546 | 47.4369 | 46.4359 | 45.647 | 44.7733 | 44.1445 | 43.5818 | 5.2837 | 4.6842 | 3.9988 | 2.3634 | 2.6166 | 3.6644 | 3.4231 | 4.0838 | 3.8402 | 3.392 | 3.054 | 3.0284 | 3.0262 | 3.0151 | 2.902 | 2.6544 | 2.6907 | 2.8672 | 3.139 | 2.6134 | 2.3071 | 2.4486 | 2.0473 | 2.1405
Portfolio Adjusted1-in-10Size: Over 200kWOrange County2022Typical Event Day | Portfolio Adjusted | 1-in-10 | Size: Over 200kW | Orange County | 2022 | Typical Event Day | 8 | 144.5621 | 139.2088 | 134.9395 | 135.2412 | 148.3141 | 180.9468 | 212.6516 | 235.2049 | 253.5211 | 262.6447 | 273.0718 | 274.6396 | 272.9765 | 270.8133 | 263.4597 | 247.7535 | 230.6859 | 212.6368 | 200.5527 | 197.0371 | 191.0606 | 179.5994 | 166.2913 | 157.5543 | -1.4135 | -1.5964 | -1.0972 | -1.3323 | -1.4979 | -1.2484 | -1.8428 | -1.2896 | -1.0362 | -1.0904 | -1.6954 | -1.6004 | -0.65531 | 2.6056 | 11.4729 | 11.534 | 10.9315 | 9.9011 | 3.1979 | 0.12899 | -0.69509 | -0.6361 | -0.43817 | -0.77124 | 77.9118 | 76.6277 | 75.4599 | 74.5381 | 73.5825 | 72.8417 | 72.5194 | 72.8883 | 75.7889 | 80.425 | 85.4219 | 90.1963 | 93.6826 | 96.0736 | 97.6279 | 97.9522 | 97.8991 | 96.8658 | 95.2673 | 92.7876 | 89.0875 | 85.4332 | 82.8864 | 81.0482 | 5.971 | 5.2928 | 4.4889 | 2.6261 | 2.9017 | 4.0651 | 3.6983 | 4.5018 | 4.3245 | 3.9836 | 3.7474 | 3.8071 | 3.8816 | 3.9338 | 3.835 | 3.5397 | 3.5319 | 3.5194 | 3.7913 | 3.1517 | 2.7776 | 2.9083 | 2.3977 | 2.5115
Portfolio Adjusted1-in-10Size: Over 200kWOrange County2023January Monthly Peak | Portfolio Adjusted | 1-in-10 | Size: Over 200kW | Orange County | 2023 | January Monthly Peak | 1 | 124.4708 | 119.0088 | 116.4256 | 117.7368 | 130.2725 | 162.2931 | 199.3248 | 219.0155 | 231.7617 | 229.327 | 228.0183 | 224.5059 | 219.5659 | 213.9999 | 205.0535 | 190.1286 | 178.1133 | 174.1232 | 168.2295 | 166.4317 | 160.9929 | 153.2498 | 143.4958 | 134.7963 | 2.0556 | 1.6849 | 1.3167 | 0.30531 | 0.21142 | 0.80476 | 0.71382 | 0.35769 | 0.042775 | -0.52016 | -0.58845 | -0.23307 | 0.83121 | 3.632 | 10.189 | 9.6561 | 9.4656 | 8.1214 | 1.6151 | 0.31287 | 0.041833 | 0.34624 | 0.77706 | 0.38684 | 42.1177 | 42.0476 | 41.3269 | 40.6886 | 40.1794 | 39.7875 | 39.5012 | 39.2183 | 39.808 | 42.1317 | 44.291 | 46.3631 | 47.7766 | 48.8442 | 49.8751 | 50.1697 | 49.616 | 48.3268 | 46.527 | 45.7999 | 45.1389 | 45.0413 | 44.7506 | 44.3293 | 5.4491 | 4.7958 | 4.105 | 2.4232 | 2.7014 | 3.8644 | 3.6742 | 4.443 | 4.1901 | 3.6866 | 3.3166 | 3.2985 | 3.3091 | 3.2948 | 3.1636 | 2.8791 | 2.8904 | 3.0546 | 3.3708 | 2.8216 | 2.4807 | 2.6302 | 2.193 | 2.2774
Portfolio Adjusted1-in-10Size: Over 200kWOrange County2023February Monthly Peak | Portfolio Adjusted | 1-in-10 | Size: Over 200kW | Orange County | 2023 | February Monthly Peak | 2 | 118.2089 | 113.6642 | 111.1055 | 112.8452 | 124.5908 | 153.885 | 186.8849 | 203.6751 | 214.452 | 214.3035 | 215.3417 | 214.747 | 211.8095 | 208.4672 | 200.6207 | 187.0304 | 174.9868 | 170.4232 | 162.8737 | 159.6803 | 154.3007 | 146.9174 | 137.2298 | 129.1336 | 1.9522 | 1.6093 | 1.2566 | 0.29263 | 0.2022 | 0.76307 | 0.66927 | 0.33264 | 0.03958 | -0.48608 | -0.55574 | -0.22294 | 0.80185 | 3.5381 | 9.9687 | 9.4987 | 9.2995 | 7.9488 | 1.5637 | 0.30017 | 0.040094 | 0.33193 | 0.74313 | 0.37059 | 47.9892 | 47.7732 | 47.4869 | 46.9758 | 46.4612 | 46.0709 | 45.4591 | 46.1862 | 47.0754 | 50.578 | 53.6154 | 56.9628 | 58.9856 | 59.9086 | 60.6208 | 60.8562 | 59.4676 | 58.4546 | 56.6506 | 54.6884 | 53.586 | 52.2715 | 51.1518 | 49.5849 | 5.175 | 4.5804 | 3.9174 | 2.3225 | 2.5836 | 3.6642 | 3.4449 | 4.1318 | 3.8772 | 3.4451 | 3.1322 | 3.1551 | 3.1922 | 3.2096 | 3.0952 | 2.8322 | 2.8396 | 2.9897 | 3.2635 | 2.7072 | 2.3776 | 2.5216 | 2.0972 | 2.1817
Portfolio Adjusted1-in-10Size: Over 200kWOrange County2023March Monthly Peak | Portfolio Adjusted | 1-in-10 | Size: Over 200kW | Orange County | 2023 | March Monthly Peak | 3 | 120.1523 | 115.5912 | 112.5168 | 113.7394 | 123.567 | 151.8401 | 178.9108 | 196.9327 | 209.3025 | 214.6309 | 221.0626 | 224.0488 | 224.6664 | 225.7996 | 218.6919 | 205.6163 | 191.0524 | 178.2755 | 167.4685 | 166.3272 | 161.586 | 152.8743 | 140.9366 | 131.8182 | 1.9843 | 1.6365 | 1.2725 | 0.29495 | 0.20054 | 0.75292 | 0.64071 | 0.32163 | 0.03863 | -0.48683 | -0.5705 | -0.23259 | 0.85052 | 3.8323 | 10.8667 | 10.4427 | 10.1533 | 8.315 | 1.6078 | 0.31267 | 0.041987 | 0.34539 | 0.76321 | 0.37829 | 61.5329 | 60.0303 | 58.8322 | 58.4264 | 57.0383 | 56.1355 | 55.6221 | 56.4566 | 59.9535 | 64.5568 | 69.5198 | 74.2033 | 77.4815 | 79.1379 | 79.8514 | 80.5415 | 80.481 | 79.5145 | 76.8471 | 73.2664 | 70.2189 | 67.1202 | 64.7072 | 62.8102 | 5.2601 | 4.6581 | 3.9672 | 2.3409 | 2.5624 | 3.6155 | 3.2979 | 3.9951 | 3.7841 | 3.4504 | 3.2154 | 3.2918 | 3.386 | 3.4764 | 3.374 | 3.1136 | 3.1003 | 3.1274 | 3.3555 | 2.8198 | 2.4899 | 2.6238 | 2.1539 | 2.2271
Portfolio Adjusted1-in-10Size: Over 200kWOrange County2023April Monthly Peak | Portfolio Adjusted | 1-in-10 | Size: Over 200kW | Orange County | 2023 | April Monthly Peak | 4 | 123.258 | 118.6918 | 115.4208 | 116.4203 | 126.4102 | 155.8971 | 184.123 | 205.0459 | 220.8966 | 228.7378 | 237.8636 | 242.0702 | 243.4182 | 244.6707 | 237.3825 | 222.5899 | 206.1065 | 190.7071 | 178.3187 | 175.9688 | 169.7053 | 158.9286 | 146.2408 | 136.5866 | 0.29727 | 0.048956 | 0.10178 | -0.47523 | -0.58968 | -0.21855 | -0.55018 | -0.44781 | -0.4654 | -0.74991 | -1.0767 | -0.87315 | 0.11377 | 3.1879 | 11.0133 | 10.7993 | 10.3168 | 8.8869 | 2.3188 | 0.21515 | -0.31073 | -0.13547 | 0.16045 | -0.17691 | 72.2566 | 70.2738 | 68.5389 | 66.7299 | 65.7959 | 65.0804 | 64.404 | 64.5662 | 67.7345 | 73.4304 | 79.8164 | 85.7013 | 89.5654 | 91.5443 | 92.2852 | 92.8744 | 92.8398 | 92.0063 | 90.4213 | 86.83 | 81.7749 | 77.6989 | 74.9034 | 72.6485 | 5.0367 | 4.4645 | 3.7986 | 2.2365 | 2.4468 | 3.4649 | 3.168 | 3.8826 | 3.7277 | 3.4323 | 3.2294 | 3.3197 | 3.4243 | 3.5161 | 3.4185 | 3.1462 | 3.1219 | 3.1227 | 3.335 | 2.7846 | 2.4408 | 2.5461 | 2.0861 | 2.154
Portfolio Adjusted1-in-10Size: Over 200kWOrange County2023May Monthly Peak | Portfolio Adjusted | 1-in-10 | Size: Over 200kW | Orange County | 2023 | May Monthly Peak | 5 | 128.9235 | 124.2145 | 120.1344 | 121.1356 | 132.6014 | 163.0787 | 192.0925 | 216.0007 | 234.5984 | 244.245 | 253.332 | 257.68 | 257.8791 | 257.1385 | 249.4978 | 232.7971 | 215.7248 | 199.5568 | 187.2218 | 182.4728 | 178.206 | 166.641 | 153.5716 | 144.0448 | -0.31663 | -0.53807 | -0.32645 | -0.77356 | -0.90633 | -0.58663 | -1.0095 | -0.75631 | -0.67982 | -0.88591 | -1.3169 | -1.1579 | -0.17483 | 3.0004 | 11.2917 | 11.1121 | 10.5683 | 9.2964 | 2.6545 | 0.18171 | -0.4549 | -0.32101 | -0.06039 | -0.39365 | 73.1257 | 71.6307 | 69.8872 | 69.2108 | 68.535 | 67.4837 | 66.9785 | 67.489 | 71.6971 | 78.1971 | 83.8903 | 88.3705 | 91.098 | 93.185 | 94.6348 | 95.5304 | 95.6227 | 94.3455 | 92.1218 | 89.3746 | 85.9122 | 82.0173 | 79.0002 | 76.7042 | 5.2472 | 4.6537 | 3.938 | 2.3178 | 2.5564 | 3.6101 | 3.2919 | 4.0738 | 3.9432 | 3.6504 | 3.4257 | 3.5197 | 3.6133 | 3.6806 | 3.5787 | 3.2774 | 3.2546 | 3.2546 | 3.4876 | 2.8761 | 2.5529 | 2.659 | 2.1819 | 2.2625
Portfolio Adjusted1-in-10Size: Over 200kWOrange County2023June Monthly Peak | Portfolio Adjusted | 1-in-10 | Size: Over 200kW | Orange County | 2023 | June Monthly Peak | 6 | 137.3854 | 132.5964 | 128.0208 | 129.1751 | 140.6597 | 170.1699 | 198.0385 | 218.6869 | 234.8143 | 243.4016 | 252.656 | 255.9829 | 254.9321 | 252.9333 | 246.2967 | 233.5554 | 218.9604 | 203.747 | 192.8952 | 186.9678 | 182.2856 | 172.4597 | 159.1755 | 150.2658 | -0.38171 | -0.61605 | -0.3784 | -0.84462 | -0.98163 | -0.63689 | -1.0705 | -0.7848 | -0.69274 | -0.88847 | -1.3246 | -1.1653 | -0.19217 | 2.9285 | 11.1282 | 11.1362 | 10.7114 | 9.4914 | 2.75 | 0.18338 | -0.47402 | -0.34449 | -0.078309 | -0.42496 | 74.4702 | 72.9254 | 71.4954 | 70.3462 | 69.0555 | 68.146 | 67.9012 | 68.783 | 72.0127 | 76.9294 | 82.3133 | 86.9306 | 90.2169 | 92.7356 | 94.5052 | 95.1688 | 95.4883 | 94.8856 | 93.456 | 91.1929 | 87.2133 | 82.8609 | 80.1367 | 78.0661 | 5.5924 | 4.9683 | 4.197 | 2.472 | 2.7121 | 3.7676 | 3.3943 | 4.125 | 3.9473 | 3.6382 | 3.417 | 3.497 | 3.5725 | 3.6209 | 3.5332 | 3.2885 | 3.3038 | 3.3234 | 3.5937 | 2.9473 | 2.6117 | 2.7522 | 2.2619 | 2.3606
Portfolio Adjusted1-in-10Size: Over 200kWOrange County2023July Monthly Peak | Portfolio Adjusted | 1-in-10 | Size: Over 200kW | Orange County | 2023 | July Monthly Peak | 7 | 142.9321 | 137.7067 | 133.4824 | 134.4011 | 146.4803 | 176.8965 | 204.993 | 225.1727 | 240.1258 | 248.3686 | 256.4354 | 258.2775 | 256.6019 | 254.8727 | 248.4222 | 236.2723 | 223.1887 | 208.4685 | 197.877 | 192.1474 | 186.9027 | 176.7876 | 163.2187 | 154.3595 | -0.97913 | -1.1863 | -0.79643 | -1.1378 | -1.2882 | -0.98692 | -1.4969 | -1.0562 | -0.86728 | -0.97905 | -1.4885 | -1.3673 | -0.43927 | 2.6608 | 10.9879 | 11.1108 | 10.7193 | 9.7088 | 3.0154 | 0.152 | -0.59886 | -0.51196 | -0.28379 | -0.62216 | 76.2125 | 75.1208 | 74.0132 | 72.9954 | 72.1598 | 71.6216 | 71.424 | 71.7724 | 74.8077 | 79.6763 | 84.4218 | 88.7852 | 91.7237 | 93.518 | 95.2845 | 95.7559 | 96.2086 | 95.0628 | 93.229 | 91.2536 | 88.0496 | 84.6335 | 82.2899 | 80.6171 | 5.8519 | 5.1897 | 4.4014 | 2.5869 | 2.8407 | 3.9392 | 3.5339 | 4.272 | 4.0601 | 3.734 | 3.4882 | 3.5488 | 3.6167 | 3.6698 | 3.5844 | 3.346 | 3.3871 | 3.4201 | 3.7079 | 3.0465 | 2.6934 | 2.8376 | 2.3328 | 2.4389
Portfolio Adjusted1-in-10Size: Over 200kWOrange County2023August Monthly Peak | Portfolio Adjusted | 1-in-10 | Size: Over 200kW | Orange County | 2023 | August Monthly Peak | 8 | 146.1391 | 140.6773 | 136.3517 | 136.5426 | 149.7519 | 183.0335 | 215.5238 | 239.2058 | 258.6999 | 268.2408 | 279.1275 | 280.6868 | 278.9886 | 276.5983 | 269.0671 | 252.7374 | 235.1504 | 216.4543 | 204.1328 | 200.451 | 194.0531 | 181.9877 | 168.4675 | 159.5142 | -1.9415 | -2.0942 | -1.4623 | -1.5718 | -1.7466 | -1.5524 | -2.2199 | -1.5387 | -1.2049 | -1.181 | -1.8681 | -1.815 | -0.90001 | 2.39 | 11.4966 | 11.6233 | 10.9624 | 10.0766 | 3.4278 | 0.09846 | -0.8069 | -0.78541 | -0.62484 | -0.94608 | 79.2858 | 78.0931 | 77.1041 | 76.2438 | 75.643 | 75.0085 | 74.5851 | 74.7866 | 77.8748 | 82.1528 | 86.8558 | 91.6691 | 95.3709 | 98.246 | 99.7839 | 100.1391 | 99.6751 | 98.167 | 96.8103 | 94.12 | 90.1667 | 86.6576 | 84.1529 | 82.4095 | 6.1297 | 5.4316 | 4.6062 | 2.6925 | 2.9753 | 4.1757 | 3.8064 | 4.6494 | 4.4812 | 4.1316 | 3.8899 | 3.9512 | 4.0286 | 4.0802 | 3.9773 | 3.6669 | 3.6561 | 3.6381 | 3.9188 | 3.256 | 2.8649 | 2.9926 | 2.4668 | 2.5821
Portfolio Adjusted1-in-10Size: Over 200kWOrange County2023September Monthly Peak | Portfolio Adjusted | 1-in-10 | Size: Over 200kW | Orange County | 2023 | September Monthly Peak | 9 | 145.6289 | 140.7072 | 135.7657 | 137.0267 | 150.4892 | 186.096 | 222.4647 | 246.3179 | 269.4655 | 280.3206 | 290.1115 | 291.1252 | 289.0329 | 287.402 | 278.9109 | 260.3201 | 241.5014 | 221.5735 | 211.0504 | 208.7138 | 197.8089 | 184.3922 | 170.2896 | 160.6147 | -2.3586 | -2.4938 | -1.7482 | -1.7662 | -1.9505 | -1.8226 | -2.593 | -1.7785 | -1.3824 | -1.2927 | -2.0581 | -2.0368 | -1.1304 | 2.2495 | 11.7275 | 11.85 | 11.1046 | 10.313 | 3.6921 | 0.074212 | -0.90787 | -0.9142 | -0.78335 | -1.0907 | 81.6788 | 80.3713 | 79.2271 | 78.5671 | 77.4718 | 76.5906 | 76.1672 | 76.2113 | 78.4603 | 82.9417 | 88.0968 | 93.4003 | 97.419 | 99.7947 | 100.9379 | 100.7449 | 100.2246 | 99.3477 | 97.5738 | 94.5838 | 90.9204 | 87.5806 | 84.9661 | 83.1001 | 6.2095 | 5.5227 | 4.6624 | 2.7468 | 3.0394 | 4.3159 | 3.9941 | 4.8669 | 4.7451 | 4.3891 | 4.1099 | 4.166 | 4.2428 | 4.3098 | 4.1911 | 3.8395 | 3.817 | 3.7859 | 4.1187 | 3.4464 | 2.9687 | 3.0824 | 2.5347 | 2.643
Portfolio Adjusted1-in-10Size: Over 200kWOrange County2023October Monthly Peak | Portfolio Adjusted | 1-in-10 | Size: Over 200kW | Orange County | 2023 | October Monthly Peak | 10 | 119.6267 | 115.8183 | 112.8671 | 114.4873 | 125.9303 | 155.5515 | 187.6922 | 208.2076 | 224.685 | 231.6707 | 240.2728 | 244.6145 | 244.8401 | 243.5588 | 236.2292 | 220.1226 | 204.0286 | 193.4954 | 181.2793 | 174.4136 | 165.8879 | 154.4649 | 143.2573 | 134.5281 | -0.47206 | -0.66991 | -0.43106 | -0.81186 | -0.9444 | -0.66409 | -1.1167 | -0.813 | -0.70549 | -0.86503 | -1.2984 | -1.1656 | -0.25183 | 2.7404 | 10.6089 | 10.4543 | 9.9288 | 9.0132 | 2.6355 | 0.16158 | -0.4601 | -0.34834 | -0.12169 | -0.42684 | 76.2146 | 75.7554 | 75.3239 | 73.7478 | 72.8184 | 72.1554 | 71.3997 | 71.0361 | 72.0928 | 75.4786 | 79.8346 | 84.5698 | 88.3685 | 91.444 | 93.0148 | 93.5494 | 92.9657 | 91.3308 | 88.9926 | 85.8042 | 82.19 | 79.6558 | 77.9906 | 76.4185 | 4.8737 | 4.3434 | 3.7034 | 2.1928 | 2.4302 | 3.4469 | 3.2197 | 3.9307 | 3.7804 | 3.4659 | 3.2523 | 3.3446 | 3.434 | 3.4897 | 3.3917 | 3.1021 | 3.0812 | 3.1589 | 3.3802 | 2.7518 | 2.3788 | 2.4672 | 2.0374 | 2.1152
Portfolio Adjusted1-in-10Size: Over 200kWOrange County2023November Monthly Peak | Portfolio Adjusted | 1-in-10 | Size: Over 200kW | Orange County | 2023 | November Monthly Peak | 11 | 121.4482 | 117.8555 | 114.1038 | 114.2932 | 125.2943 | 153.0465 | 181.2519 | 198.4792 | 210.9353 | 217.6276 | 223.4859 | 226.5319 | 226.3151 | 225.4428 | 217.4287 | 202.6513 | 189.009 | 182.7829 | 172.3662 | 166.179 | 159.8187 | 150.3455 | 139.0287 | 130.5138 | 2.0057 | 1.6686 | 1.2905 | 0.29638 | 0.20334 | 0.75891 | 0.6491 | 0.32415 | 0.038931 | -0.49362 | -0.57676 | -0.23517 | 0.85676 | 3.8262 | 10.8039 | 10.2921 | 10.0447 | 8.5253 | 1.6548 | 0.31239 | 0.041528 | 0.33968 | 0.75287 | 0.37455 | 63.6444 | 62.6408 | 62.0812 | 61.0053 | 59.772 | 58.7944 | 59.0343 | 59.4168 | 61.5279 | 65.5914 | 70.8771 | 75.3632 | 78.2243 | 79.8907 | 80.8779 | 80.8831 | 79.8158 | 77.4374 | 74.6419 | 72.1916 | 70.0884 | 68.2808 | 66.726 | 66.0317 | 5.3168 | 4.7493 | 4.0231 | 2.3523 | 2.5982 | 3.6442 | 3.3411 | 4.0264 | 3.8136 | 3.4986 | 3.2506 | 3.3283 | 3.4109 | 3.4709 | 3.3545 | 3.0688 | 3.0672 | 3.2065 | 3.4536 | 2.8173 | 2.4626 | 2.5804 | 2.1247 | 2.205
Portfolio Adjusted1-in-10Size: Over 200kWOrange County2023December Monthly Peak | Portfolio Adjusted | 1-in-10 | Size: Over 200kW | Orange County | 2023 | December Monthly Peak | 12 | 120.6928 | 116.238 | 113.413 | 114.8333 | 126.184 | 153.8946 | 185.7044 | 201.3077 | 212.4036 | 211.0018 | 209.9701 | 206.1239 | 200.7937 | 195.8381 | 188.0952 | 175.2874 | 165.8072 | 163.4439 | 156.6635 | 154.1505 | 149.7279 | 142.6683 | 133.9655 | 126.691 | 1.9932 | 1.6457 | 1.2827 | 0.29779 | 0.20478 | 0.76311 | 0.66504 | 0.32877 | 0.039202 | -0.4786 | -0.54188 | -0.21399 | 0.76015 | 3.3238 | 9.3464 | 8.9024 | 8.8116 | 7.6233 | 1.504 | 0.28978 | 0.038906 | 0.32233 | 0.72546 | 0.36358 | 44.0584 | 43.4354 | 42.7632 | 42.786 | 42.3156 | 41.5338 | 41.4974 | 41.4516 | 42.2959 | 44.2704 | 46.5905 | 48.6176 | 49.6195 | 50.1483 | 50.6995 | 51.0909 | 50.543 | 49.2546 | 47.4369 | 46.4359 | 45.647 | 44.7733 | 44.1445 | 43.5818 | 5.2837 | 4.6842 | 3.9988 | 2.3634 | 2.6166 | 3.6644 | 3.4231 | 4.0838 | 3.8402 | 3.392 | 3.054 | 3.0284 | 3.0262 | 3.0151 | 2.902 | 2.6544 | 2.6907 | 2.8672 | 3.139 | 2.6134 | 2.3071 | 2.4486 | 2.0473 | 2.1405
Portfolio Adjusted1-in-10Size: Over 200kWOrange County2023Typical Event Day | Portfolio Adjusted | 1-in-10 | Size: Over 200kW | Orange County | 2023 | Typical Event Day | 8 | 144.5621 | 139.2088 | 134.9395 | 135.2412 | 148.3141 | 180.9468 | 212.6516 | 235.2049 | 253.5211 | 262.6447 | 273.0718 | 274.6396 | 272.9765 | 270.8133 | 263.4597 | 247.7535 | 230.6859 | 212.6368 | 200.5527 | 197.0371 | 191.0605 | 179.5994 | 166.2913 | 157.5543 | -1.4135 | -1.5964 | -1.0972 | -1.3323 | -1.4979 | -1.2484 | -1.8428 | -1.2896 | -1.0362 | -1.0904 | -1.6954 | -1.6004 | -0.65531 | 2.6056 | 11.4729 | 11.534 | 10.9315 | 9.9011 | 3.1979 | 0.12899 | -0.69509 | -0.6361 | -0.43817 | -0.77124 | 77.9118 | 76.6277 | 75.4599 | 74.5381 | 73.5825 | 72.8417 | 72.5194 | 72.8883 | 75.7889 | 80.425 | 85.4219 | 90.1963 | 93.6826 | 96.0736 | 97.6279 | 97.9522 | 97.8991 | 96.8658 | 95.2673 | 92.7876 | 89.0875 | 85.4332 | 82.8864 | 81.0482 | 5.971 | 5.2928 | 4.4889 | 2.6261 | 2.9017 | 4.0651 | 3.6983 | 4.5018 | 4.3245 | 3.9836 | 3.7474 | 3.8071 | 3.8816 | 3.9338 | 3.835 | 3.5397 | 3.5319 | 3.5194 | 3.7913 | 3.1517 | 2.7776 | 2.9083 | 2.3977 | 2.5115
Portfolio Adjusted1-in-10Size: Over 200kWOrange County2024January Monthly Peak | Portfolio Adjusted | 1-in-10 | Size: Over 200kW | Orange County | 2024 | January Monthly Peak | 1 | 124.4708 | 119.0088 | 116.4256 | 117.7368 | 130.2725 | 162.2931 | 199.3248 | 219.0155 | 231.7617 | 229.327 | 228.0183 | 224.5059 | 219.5659 | 213.9999 | 205.0535 | 190.1287 | 178.1133 | 174.1232 | 168.2295 | 166.4317 | 160.9929 | 153.2498 | 143.4958 | 134.7962 | 2.0556 | 1.6849 | 1.3167 | 0.30531 | 0.21142 | 0.80476 | 0.71382 | 0.35769 | 0.042775 | -0.52016 | -0.58845 | -0.23307 | 0.83121 | 3.632 | 10.189 | 9.6561 | 9.4656 | 8.1214 | 1.6151 | 0.31287 | 0.041833 | 0.34624 | 0.77706 | 0.38684 | 42.1177 | 42.0476 | 41.3269 | 40.6886 | 40.1794 | 39.7875 | 39.5012 | 39.2183 | 39.808 | 42.1317 | 44.291 | 46.3631 | 47.7766 | 48.8442 | 49.8751 | 50.1697 | 49.616 | 48.3268 | 46.527 | 45.7999 | 45.1389 | 45.0413 | 44.7506 | 44.3293 | 5.4491 | 4.7958 | 4.105 | 2.4232 | 2.7014 | 3.8644 | 3.6742 | 4.443 | 4.1901 | 3.6866 | 3.3166 | 3.2985 | 3.3091 | 3.2948 | 3.1636 | 2.8791 | 2.8904 | 3.0546 | 3.3708 | 2.8216 | 2.4807 | 2.6302 | 2.193 | 2.2774
Portfolio Adjusted1-in-10Size: Over 200kWOrange County2024February Monthly Peak | Portfolio Adjusted | 1-in-10 | Size: Over 200kW | Orange County | 2024 | February Monthly Peak | 2 | 118.2089 | 113.6642 | 111.1055 | 112.8452 | 124.5908 | 153.885 | 186.8849 | 203.6751 | 214.452 | 214.3035 | 215.3417 | 214.747 | 211.8095 | 208.4672 | 200.6207 | 187.0304 | 174.9868 | 170.4232 | 162.8737 | 159.6803 | 154.3007 | 146.9174 | 137.2298 | 129.1336 | 1.9522 | 1.6093 | 1.2566 | 0.29263 | 0.2022 | 0.76307 | 0.66927 | 0.33264 | 0.03958 | -0.48608 | -0.55574 | -0.22294 | 0.80185 | 3.5381 | 9.9687 | 9.4987 | 9.2995 | 7.9488 | 1.5637 | 0.30017 | 0.040094 | 0.33193 | 0.74313 | 0.37059 | 47.9892 | 47.7732 | 47.4869 | 46.9758 | 46.4613 | 46.0709 | 45.4591 | 46.1862 | 47.0754 | 50.578 | 53.6154 | 56.9628 | 58.9856 | 59.9086 | 60.6208 | 60.8562 | 59.4676 | 58.4546 | 56.6506 | 54.6884 | 53.586 | 52.2715 | 51.1518 | 49.5849 | 5.175 | 4.5804 | 3.9174 | 2.3225 | 2.5836 | 3.6642 | 3.4449 | 4.1318 | 3.8772 | 3.4451 | 3.1322 | 3.1551 | 3.1922 | 3.2096 | 3.0952 | 2.8322 | 2.8396 | 2.9897 | 3.2635 | 2.7072 | 2.3776 | 2.5216 | 2.0972 | 2.1817
Portfolio Adjusted1-in-10Size: Over 200kWOrange County2024March Monthly Peak | Portfolio Adjusted | 1-in-10 | Size: Over 200kW | Orange County | 2024 | March Monthly Peak | 3 | 120.1523 | 115.5912 | 112.5168 | 113.7394 | 123.567 | 151.8401 | 178.9108 | 196.9328 | 209.3025 | 214.6309 | 221.0626 | 224.0488 | 224.6664 | 225.7996 | 218.6919 | 205.6163 | 191.0524 | 178.2754 | 167.4685 | 166.3272 | 161.586 | 152.8743 | 140.9366 | 131.8182 | 1.9843 | 1.6365 | 1.2725 | 0.29495 | 0.20054 | 0.75292 | 0.64071 | 0.32163 | 0.03863 | -0.48683 | -0.5705 | -0.23259 | 0.85052 | 3.8323 | 10.8667 | 10.4427 | 10.1533 | 8.315 | 1.6078 | 0.31267 | 0.041987 | 0.34539 | 0.76321 | 0.37829 | 61.5329 | 60.0303 | 58.8322 | 58.4264 | 57.0383 | 56.1355 | 55.6221 | 56.4566 | 59.9535 | 64.5568 | 69.5198 | 74.2033 | 77.4815 | 79.1379 | 79.8514 | 80.5415 | 80.481 | 79.5145 | 76.8471 | 73.2663 | 70.2189 | 67.1202 | 64.7072 | 62.8102 | 5.2601 | 4.6581 | 3.9672 | 2.3409 | 2.5624 | 3.6155 | 3.2979 | 3.9951 | 3.7841 | 3.4504 | 3.2154 | 3.2918 | 3.386 | 3.4764 | 3.374 | 3.1136 | 3.1003 | 3.1274 | 3.3555 | 2.8198 | 2.4899 | 2.6238 | 2.1539 | 2.2271
Portfolio Adjusted1-in-10Size: Over 200kWOrange County2024April Monthly Peak | Portfolio Adjusted | 1-in-10 | Size: Over 200kW | Orange County | 2024 | April Monthly Peak | 4 | 123.258 | 118.6918 | 115.4208 | 116.4203 | 126.4102 | 155.8971 | 184.123 | 205.0459 | 220.8966 | 228.7378 | 237.8636 | 242.0702 | 243.4182 | 244.6707 | 237.3826 | 222.5899 | 206.1065 | 190.7072 | 178.3187 | 175.9688 | 169.7053 | 158.9286 | 146.2408 | 136.5866 | 0.29727 | 0.048956 | 0.10178 | -0.47523 | -0.58968 | -0.21855 | -0.55018 | -0.44781 | -0.4654 | -0.74991 | -1.0767 | -0.87315 | 0.11377 | 3.1879 | 11.0133 | 10.7993 | 10.3168 | 8.8869 | 2.3188 | 0.21515 | -0.31073 | -0.13547 | 0.16045 | -0.17691 | 72.2566 | 70.2738 | 68.5389 | 66.7299 | 65.7959 | 65.0804 | 64.404 | 64.5662 | 67.7345 | 73.4304 | 79.8164 | 85.7013 | 89.5654 | 91.5443 | 92.2852 | 92.8744 | 92.8398 | 92.0063 | 90.4213 | 86.83 | 81.7749 | 77.6989 | 74.9034 | 72.6485 | 5.0367 | 4.4645 | 3.7986 | 2.2365 | 2.4468 | 3.4649 | 3.168 | 3.8826 | 3.7277 | 3.4323 | 3.2294 | 3.3197 | 3.4243 | 3.5161 | 3.4185 | 3.1462 | 3.1219 | 3.1227 | 3.335 | 2.7846 | 2.4408 | 2.5461 | 2.0861 | 2.154
Portfolio Adjusted1-in-10Size: Over 200kWOrange County2024May Monthly Peak | Portfolio Adjusted | 1-in-10 | Size: Over 200kW | Orange County | 2024 | May Monthly Peak | 5 | 128.9235 | 124.2145 | 120.1344 | 121.1356 | 132.6014 | 163.0787 | 192.0925 | 216.0007 | 234.5984 | 244.245 | 253.3319 | 257.68 | 257.8791 | 257.1385 | 249.4978 | 232.7971 | 215.7248 | 199.5568 | 187.2218 | 182.4728 | 178.206 | 166.641 | 153.5716 | 144.0448 | -0.31663 | -0.53807 | -0.32645 | -0.77356 | -0.90633 | -0.58663 | -1.0095 | -0.75631 | -0.67982 | -0.88591 | -1.3169 | -1.1579 | -0.17483 | 3.0004 | 11.2917 | 11.1121 | 10.5683 | 9.2964 | 2.6545 | 0.18171 | -0.4549 | -0.32101 | -0.06039 | -0.39365 | 73.1257 | 71.6307 | 69.8872 | 69.2108 | 68.535 | 67.4837 | 66.9785 | 67.489 | 71.6971 | 78.1971 | 83.8903 | 88.3705 | 91.098 | 93.185 | 94.6348 | 95.5304 | 95.6227 | 94.3455 | 92.1218 | 89.3746 | 85.9122 | 82.0173 | 79.0002 | 76.7042 | 5.2472 | 4.6537 | 3.938 | 2.3178 | 2.5564 | 3.6101 | 3.2919 | 4.0738 | 3.9432 | 3.6504 | 3.4257 | 3.5197 | 3.6133 | 3.6806 | 3.5787 | 3.2774 | 3.2546 | 3.2546 | 3.4876 | 2.8761 | 2.5529 | 2.659 | 2.1819 | 2.2625
Portfolio Adjusted1-in-10Size: Over 200kWOrange County2024June Monthly Peak | Portfolio Adjusted | 1-in-10 | Size: Over 200kW | Orange County | 2024 | June Monthly Peak | 6 | 137.3854 | 132.5964 | 128.0207 | 129.1751 | 140.6597 | 170.1699 | 198.0385 | 218.6869 | 234.8143 | 243.4016 | 252.656 | 255.9829 | 254.9321 | 252.9333 | 246.2967 | 233.5554 | 218.9604 | 203.747 | 192.8952 | 186.9678 | 182.2856 | 172.4597 | 159.1755 | 150.2658 | -0.38171 | -0.61605 | -0.3784 | -0.84462 | -0.98163 | -0.63689 | -1.0705 | -0.7848 | -0.69274 | -0.88847 | -1.3246 | -1.1653 | -0.19217 | 2.9285 | 11.1282 | 11.1362 | 10.7114 | 9.4914 | 2.75 | 0.18338 | -0.47402 | -0.34449 | -0.078309 | -0.42496 | 74.4702 | 72.9254 | 71.4954 | 70.3462 | 69.0555 | 68.146 | 67.9012 | 68.783 | 72.0127 | 76.9294 | 82.3133 | 86.9306 | 90.2169 | 92.7356 | 94.5052 | 95.1688 | 95.4883 | 94.8856 | 93.456 | 91.1929 | 87.2133 | 82.8609 | 80.1367 | 78.0661 | 5.5924 | 4.9683 | 4.197 | 2.472 | 2.7121 | 3.7676 | 3.3943 | 4.125 | 3.9473 | 3.6382 | 3.417 | 3.497 | 3.5725 | 3.6209 | 3.5332 | 3.2885 | 3.3038 | 3.3234 | 3.5937 | 2.9473 | 2.6117 | 2.7522 | 2.2619 | 2.3606
Portfolio Adjusted1-in-10Size: Over 200kWOrange County2024July Monthly Peak | Portfolio Adjusted | 1-in-10 | Size: Over 200kW | Orange County | 2024 | July Monthly Peak | 7 | 142.9321 | 137.7067 | 133.4824 | 134.4011 | 146.4803 | 176.8966 | 204.993 | 225.1727 | 240.1258 | 248.3686 | 256.4354 | 258.2775 | 256.6019 | 254.8727 | 248.4222 | 236.2723 | 223.1887 | 208.4685 | 197.877 | 192.1474 | 186.9027 | 176.7876 | 163.2187 | 154.3595 | -0.97913 | -1.1863 | -0.79643 | -1.1378 | -1.2882 | -0.98692 | -1.4969 | -1.0562 | -0.86728 | -0.97905 | -1.4885 | -1.3673 | -0.43927 | 2.6608 | 10.9879 | 11.1108 | 10.7192 | 9.7088 | 3.0154 | 0.152 | -0.59886 | -0.51196 | -0.28379 | -0.62216 | 76.2125 | 75.1208 | 74.0132 | 72.9954 | 72.1598 | 71.6216 | 71.424 | 71.7724 | 74.8077 | 79.6763 | 84.4218 | 88.7852 | 91.7237 | 93.518 | 95.2845 | 95.7559 | 96.2086 | 95.0628 | 93.229 | 91.2536 | 88.0496 | 84.6335 | 82.2899 | 80.6171 | 5.8519 | 5.1897 | 4.4014 | 2.5869 | 2.8407 | 3.9392 | 3.5339 | 4.272 | 4.0601 | 3.734 | 3.4882 | 3.5488 | 3.6167 | 3.6698 | 3.5844 | 3.346 | 3.3871 | 3.4201 | 3.7079 | 3.0465 | 2.6934 | 2.8376 | 2.3328 | 2.4389
Portfolio Adjusted1-in-10Size: Over 200kWOrange County2024August Monthly Peak | Portfolio Adjusted | 1-in-10 | Size: Over 200kW | Orange County | 2024 | August Monthly Peak | 8 | 146.1391 | 140.6773 | 136.3517 | 136.5426 | 149.7519 | 183.0335 | 215.5238 | 239.2058 | 258.6999 | 268.2408 | 279.1275 | 280.6868 | 278.9886 | 276.5983 | 269.0671 | 252.7375 | 235.1504 | 216.4543 | 204.1328 | 200.4511 | 194.0531 | 181.9877 | 168.4675 | 159.5142 | -1.9415 | -2.0942 | -1.4623 | -1.5718 | -1.7466 | -1.5524 | -2.2199 | -1.5387 | -1.2049 | -1.181 | -1.8681 | -1.815 | -0.90001 | 2.39 | 11.4966 | 11.6233 | 10.9624 | 10.0766 | 3.4278 | 0.09846 | -0.8069 | -0.78541 | -0.62484 | -0.94608 | 79.2858 | 78.0931 | 77.1041 | 76.2438 | 75.643 | 75.0085 | 74.5851 | 74.7866 | 77.8748 | 82.1528 | 86.8558 | 91.6691 | 95.3709 | 98.246 | 99.7839 | 100.1391 | 99.6751 | 98.167 | 96.8103 | 94.12 | 90.1667 | 86.6576 | 84.1529 | 82.4095 | 6.1297 | 5.4316 | 4.6062 | 2.6925 | 2.9753 | 4.1757 | 3.8064 | 4.6494 | 4.4812 | 4.1316 | 3.8899 | 3.9512 | 4.0286 | 4.0802 | 3.9773 | 3.6669 | 3.6561 | 3.6381 | 3.9188 | 3.256 | 2.8649 | 2.9926 | 2.4668 | 2.5821
Portfolio Adjusted1-in-10Size: Over 200kWOrange County2024September Monthly Peak | Portfolio Adjusted | 1-in-10 | Size: Over 200kW | Orange County | 2024 | September Monthly Peak | 9 | 145.6289 | 140.7072 | 135.7657 | 137.0267 | 150.4892 | 186.096 | 222.4647 | 246.3179 | 269.4655 | 280.3206 | 290.1115 | 291.1252 | 289.0329 | 287.402 | 278.9109 | 260.3201 | 241.5014 | 221.5735 | 211.0504 | 208.7138 | 197.8089 | 184.3922 | 170.2896 | 160.6147 | -2.3586 | -2.4938 | -1.7482 | -1.7662 | -1.9505 | -1.8226 | -2.593 | -1.7785 | -1.3824 | -1.2927 | -2.0581 | -2.0368 | -1.1304 | 2.2495 | 11.7275 | 11.85 | 11.1046 | 10.313 | 3.6921 | 0.074212 | -0.90787 | -0.9142 | -0.78335 | -1.0907 | 81.6788 | 80.3713 | 79.2271 | 78.5671 | 77.4718 | 76.5906 | 76.1673 | 76.2113 | 78.4603 | 82.9417 | 88.0968 | 93.4003 | 97.419 | 99.7947 | 100.9379 | 100.7449 | 100.2246 | 99.3477 | 97.5738 | 94.5838 | 90.9204 | 87.5806 | 84.9661 | 83.1001 | 6.2095 | 5.5227 | 4.6624 | 2.7468 | 3.0394 | 4.3159 | 3.9941 | 4.8669 | 4.7451 | 4.3891 | 4.1099 | 4.166 | 4.2428 | 4.3098 | 4.1911 | 3.8395 | 3.817 | 3.7859 | 4.1187 | 3.4464 | 2.9687 | 3.0824 | 2.5347 | 2.643
Portfolio Adjusted1-in-10Size: Over 200kWOrange County2024October Monthly Peak | Portfolio Adjusted | 1-in-10 | Size: Over 200kW | Orange County | 2024 | October Monthly Peak | 10 | 119.6267 | 115.8183 | 112.8671 | 114.4873 | 125.9303 | 155.5515 | 187.6922 | 208.2076 | 224.685 | 231.6707 | 240.2728 | 244.6145 | 244.8401 | 243.5588 | 236.2292 | 220.1226 | 204.0286 | 193.4954 | 181.2793 | 174.4136 | 165.8879 | 154.4649 | 143.2573 | 134.5281 | -0.47206 | -0.66991 | -0.43106 | -0.81186 | -0.9444 | -0.66409 | -1.1167 | -0.813 | -0.70549 | -0.86503 | -1.2984 | -1.1656 | -0.25183 | 2.7404 | 10.6089 | 10.4543 | 9.9288 | 9.0132 | 2.6355 | 0.16158 | -0.4601 | -0.34834 | -0.12169 | -0.42684 | 76.2146 | 75.7554 | 75.3239 | 73.7478 | 72.8184 | 72.1554 | 71.3997 | 71.0361 | 72.0928 | 75.4786 | 79.8346 | 84.5698 | 88.3685 | 91.444 | 93.0148 | 93.5494 | 92.9657 | 91.3308 | 88.9926 | 85.8042 | 82.19 | 79.6558 | 77.9906 | 76.4184 | 4.8737 | 4.3434 | 3.7034 | 2.1928 | 2.4302 | 3.4469 | 3.2197 | 3.9307 | 3.7804 | 3.4659 | 3.2523 | 3.3446 | 3.434 | 3.4897 | 3.3917 | 3.1021 | 3.0812 | 3.1589 | 3.3802 | 2.7518 | 2.3788 | 2.4672 | 2.0374 | 2.1152
Portfolio Adjusted1-in-10Size: Over 200kWOrange County2024November Monthly Peak | Portfolio Adjusted | 1-in-10 | Size: Over 200kW | Orange County | 2024 | November Monthly Peak | 11 | 121.4482 | 117.8555 | 114.1038 | 114.2932 | 125.2943 | 153.0465 | 181.2519 | 198.4792 | 210.9353 | 217.6276 | 223.4859 | 226.5319 | 226.3151 | 225.4428 | 217.4286 | 202.6512 | 189.009 | 182.7829 | 172.3662 | 166.179 | 159.8187 | 150.3455 | 139.0287 | 130.5138 | 2.0057 | 1.6686 | 1.2905 | 0.29638 | 0.20334 | 0.75891 | 0.6491 | 0.32415 | 0.038931 | -0.49362 | -0.57676 | -0.23517 | 0.85676 | 3.8262 | 10.8039 | 10.2921 | 10.0447 | 8.5253 | 1.6548 | 0.31239 | 0.041528 | 0.33968 | 0.75287 | 0.37455 | 63.6444 | 62.6408 | 62.0812 | 61.0053 | 59.772 | 58.7944 | 59.0343 | 59.4168 | 61.5279 | 65.5914 | 70.8771 | 75.3632 | 78.2243 | 79.8907 | 80.8779 | 80.8831 | 79.8158 | 77.4374 | 74.6419 | 72.1916 | 70.0884 | 68.2808 | 66.726 | 66.0317 | 5.3168 | 4.7493 | 4.0231 | 2.3523 | 2.5982 | 3.6442 | 3.3411 | 4.0264 | 3.8136 | 3.4986 | 3.2506 | 3.3283 | 3.4109 | 3.4709 | 3.3545 | 3.0687 | 3.0672 | 3.2065 | 3.4536 | 2.8173 | 2.4626 | 2.5804 | 2.1247 | 2.205
Portfolio Adjusted1-in-10Size: Over 200kWOrange County2024December Monthly Peak | Portfolio Adjusted | 1-in-10 | Size: Over 200kW | Orange County | 2024 | December Monthly Peak | 12 | 120.6928 | 116.238 | 113.413 | 114.8332 | 126.184 | 153.8946 | 185.7043 | 201.3077 | 212.4036 | 211.0018 | 209.9701 | 206.1239 | 200.7937 | 195.8381 | 188.0952 | 175.2874 | 165.8072 | 163.4439 | 156.6634 | 154.1505 | 149.7279 | 142.6683 | 133.9655 | 126.691 | 1.9932 | 1.6457 | 1.2827 | 0.29779 | 0.20478 | 0.76311 | 0.66504 | 0.32877 | 0.039202 | -0.4786 | -0.54188 | -0.21399 | 0.76015 | 3.3238 | 9.3464 | 8.9024 | 8.8116 | 7.6233 | 1.504 | 0.28978 | 0.038906 | 0.32233 | 0.72546 | 0.36358 | 44.0584 | 43.4354 | 42.7632 | 42.786 | 42.3156 | 41.5338 | 41.4974 | 41.4516 | 42.2959 | 44.2704 | 46.5905 | 48.6176 | 49.6195 | 50.1483 | 50.6995 | 51.0909 | 50.543 | 49.2546 | 47.4369 | 46.4359 | 45.647 | 44.7733 | 44.1445 | 43.5818 | 5.2837 | 4.6842 | 3.9988 | 2.3634 | 2.6166 | 3.6644 | 3.4231 | 4.0838 | 3.8402 | 3.392 | 3.054 | 3.0284 | 3.0262 | 3.0151 | 2.902 | 2.6544 | 2.6907 | 2.8672 | 3.139 | 2.6134 | 2.3071 | 2.4486 | 2.0473 | 2.1405
Portfolio Adjusted1-in-10Size: Over 200kWOrange County2024Typical Event Day | Portfolio Adjusted | 1-in-10 | Size: Over 200kW | Orange County | 2024 | Typical Event Day | 8 | 144.5621 | 139.2088 | 134.9395 | 135.2412 | 148.3141 | 180.9468 | 212.6516 | 235.2049 | 253.521 | 262.6447 | 273.0718 | 274.6396 | 272.9765 | 270.8133 | 263.4597 | 247.7535 | 230.6859 | 212.6368 | 200.5527 | 197.037 | 191.0606 | 179.5994 | 166.2913 | 157.5543 | -1.4135 | -1.5964 | -1.0972 | -1.3323 | -1.4979 | -1.2484 | -1.8428 | -1.2896 | -1.0362 | -1.0904 | -1.6954 | -1.6004 | -0.65531 | 2.6056 | 11.4729 | 11.534 | 10.9315 | 9.9011 | 3.1979 | 0.12899 | -0.69509 | -0.6361 | -0.43817 | -0.77124 | 77.9118 | 76.6277 | 75.46 | 74.5381 | 73.5825 | 72.8417 | 72.5194 | 72.8883 | 75.7889 | 80.425 | 85.4219 | 90.1963 | 93.6826 | 96.0736 | 97.6279 | 97.9522 | 97.8991 | 96.8658 | 95.2673 | 92.7876 | 89.0875 | 85.4332 | 82.8864 | 81.0482 | 5.971 | 5.2928 | 4.4889 | 2.6261 | 2.9017 | 4.0651 | 3.6983 | 4.5018 | 4.3245 | 3.9836 | 3.7474 | 3.8071 | 3.8816 | 3.9338 | 3.835 | 3.5397 | 3.5319 | 3.5194 | 3.7913 | 3.1517 | 2.7776 | 2.9083 | 2.3977 | 2.5115
Portfolio Adjusted1-in-10Size: Over 200kWOrange County2025January Monthly Peak | Portfolio Adjusted | 1-in-10 | Size: Over 200kW | Orange County | 2025 | January Monthly Peak | 1 | 124.4708 | 119.0088 | 116.4256 | 117.7368 | 130.2725 | 162.2931 | 199.3248 | 219.0155 | 231.7617 | 229.327 | 228.0183 | 224.5059 | 219.5659 | 213.9999 | 205.0535 | 190.1286 | 178.1133 | 174.1232 | 168.2295 | 166.4317 | 160.9929 | 153.2498 | 143.4958 | 134.7962 | 2.0556 | 1.6849 | 1.3167 | 0.30531 | 0.21142 | 0.80476 | 0.71382 | 0.35769 | 0.042775 | -0.52016 | -0.58845 | -0.23307 | 0.83121 | 3.632 | 10.189 | 9.6561 | 9.4656 | 8.1214 | 1.6151 | 0.31287 | 0.041833 | 0.34624 | 0.77706 | 0.38684 | 42.1177 | 42.0476 | 41.3269 | 40.6886 | 40.1794 | 39.7875 | 39.5012 | 39.2183 | 39.808 | 42.1317 | 44.291 | 46.3631 | 47.7766 | 48.8442 | 49.8751 | 50.1697 | 49.616 | 48.3268 | 46.527 | 45.7999 | 45.1389 | 45.0413 | 44.7506 | 44.3293 | 5.4491 | 4.7958 | 4.105 | 2.4232 | 2.7014 | 3.8644 | 3.6742 | 4.443 | 4.1901 | 3.6866 | 3.3166 | 3.2985 | 3.3091 | 3.2948 | 3.1636 | 2.8791 | 2.8904 | 3.0546 | 3.3708 | 2.8216 | 2.4807 | 2.6302 | 2.193 | 2.2774
Portfolio Adjusted1-in-10Size: Over 200kWOrange County2025February Monthly Peak | Portfolio Adjusted | 1-in-10 | Size: Over 200kW | Orange County | 2025 | February Monthly Peak | 2 | 118.2089 | 113.6642 | 111.1055 | 112.8452 | 124.5908 | 153.885 | 186.8849 | 203.6751 | 214.452 | 214.3035 | 215.3418 | 214.747 | 211.8095 | 208.4672 | 200.6207 | 187.0304 | 174.9868 | 170.4232 | 162.8737 | 159.6803 | 154.3007 | 146.9174 | 137.2298 | 129.1336 | 1.9522 | 1.6093 | 1.2566 | 0.29263 | 0.2022 | 0.76307 | 0.66927 | 0.33264 | 0.03958 | -0.48608 | -0.55574 | -0.22294 | 0.80185 | 3.5381 | 9.9687 | 9.4987 | 9.2995 | 7.9488 | 1.5637 | 0.30017 | 0.040094 | 0.33193 | 0.74313 | 0.37059 | 47.9892 | 47.7732 | 47.4869 | 46.9758 | 46.4612 | 46.0709 | 45.4591 | 46.1862 | 47.0754 | 50.578 | 53.6154 | 56.9628 | 58.9856 | 59.9086 | 60.6208 | 60.8563 | 59.4676 | 58.4546 | 56.6506 | 54.6884 | 53.586 | 52.2715 | 51.1518 | 49.5849 | 5.175 | 4.5804 | 3.9174 | 2.3225 | 2.5836 | 3.6642 | 3.4449 | 4.1318 | 3.8772 | 3.4451 | 3.1322 | 3.1551 | 3.1922 | 3.2096 | 3.0952 | 2.8322 | 2.8396 | 2.9897 | 3.2635 | 2.7072 | 2.3776 | 2.5216 | 2.0972 | 2.1817
Portfolio Adjusted1-in-10Size: Over 200kWOrange County2025March Monthly Peak | Portfolio Adjusted | 1-in-10 | Size: Over 200kW | Orange County | 2025 | March Monthly Peak | 3 | 120.1523 | 115.5912 | 112.5168 | 113.7394 | 123.567 | 151.8401 | 178.9108 | 196.9328 | 209.3025 | 214.6309 | 221.0626 | 224.0488 | 224.6664 | 225.7996 | 218.6919 | 205.6163 | 191.0524 | 178.2754 | 167.4685 | 166.3272 | 161.586 | 152.8742 | 140.9366 | 131.8182 | 1.9843 | 1.6365 | 1.2725 | 0.29495 | 0.20054 | 0.75292 | 0.64071 | 0.32163 | 0.03863 | -0.48683 | -0.5705 | -0.23259 | 0.85052 | 3.8323 | 10.8667 | 10.4427 | 10.1533 | 8.315 | 1.6078 | 0.31267 | 0.041987 | 0.34539 | 0.76321 | 0.37829 | 61.5329 | 60.0303 | 58.8322 | 58.4264 | 57.0383 | 56.1355 | 55.622 | 56.4566 | 59.9535 | 64.5568 | 69.5198 | 74.2033 | 77.4815 | 79.1379 | 79.8514 | 80.5415 | 80.481 | 79.5145 | 76.8471 | 73.2663 | 70.2189 | 67.1202 | 64.7072 | 62.8102 | 5.2601 | 4.6581 | 3.9672 | 2.3409 | 2.5624 | 3.6155 | 3.2979 | 3.9951 | 3.7841 | 3.4504 | 3.2154 | 3.2918 | 3.386 | 3.4764 | 3.374 | 3.1136 | 3.1003 | 3.1274 | 3.3555 | 2.8198 | 2.4899 | 2.6238 | 2.1539 | 2.2271
Portfolio Adjusted1-in-10Size: Over 200kWOrange County2025April Monthly Peak | Portfolio Adjusted | 1-in-10 | Size: Over 200kW | Orange County | 2025 | April Monthly Peak | 4 | 123.258 | 118.6918 | 115.4208 | 116.4203 | 126.4102 | 155.8971 | 184.123 | 205.0459 | 220.8966 | 228.7378 | 237.8636 | 242.0702 | 243.4182 | 244.6707 | 237.3826 | 222.5898 | 206.1065 | 190.7071 | 178.3187 | 175.9688 | 169.7053 | 158.9286 | 146.2408 | 136.5866 | 0.29727 | 0.048956 | 0.10178 | -0.47523 | -0.58968 | -0.21855 | -0.55018 | -0.44781 | -0.4654 | -0.74991 | -1.0767 | -0.87315 | 0.11377 | 3.1879 | 11.0133 | 10.7993 | 10.3168 | 8.8869 | 2.3188 | 0.21515 | -0.31073 | -0.13547 | 0.16045 | -0.17691 | 72.2566 | 70.2738 | 68.5389 | 66.7299 | 65.7959 | 65.0804 | 64.404 | 64.5662 | 67.7345 | 73.4304 | 79.8164 | 85.7013 | 89.5654 | 91.5443 | 92.2852 | 92.8744 | 92.8398 | 92.0063 | 90.4213 | 86.83 | 81.7749 | 77.6989 | 74.9034 | 72.6485 | 5.0367 | 4.4645 | 3.7986 | 2.2365 | 2.4468 | 3.4649 | 3.168 | 3.8826 | 3.7277 | 3.4323 | 3.2294 | 3.3197 | 3.4243 | 3.5161 | 3.4185 | 3.1462 | 3.1219 | 3.1227 | 3.335 | 2.7846 | 2.4408 | 2.5461 | 2.0861 | 2.154
Portfolio Adjusted1-in-10Size: Over 200kWOrange County2025May Monthly Peak | Portfolio Adjusted | 1-in-10 | Size: Over 200kW | Orange County | 2025 | May Monthly Peak | 5 | 128.9235 | 124.2145 | 120.1344 | 121.1356 | 132.6014 | 163.0787 | 192.0925 | 216.0007 | 234.5984 | 244.245 | 253.332 | 257.68 | 257.8791 | 257.1385 | 249.4978 | 232.7971 | 215.7248 | 199.5568 | 187.2218 | 182.4728 | 178.206 | 166.641 | 153.5716 | 144.0448 | -0.31663 | -0.53807 | -0.32645 | -0.77356 | -0.90633 | -0.58663 | -1.0095 | -0.75631 | -0.67982 | -0.88591 | -1.3169 | -1.1579 | -0.17483 | 3.0004 | 11.2917 | 11.1121 | 10.5683 | 9.2964 | 2.6545 | 0.18171 | -0.4549 | -0.32101 | -0.06039 | -0.39365 | 73.1257 | 71.6307 | 69.8872 | 69.2108 | 68.535 | 67.4837 | 66.9785 | 67.489 | 71.6971 | 78.1971 | 83.8903 | 88.3705 | 91.098 | 93.185 | 94.6348 | 95.5304 | 95.6227 | 94.3455 | 92.1218 | 89.3746 | 85.9122 | 82.0173 | 79.0002 | 76.7042 | 5.2472 | 4.6537 | 3.938 | 2.3178 | 2.5564 | 3.6101 | 3.2919 | 4.0738 | 3.9432 | 3.6504 | 3.4257 | 3.5197 | 3.6133 | 3.6806 | 3.5787 | 3.2774 | 3.2546 | 3.2546 | 3.4876 | 2.8761 | 2.5529 | 2.659 | 2.1819 | 2.2625
Portfolio Adjusted1-in-10Size: Over 200kWOrange County2025June Monthly Peak | Portfolio Adjusted | 1-in-10 | Size: Over 200kW | Orange County | 2025 | June Monthly Peak | 6 | 137.3854 | 132.5964 | 128.0207 | 129.1751 | 140.6597 | 170.1699 | 198.0385 | 218.6869 | 234.8143 | 243.4016 | 252.656 | 255.9829 | 254.9321 | 252.9333 | 246.2967 | 233.5554 | 218.9604 | 203.747 | 192.8952 | 186.9678 | 182.2856 | 172.4597 | 159.1755 | 150.2658 | -0.38171 | -0.61605 | -0.3784 | -0.84462 | -0.98163 | -0.63689 | -1.0705 | -0.7848 | -0.69274 | -0.88847 | -1.3246 | -1.1653 | -0.19217 | 2.9285 | 11.1282 | 11.1362 | 10.7114 | 9.4914 | 2.75 | 0.18338 | -0.47402 | -0.34449 | -0.078309 | -0.42496 | 74.4702 | 72.9254 | 71.4954 | 70.3462 | 69.0555 | 68.146 | 67.9012 | 68.783 | 72.0127 | 76.9294 | 82.3133 | 86.9306 | 90.2169 | 92.7356 | 94.5052 | 95.1688 | 95.4883 | 94.8856 | 93.456 | 91.1929 | 87.2133 | 82.8609 | 80.1367 | 78.0661 | 5.5924 | 4.9683 | 4.197 | 2.472 | 2.7121 | 3.7676 | 3.3943 | 4.125 | 3.9473 | 3.6382 | 3.417 | 3.497 | 3.5725 | 3.6209 | 3.5332 | 3.2885 | 3.3038 | 3.3234 | 3.5937 | 2.9473 | 2.6117 | 2.7522 | 2.2619 | 2.3606
Portfolio Adjusted1-in-10Size: Over 200kWOrange County2025July Monthly Peak | Portfolio Adjusted | 1-in-10 | Size: Over 200kW | Orange County | 2025 | July Monthly Peak | 7 | 142.9321 | 137.7067 | 133.4824 | 134.4011 | 146.4803 | 176.8965 | 204.993 | 225.1727 | 240.1258 | 248.3686 | 256.4354 | 258.2775 | 256.6019 | 254.8727 | 248.4222 | 236.2723 | 223.1887 | 208.4685 | 197.877 | 192.1474 | 186.9027 | 176.7875 | 163.2187 | 154.3595 | -0.97913 | -1.1863 | -0.79643 | -1.1378 | -1.2882 | -0.98692 | -1.4969 | -1.0562 | -0.86728 | -0.97905 | -1.4885 | -1.3673 | -0.43927 | 2.6608 | 10.9879 | 11.1108 | 10.7192 | 9.7088 | 3.0154 | 0.152 | -0.59886 | -0.51196 | -0.28379 | -0.62216 | 76.2125 | 75.1208 | 74.0132 | 72.9954 | 72.1598 | 71.6216 | 71.424 | 71.7724 | 74.8077 | 79.6763 | 84.4218 | 88.7852 | 91.7237 | 93.518 | 95.2845 | 95.7559 | 96.2086 | 95.0628 | 93.229 | 91.2536 | 88.0496 | 84.6335 | 82.2899 | 80.6171 | 5.8519 | 5.1897 | 4.4014 | 2.5869 | 2.8407 | 3.9392 | 3.5339 | 4.272 | 4.0601 | 3.734 | 3.4882 | 3.5488 | 3.6167 | 3.6698 | 3.5844 | 3.346 | 3.3871 | 3.4201 | 3.7079 | 3.0465 | 2.6934 | 2.8376 | 2.3328 | 2.4389
Portfolio Adjusted1-in-10Size: Over 200kWOrange County2025August Monthly Peak | Portfolio Adjusted | 1-in-10 | Size: Over 200kW | Orange County | 2025 | August Monthly Peak | 8 | 146.1391 | 140.6773 | 136.3517 | 136.5426 | 149.7519 | 183.0335 | 215.5238 | 239.2058 | 258.6999 | 268.2408 | 279.1275 | 280.6868 | 278.9887 | 276.5983 | 269.0671 | 252.7375 | 235.1505 | 216.4543 | 204.1328 | 200.451 | 194.0531 | 181.9877 | 168.4675 | 159.5142 | -1.9415 | -2.0942 | -1.4623 | -1.5718 | -1.7466 | -1.5524 | -2.2199 | -1.5387 | -1.2049 | -1.181 | -1.8681 | -1.815 | -0.90001 | 2.39 | 11.4966 | 11.6233 | 10.9624 | 10.0766 | 3.4278 | 0.09846 | -0.8069 | -0.78541 | -0.62484 | -0.94608 | 79.2858 | 78.0931 | 77.1041 | 76.2438 | 75.643 | 75.0085 | 74.5851 | 74.7866 | 77.8748 | 82.1528 | 86.8558 | 91.6691 | 95.3709 | 98.246 | 99.7839 | 100.1391 | 99.6751 | 98.167 | 96.8103 | 94.12 | 90.1667 | 86.6576 | 84.1529 | 82.4095 | 6.1297 | 5.4316 | 4.6062 | 2.6925 | 2.9753 | 4.1757 | 3.8064 | 4.6494 | 4.4812 | 4.1316 | 3.8899 | 3.9512 | 4.0286 | 4.0802 | 3.9773 | 3.6669 | 3.6561 | 3.6381 | 3.9188 | 3.256 | 2.8649 | 2.9926 | 2.4668 | 2.5821
Portfolio Adjusted1-in-10Size: Over 200kWOrange County2025September Monthly Peak | Portfolio Adjusted | 1-in-10 | Size: Over 200kW | Orange County | 2025 | September Monthly Peak | 9 | 145.6289 | 140.7072 | 135.7657 | 137.0267 | 150.4892 | 186.096 | 222.4647 | 246.3179 | 269.4656 | 280.3206 | 290.1115 | 291.1251 | 289.0329 | 287.402 | 278.9109 | 260.3201 | 241.5014 | 221.5735 | 211.0504 | 208.7138 | 197.8089 | 184.3921 | 170.2896 | 160.6147 | -2.3586 | -2.4938 | -1.7482 | -1.7662 | -1.9505 | -1.8226 | -2.593 | -1.7785 | -1.3824 | -1.2927 | -2.0581 | -2.0368 | -1.1304 | 2.2495 | 11.7275 | 11.85 | 11.1046 | 10.313 | 3.6921 | 0.074212 | -0.90787 | -0.9142 | -0.78335 | -1.0907 | 81.6788 | 80.3713 | 79.2271 | 78.5671 | 77.4718 | 76.5906 | 76.1672 | 76.2113 | 78.4603 | 82.9417 | 88.0968 | 93.4003 | 97.419 | 99.7947 | 100.9379 | 100.7449 | 100.2246 | 99.3477 | 97.5738 | 94.5838 | 90.9204 | 87.5806 | 84.9661 | 83.1001 | 6.2095 | 5.5227 | 4.6624 | 2.7468 | 3.0394 | 4.3159 | 3.9941 | 4.8669 | 4.7451 | 4.3891 | 4.1099 | 4.166 | 4.2428 | 4.3098 | 4.1911 | 3.8395 | 3.817 | 3.7859 | 4.1187 | 3.4464 | 2.9687 | 3.0824 | 2.5347 | 2.643
Portfolio Adjusted1-in-10Size: Over 200kWOrange County2025October Monthly Peak | Portfolio Adjusted | 1-in-10 | Size: Over 200kW | Orange County | 2025 | October Monthly Peak | 10 | 119.6266 | 115.8183 | 112.8671 | 114.4873 | 125.9303 | 155.5515 | 187.6922 | 208.2076 | 224.6851 | 231.6707 | 240.2728 | 244.6145 | 244.8401 | 243.5588 | 236.2292 | 220.1226 | 204.0286 | 193.4954 | 181.2793 | 174.4136 | 165.8879 | 154.4649 | 143.2573 | 134.5281 | -0.47206 | -0.66991 | -0.43106 | -0.81186 | -0.9444 | -0.66409 | -1.1167 | -0.813 | -0.70549 | -0.86503 | -1.2984 | -1.1656 | -0.25183 | 2.7404 | 10.6089 | 10.4543 | 9.9288 | 9.0132 | 2.6355 | 0.16158 | -0.4601 | -0.34834 | -0.12169 | -0.42684 | 76.2146 | 75.7554 | 75.3239 | 73.7478 | 72.8184 | 72.1554 | 71.3997 | 71.0361 | 72.0928 | 75.4786 | 79.8346 | 84.5698 | 88.3685 | 91.444 | 93.0148 | 93.5494 | 92.9657 | 91.3308 | 88.9926 | 85.8042 | 82.19 | 79.6558 | 77.9906 | 76.4185 | 4.8737 | 4.3434 | 3.7034 | 2.1928 | 2.4302 | 3.4469 | 3.2197 | 3.9307 | 3.7804 | 3.4659 | 3.2523 | 3.3446 | 3.434 | 3.4897 | 3.3917 | 3.1021 | 3.0812 | 3.1589 | 3.3802 | 2.7518 | 2.3788 | 2.4672 | 2.0374 | 2.1152
Portfolio Adjusted1-in-10Size: Over 200kWOrange County2025November Monthly Peak | Portfolio Adjusted | 1-in-10 | Size: Over 200kW | Orange County | 2025 | November Monthly Peak | 11 | 121.4482 | 117.8555 | 114.1038 | 114.2932 | 125.2943 | 153.0465 | 181.2519 | 198.4792 | 210.9353 | 217.6276 | 223.4859 | 226.5319 | 226.3151 | 225.4429 | 217.4286 | 202.6512 | 189.009 | 182.7829 | 172.3662 | 166.179 | 159.8187 | 150.3455 | 139.0287 | 130.5138 | 2.0057 | 1.6686 | 1.2905 | 0.29638 | 0.20334 | 0.75891 | 0.6491 | 0.32415 | 0.038931 | -0.49362 | -0.57676 | -0.23517 | 0.85676 | 3.8262 | 10.8039 | 10.2921 | 10.0447 | 8.5253 | 1.6548 | 0.31239 | 0.041528 | 0.33968 | 0.75287 | 0.37455 | 63.6444 | 62.6408 | 62.0812 | 61.0053 | 59.772 | 58.7944 | 59.0343 | 59.4168 | 61.5279 | 65.5914 | 70.8771 | 75.3632 | 78.2243 | 79.8907 | 80.8779 | 80.8831 | 79.8158 | 77.4374 | 74.6419 | 72.1916 | 70.0884 | 68.2808 | 66.726 | 66.0317 | 5.3168 | 4.7493 | 4.0231 | 2.3523 | 2.5982 | 3.6442 | 3.3411 | 4.0264 | 3.8136 | 3.4985 | 3.2506 | 3.3283 | 3.4109 | 3.4709 | 3.3545 | 3.0688 | 3.0672 | 3.2065 | 3.4536 | 2.8173 | 2.4626 | 2.5804 | 2.1247 | 2.205
Portfolio Adjusted1-in-10Size: Over 200kWOrange County2025December Monthly Peak | Portfolio Adjusted | 1-in-10 | Size: Over 200kW | Orange County | 2025 | December Monthly Peak | 12 | 120.6928 | 116.238 | 113.413 | 114.8333 | 126.184 | 153.8946 | 185.7043 | 201.3077 | 212.4036 | 211.0018 | 209.9701 | 206.1239 | 200.7937 | 195.8381 | 188.0952 | 175.2874 | 165.8072 | 163.4439 | 156.6635 | 154.1505 | 149.7279 | 142.6683 | 133.9655 | 126.691 | 1.9932 | 1.6457 | 1.2827 | 0.29779 | 0.20478 | 0.76311 | 0.66504 | 0.32877 | 0.039202 | -0.4786 | -0.54188 | -0.21399 | 0.76015 | 3.3238 | 9.3464 | 8.9024 | 8.8116 | 7.6233 | 1.504 | 0.28978 | 0.038906 | 0.32233 | 0.72546 | 0.36358 | 44.0584 | 43.4354 | 42.7632 | 42.786 | 42.3156 | 41.5338 | 41.4974 | 41.4516 | 42.2959 | 44.2704 | 46.5905 | 48.6176 | 49.6195 | 50.1483 | 50.6995 | 51.0909 | 50.543 | 49.2546 | 47.4369 | 46.4359 | 45.647 | 44.7733 | 44.1445 | 43.5818 | 5.2837 | 4.6842 | 3.9988 | 2.3634 | 2.6166 | 3.6644 | 3.4231 | 4.0838 | 3.8402 | 3.392 | 3.054 | 3.0284 | 3.0262 | 3.0151 | 2.902 | 2.6544 | 2.6907 | 2.8672 | 3.139 | 2.6134 | 2.3071 | 2.4486 | 2.0473 | 2.1405
Portfolio Adjusted1-in-10Size: Over 200kWOrange County2025Typical Event Day | Portfolio Adjusted | 1-in-10 | Size: Over 200kW | Orange County | 2025 | Typical Event Day | 8 | 144.5621 | 139.2088 | 134.9395 | 135.2412 | 148.3141 | 180.9468 | 212.6516 | 235.2049 | 253.5211 | 262.6447 | 273.0718 | 274.6396 | 272.9765 | 270.8133 | 263.4597 | 247.7535 | 230.6859 | 212.6368 | 200.5527 | 197.037 | 191.0606 | 179.5994 | 166.2913 | 157.5543 | -1.4135 | -1.5964 | -1.0972 | -1.3323 | -1.4979 | -1.2484 | -1.8428 | -1.2896 | -1.0362 | -1.0904 | -1.6954 | -1.6004 | -0.65531 | 2.6056 | 11.4729 | 11.534 | 10.9315 | 9.9011 | 3.1979 | 0.12899 | -0.69509 | -0.6361 | -0.43817 | -0.77124 | 77.9118 | 76.6277 | 75.4599 | 74.5381 | 73.5825 | 72.8417 | 72.5194 | 72.8883 | 75.7889 | 80.425 | 85.4219 | 90.1963 | 93.6826 | 96.0736 | 97.6279 | 97.9522 | 97.8991 | 96.8658 | 95.2673 | 92.7876 | 89.0875 | 85.4332 | 82.8864 | 81.0482 | 5.971 | 5.2928 | 4.4889 | 2.6261 | 2.9017 | 4.0651 | 3.6983 | 4.5018 | 4.3245 | 3.9836 | 3.7474 | 3.8071 | 3.8816 | 3.9338 | 3.835 | 3.5397 | 3.5319 | 3.5194 | 3.7913 | 3.1517 | 2.7776 | 2.9083 | 2.3977 | 2.5115
Portfolio Adjusted1-in-2Size: Over 200kWOrange County2015January Monthly Peak | Portfolio Adjusted | 1-in-2 | Size: Over 200kW | Orange County | 2015 | January Monthly Peak | 1 | 120.5892 | 115.6807 | 113.1189 | 114.696 | 126.7498 | 157.0851 | 191.6462 | 209.4895 | 220.9302 | 219.7893 | 219.8049 | 218.0108 | 214.2538 | 210.0248 | 201.7478 | 187.6859 | 175.7185 | 171.4712 | 164.6325 | 162.0339 | 156.6823 | 149.226 | 139.5374 | 131.2199 | 1.9915 | 1.6378 | 1.2793 | 0.29743 | 0.2057 | 0.77893 | 0.68632 | 0.34214 | 0.040776 | -0.49853 | -0.56726 | -0.22633 | 0.8111 | 3.5645 | 10.0247 | 9.532 | 9.3384 | 7.9977 | 1.5806 | 0.3046 | 0.040713 | 0.33715 | 0.75563 | 0.37657 | 47.1944 | 46.1046 | 45.4018 | 45.1966 | 44.6103 | 44.3463 | 43.8202 | 43.4735 | 43.5395 | 45.1392 | 48.1989 | 50.9805 | 52.8175 | 54.3049 | 55.2747 | 55.6824 | 55.4496 | 54.0567 | 52.3441 | 50.8871 | 49.8505 | 48.9049 | 48.1023 | 47.2767 | 5.2792 | 4.6617 | 3.9884 | 2.3606 | 2.6284 | 3.7404 | 3.5327 | 4.2498 | 3.9943 | 3.5333 | 3.1971 | 3.2031 | 3.2291 | 3.2336 | 3.1126 | 2.8421 | 2.8515 | 3.0081 | 3.2987 | 2.7471 | 2.4143 | 2.5612 | 2.1325 | 2.217
Portfolio Adjusted1-in-2Size: Over 200kWOrange County2015February Monthly Peak | Portfolio Adjusted | 1-in-2 | Size: Over 200kW | Orange County | 2015 | February Monthly Peak | 2 | 119.3641 | 114.6394 | 112.0806 | 113.7415 | 125.6384 | 155.439 | 189.203 | 206.4931 | 217.573 | 216.915 | 217.4274 | 216.2302 | 212.8818 | 209.0998 | 201.0416 | 187.2305 | 175.2386 | 170.8508 | 163.6646 | 160.7744 | 155.4199 | 148.0155 | 138.3329 | 130.1312 | 1.9713 | 1.6231 | 1.2676 | 0.29495 | 0.2039 | 0.77077 | 0.67757 | 0.33724 | 0.040157 | -0.49201 | -0.56112 | -0.22448 | 0.80591 | 3.5488 | 9.9897 | 9.5089 | 9.3128 | 7.9687 | 1.5713 | 0.30223 | 0.040385 | 0.33441 | 0.74911 | 0.37345 | 48.9704 | 48.7238 | 48.2877 | 47.9576 | 47.2657 | 46.8298 | 46.7194 | 46.775 | 47.2772 | 48.9143 | 50.9686 | 52.809 | 53.6928 | 54.0908 | 54.2585 | 53.8563 | 53.6468 | 53.0037 | 51.8964 | 50.4332 | 49.015 | 48.6361 | 47.6485 | 46.5841 | 5.2256 | 4.6197 | 3.9518 | 2.3409 | 2.6053 | 3.7012 | 3.4876 | 4.189 | 3.9336 | 3.4871 | 3.1625 | 3.1769 | 3.2084 | 3.2193 | 3.1017 | 2.8352 | 2.8437 | 2.9972 | 3.2793 | 2.7257 | 2.3948 | 2.5404 | 2.1141 | 2.1986
Portfolio Adjusted1-in-2Size: Over 200kWOrange County2015March Monthly Peak | Portfolio Adjusted | 1-in-2 | Size: Over 200kW | Orange County | 2015 | March Monthly Peak | 3 | 124.7535 | 119.2028 | 116.2397 | 117.1551 | 127.7242 | 158.0976 | 188.7234 | 207.8507 | 219.9107 | 221.0011 | 223.002 | 221.9731 | 219.9103 | 218.5522 | 210.3802 | 197.0642 | 183.8774 | 173.5609 | 165.6561 | 166.8736 | 163.1362 | 155.4833 | 144 | 134.6043 | 2.0603 | 1.6877 | 1.3146 | 0.30381 | 0.20728 | 0.78395 | 0.67585 | 0.33946 | 0.040588 | -0.50128 | -0.57551 | -0.23044 | 0.83252 | 3.7093 | 10.4537 | 10.0083 | 9.7719 | 8.0952 | 1.5904 | 0.3137 | 0.04239 | 0.35128 | 0.77979 | 0.38629 | 49.0739 | 47.9197 | 46.9241 | 46.3987 | 46.2043 | 45.7063 | 45.1678 | 45.1755 | 47.1742 | 49.6603 | 52.1573 | 54.0102 | 55.2638 | 56.2229 | 56.7744 | 57.0633 | 56.8985 | 56.4905 | 55.1051 | 53.0355 | 51.5304 | 50.2139 | 49.1336 | 48.2892 | 5.4615 | 4.8036 | 4.0984 | 2.4112 | 2.6486 | 3.7645 | 3.4788 | 4.2165 | 3.9759 | 3.5528 | 3.2436 | 3.2613 | 3.3143 | 3.3649 | 3.2458 | 2.9841 | 2.9839 | 3.0447 | 3.3192 | 2.8291 | 2.5137 | 2.6686 | 2.2007 | 2.2742
Portfolio Adjusted1-in-2Size: Over 200kWOrange County2015April Monthly Peak | Portfolio Adjusted | 1-in-2 | Size: Over 200kW | Orange County | 2015 | April Monthly Peak | 4 | 120.2745 | 115.7387 | 112.6461 | 113.8594 | 123.6803 | 151.9933 | 179.0616 | 197.2806 | 209.9294 | 215.5636 | 222.3202 | 225.5057 | 226.2499 | 227.4572 | 220.3631 | 207.16 | 192.4109 | 179.3658 | 168.3604 | 167.0637 | 162.1778 | 153.2778 | 141.2699 | 132.117 | 1.9863 | 1.6386 | 1.274 | 0.29526 | 0.20072 | 0.75368 | 0.64125 | 0.3222 | 0.038746 | -0.48894 | -0.57375 | -0.23411 | 0.85652 | 3.8604 | 10.9497 | 10.5211 | 10.2255 | 8.3659 | 1.6163 | 0.31405 | 0.042141 | 0.3463 | 0.76501 | 0.37915 | 63.6403 | 62.3922 | 60.7683 | 59.6664 | 58.6098 | 57.8384 | 57.4941 | 57.0035 | 59.584 | 64.0155 | 69.0394 | 73.8497 | 77.5062 | 80.3089 | 82.1826 | 83.1504 | 83.3398 | 82.2447 | 80.1909 | 77.2271 | 73.0889 | 69.8099 | 67.214 | 64.7181 | 5.2654 | 4.664 | 3.9717 | 2.3434 | 2.5647 | 3.6192 | 3.3007 | 4.0021 | 3.7954 | 3.4654 | 3.2337 | 3.3132 | 3.4099 | 3.502 | 3.3998 | 3.137 | 3.1224 | 3.1465 | 3.3734 | 2.8323 | 2.499 | 2.6307 | 2.159 | 2.2321
Portfolio Adjusted1-in-2Size: Over 200kWOrange County2015May Monthly Peak | Portfolio Adjusted | 1-in-2 | Size: Over 200kW | Orange County | 2015 | May Monthly Peak | 5 | 124.6532 | 120.0728 | 116.2131 | 117.5183 | 128.6988 | 157.4697 | 184.6668 | 204.9817 | 219.4703 | 226.648 | 233.074 | 236.4653 | 236.1263 | 235.5521 | 228.2582 | 213.6332 | 198.6772 | 185.3289 | 174.5187 | 170.9175 | 168.3401 | 159.1042 | 146.8723 | 138.0184 | 2.0586 | 1.7 | 1.3143 | 0.30475 | 0.20886 | 0.78084 | 0.66132 | 0.33477 | 0.040507 | -0.51408 | -0.6015 | -0.24548 | 0.89391 | 3.9978 | 11.342 | 10.8498 | 10.5585 | 8.644 | 1.6755 | 0.3213 | 0.043742 | 0.35946 | 0.79535 | 0.39609 | 63.5578 | 62.6947 | 61.5761 | 60.3324 | 59.2529 | 58.6178 | 58.4557 | 58.8455 | 60.6614 | 65.1253 | 70.2298 | 74.9782 | 79.5962 | 83.0102 | 84.8683 | 85.7925 | 85.7869 | 83.8265 | 81.3509 | 78.2112 | 73.8822 | 69.8978 | 67.633 | 65.8612 | 5.4571 | 4.8387 | 4.0975 | 2.4187 | 2.6688 | 3.7496 | 3.404 | 4.1583 | 3.9679 | 3.6436 | 3.3901 | 3.4742 | 3.5587 | 3.6266 | 3.5216 | 3.235 | 3.2241 | 3.2512 | 3.4968 | 2.8977 | 2.5939 | 2.7307 | 2.2446 | 2.3318
Portfolio Adjusted1-in-2Size: Over 200kWOrange County2015June Monthly Peak | Portfolio Adjusted | 1-in-2 | Size: Over 200kW | Orange County | 2015 | June Monthly Peak | 6 | 134.8251 | 130.1596 | 125.6971 | 127.0326 | 138.3225 | 166.7954 | 193.4877 | 212.1324 | 226.0543 | 233.5371 | 241.5937 | 244.6219 | 243.4261 | 241.6531 | 235.262 | 223.6565 | 210.131 | 196.3086 | 186.1234 | 180.6883 | 176.8652 | 168.2413 | 155.3853 | 146.8546 | 0.82524 | 0.52421 | 0.45556 | -0.29554 | -0.41651 | 0.045186 | -0.24388 | -0.25033 | -0.34004 | -0.70359 | -0.96997 | -0.71709 | 0.32621 | 3.3991 | 11.1188 | 10.9846 | 10.6889 | 9.1501 | 2.2537 | 0.25215 | -0.22659 | -0.0057248 | 0.34694 | -0.029351 | 69.2274 | 68.113 | 66.9296 | 65.6283 | 64.7209 | 63.7744 | 62.9795 | 63.9369 | 67.1251 | 72.229 | 77.5757 | 82.4296 | 86.0184 | 88.043 | 89.819 | 90.7779 | 91.2468 | 90.3526 | 88.8887 | 85.942 | 81.7104 | 77.2411 | 74.6207 | 72.5845 | 5.5666 | 4.9468 | 4.1797 | 2.4657 | 2.7051 | 3.7457 | 3.3637 | 4.0586 | 3.8544 | 3.5407 | 3.3141 | 3.3896 | 3.46 | 3.5088 | 3.4232 | 3.1941 | 3.2159 | 3.2478 | 3.5171 | 2.889 | 2.5702 | 2.7233 | 2.2396 | 2.34
Portfolio Adjusted1-in-2Size: Over 200kWOrange County2015July Monthly Peak | Portfolio Adjusted | 1-in-2 | Size: Over 200kW | Orange County | 2015 | July Monthly Peak | 7 | 143.0852 | 137.85 | 133.6199 | 134.5279 | 146.6199 | 177.0989 | 205.2701 | 225.5619 | 240.6336 | 248.9232 | 257.0414 | 258.8872 | 257.2112 | 255.4621 | 248.995 | 236.7827 | 223.6454 | 208.8574 | 198.2386 | 192.4897 | 187.2014 | 177.0244 | 163.4337 | 154.5531 | -1.0357 | -1.2397 | -0.83557 | -1.1636 | -1.3148 | -1.019 | -1.5361 | -1.0817 | -0.88428 | -0.98815 | -1.5058 | -1.3889 | -0.46379 | 2.6393 | 10.9907 | 11.12 | 10.7222 | 9.7267 | 3.0395 | 0.14879 | -0.61058 | -0.5278 | -0.30357 | -0.64064 | 76.6849 | 75.7518 | 74.8559 | 73.8612 | 72.9904 | 72.2777 | 71.8128 | 72.7746 | 75.5347 | 79.4868 | 84.2107 | 88.5277 | 91.528 | 93.4187 | 95.0264 | 95.5098 | 94.6862 | 93.2772 | 91.7359 | 89.8178 | 87.0835 | 84.081 | 81.6499 | 79.8227 | 5.8637 | 5.2001 | 4.4102 | 2.5918 | 2.8461 | 3.9475 | 3.542 | 4.2834 | 4.0725 | 3.7459 | 3.4998 | 3.5606 | 3.6288 | 3.6818 | 3.596 | 3.3565 | 3.3973 | 3.4298 | 3.7182 | 3.0548 | 2.7002 | 2.8441 | 2.3381 | 2.4443
Portfolio Adjusted1-in-2Size: Over 200kWOrange County2015August Monthly Peak | Portfolio Adjusted | 1-in-2 | Size: Over 200kW | Orange County | 2015 | August Monthly Peak | 8 | 143.7386 | 138.4395 | 134.2007 | 134.5603 | 147.5631 | 179.8577 | 211.1569 | 233.1129 | 250.8005 | 259.6865 | 269.8528 | 271.4105 | 269.7563 | 267.7052 | 260.4424 | 245.0674 | 228.2815 | 210.5861 | 198.6388 | 195.2203 | 189.4719 | 178.3366 | 165.143 | 156.5204 | -1.1208 | -1.3204 | -0.89471 | -1.1995 | -1.36 | -1.0803 | -1.6351 | -1.1533 | -0.94444 | -1.0413 | -1.6017 | -1.4837 | -0.52192 | 2.7239 | 11.462 | 11.487 | 10.9165 | 9.8069 | 3.0724 | 0.14581 | -0.6337 | -0.55372 | -0.33503 | -0.67466 | 76.9695 | 75.4856 | 74.1544 | 73.3287 | 72.6558 | 71.818 | 71.5057 | 71.4925 | 73.6022 | 79.0405 | 84.5848 | 89.2495 | 92.7261 | 95.2168 | 96.7904 | 97.628 | 97.6466 | 96.4637 | 94.2608 | 90.8522 | 86.4761 | 83.2843 | 81.2058 | 79.4504 | 5.8993 | 5.2301 | 4.4359 | 2.5963 | 2.8687 | 4.0149 | 3.649 | 4.4334 | 4.2509 | 3.9137 | 3.6797 | 3.7384 | 3.8114 | 3.864 | 3.767 | 3.4791 | 3.4729 | 3.4633 | 3.7313 | 3.1028 | 2.737 | 2.8695 | 2.366 | 2.4791
Portfolio Adjusted1-in-2Size: Over 200kWOrange County2015September Monthly Peak | Portfolio Adjusted | 1-in-2 | Size: Over 200kW | Orange County | 2015 | September Monthly Peak | 9 | 140.996 | 136.3904 | 131.6156 | 133.2022 | 146.2651 | 179.9663 | 214.0325 | 234.5612 | 254.2335 | 263.8412 | 272.2591 | 273.2818 | 271.2821 | 270.3115 | 262.3399 | 245.5868 | 228.3055 | 210.2959 | 200.4842 | 198.647 | 188.989 | 177.3588 | 163.8833 | 154.8456 | -0.80765 | -1.0258 | -0.67609 | -1.0569 | -1.2131 | -0.91297 | -1.4511 | -1.029 | -0.87188 | -1.0188 | -1.5382 | -1.3909 | -0.39278 | 2.9068 | 11.6723 | 11.5932 | 11.0211 | 9.7946 | 3.0009 | 0.16753 | -0.5741 | -0.46971 | -0.22864 | -0.5728 | 75.0057 | 73.9082 | 73.0152 | 72.4224 | 71.892 | 71.0615 | 71.1331 | 71.1312 | 72.8065 | 77.1419 | 82.4694 | 87.4631 | 91.6865 | 94.4466 | 96.1309 | 96.8978 | 96.947 | 96.098 | 94.358 | 90.7451 | 86.7626 | 83.6108 | 81.4996 | 80.149 | 5.759 | 5.128 | 4.3297 | 2.5578 | 2.8298 | 3.9981 | 3.681 | 4.4396 | 4.2885 | 3.9573 | 3.6947 | 3.7461 | 3.8146 | 3.8829 | 3.7763 | 3.4698 | 3.4566 | 3.442 | 3.7479 | 3.1421 | 2.717 | 2.8401 | 2.3367 | 2.4409
Portfolio Adjusted1-in-2Size: Over 200kWOrange County2015October Monthly Peak | Portfolio Adjusted | 1-in-2 | Size: Over 200kW | Orange County | 2015 | October Monthly Peak | 10 | 115.9037 | 112.2634 | 109.4814 | 111.3653 | 122.531 | 150.6473 | 181.0992 | 198.6637 | 211.87 | 217.1565 | 223.9183 | 227.7575 | 227.7282 | 226.744 | 219.7621 | 205.3339 | 190.8446 | 182.4084 | 171.223 | 165.1217 | 157.8833 | 148.2563 | 137.6898 | 129.5177 | 1.1235 | 0.84304 | 0.686 | -0.07077 | -0.17379 | 0.28355 | 0.073113 | -0.042334 | -0.19572 | -0.59867 | -0.78863 | -0.51944 | 0.4966 | 3.4159 | 10.5696 | 10.2028 | 9.8572 | 8.5041 | 1.9257 | 0.25792 | -0.11864 | 0.11182 | 0.45805 | 0.11077 | 66.7731 | 65.4771 | 64.4005 | 63.5278 | 62.6629 | 62.0122 | 61.7674 | 61.8978 | 63.3842 | 67.124 | 73.5144 | 79.8972 | 85.7942 | 88.943 | 89.9428 | 90.7165 | 91.0849 | 90.2199 | 87.7058 | 82.7255 | 78.8781 | 75.7724 | 73.2633 | 71.5765 | 4.8604 | 4.3335 | 3.6976 | 2.1955 | 2.4339 | 3.436 | 3.1977 | 3.8604 | 3.6692 | 3.344 | 3.1198 | 3.2054 | 3.2876 | 3.344 | 3.2477 | 2.9784 | 2.9665 | 3.0652 | 3.2863 | 2.6815 | 2.3303 | 2.4374 | 2.0156 | 2.0961
Portfolio Adjusted1-in-2Size: Over 200kWOrange County2015November Monthly Peak | Portfolio Adjusted | 1-in-2 | Size: Over 200kW | Orange County | 2015 | November Monthly Peak | 11 | 121.1935 | 117.5308 | 113.8241 | 114.0334 | 125.0572 | 152.7315 | 180.9744 | 197.7349 | 209.5136 | 215.4292 | 220.4627 | 222.9911 | 222.4447 | 221.3714 | 213.3149 | 198.8434 | 185.6611 | 180.105 | 170.194 | 164.4034 | 158.4017 | 149.393 | 138.25 | 129.8161 | 2.0015 | 1.664 | 1.2873 | 0.29571 | 0.20295 | 0.75735 | 0.6481 | 0.32294 | 0.038669 | -0.48864 | -0.56896 | -0.2315 | 0.84211 | 3.7571 | 10.5995 | 10.0987 | 9.8667 | 8.4004 | 1.6339 | 0.30905 | 0.04116 | 0.33752 | 0.74866 | 0.37255 | 58.9303 | 58.0555 | 57.8551 | 57.4771 | 56.442 | 55.3519 | 55.8141 | 55.3979 | 59.1733 | 63.2346 | 68.1693 | 73.1426 | 76.0751 | 77.7566 | 78.8386 | 78.736 | 76.8083 | 73.6833 | 70.3083 | 67.3852 | 65.4735 | 64.6319 | 63.6084 | 62.9565 | 5.3057 | 4.7363 | 4.0133 | 2.347 | 2.5933 | 3.6367 | 3.336 | 4.0113 | 3.7879 | 3.4632 | 3.2067 | 3.2763 | 3.3525 | 3.4083 | 3.2911 | 3.0111 | 3.0128 | 3.1595 | 3.4101 | 2.7872 | 2.4408 | 2.564 | 2.1128 | 2.1933
Portfolio Adjusted1-in-2Size: Over 200kWOrange County2015December Monthly Peak | Portfolio Adjusted | 1-in-2 | Size: Over 200kW | Orange County | 2015 | December Monthly Peak | 12 | 115.3729 | 111.7183 | 108.9056 | 110.6893 | 121.3582 | 146.7461 | 175.0914 | 188.2985 | 197.8374 | 198.547 | 199.6879 | 198.4441 | 194.8951 | 191.8854 | 185.0937 | 173.3708 | 163.777 | 160.7917 | 152.4932 | 148.7066 | 144.265 | 137.4236 | 128.744 | 121.9711 | 1.9054 | 1.5817 | 1.2317 | 0.28704 | 0.19695 | 0.72767 | 0.62703 | 0.30753 | 0.036514 | -0.45035 | -0.51534 | -0.20601 | 0.73782 | 3.2567 | 9.1972 | 8.805 | 8.7037 | 7.4996 | 1.464 | 0.27955 | 0.037486 | 0.31048 | 0.69718 | 0.35003 | 50.0036 | 49.4176 | 48.6263 | 48.2054 | 47.705 | 47.1155 | 46.7235 | 46.52 | 47.3485 | 50.7282 | 54.4327 | 57.6262 | 60.1801 | 61.5417 | 62.138 | 62.4073 | 62.0957 | 60.1416 | 57.2985 | 54.7644 | 52.8413 | 51.0512 | 49.4623 | 48.0626 | 5.0508 | 4.502 | 3.8399 | 2.2781 | 2.5166 | 3.4942 | 3.2275 | 3.8199 | 3.5768 | 3.1918 | 2.9045 | 2.9156 | 2.9373 | 2.9543 | 2.8557 | 2.6254 | 2.6577 | 2.8207 | 3.0555 | 2.5211 | 2.223 | 2.3586 | 1.9675 | 2.0607
Portfolio Adjusted1-in-2Size: Over 200kWOrange County2015Typical Event Day | Portfolio Adjusted | 1-in-2 | Size: Over 200kW | Orange County | 2015 | Typical Event Day | 8 | 142.1731 | 136.9709 | 132.7925 | 133.2624 | 146.1352 | 177.7889 | 208.3286 | 229.1292 | 245.5875 | 253.9721 | 263.59 | 265.0922 | 263.4315 | 261.5768 | 254.4815 | 239.7507 | 223.5266 | 206.5431 | 194.8889 | 191.6807 | 186.3864 | 175.8961 | 162.9302 | 154.528 | -0.52047 | -0.75418 | -0.47914 | -0.927 | -1.0773 | -0.73615 | -1.2118 | -0.877 | -0.75974 | -0.94311 | -1.414 | -1.2494 | -0.25327 | 2.964 | 11.4456 | 11.3975 | 10.8916 | 9.6211 | 2.8199 | 0.18012 | -0.50907 | -0.3856 | -0.12417 | -0.47728 | 74.4718 | 73.3147 | 72.2388 | 71.3101 | 70.5648 | 69.7329 | 69.3578 | 69.8338 | 72.2671 | 76.9746 | 82.2101 | 86.9175 | 90.4898 | 92.7813 | 94.4417 | 95.2034 | 95.1317 | 94.0479 | 92.3108 | 89.3393 | 85.5081 | 82.0543 | 79.744 | 78.0016 | 5.7907 | 5.1353 | 4.356 | 2.5517 | 2.8193 | 3.9386 | 3.5728 | 4.3245 | 4.1309 | 3.7985 | 3.567 | 3.6236 | 3.6938 | 3.7468 | 3.6528 | 3.3777 | 3.3747 | 3.371 | 3.633 | 3.0234 | 2.672 | 2.8087 | 2.3166 | 2.429
Portfolio Adjusted1-in-2Size: Over 200kWOrange County2016January Monthly Peak | Portfolio Adjusted | 1-in-2 | Size: Over 200kW | Orange County | 2016 | January Monthly Peak | 1 | 120.5892 | 115.6807 | 113.1189 | 114.696 | 126.7498 | 157.0851 | 191.6462 | 209.4895 | 220.9302 | 219.7893 | 219.8049 | 218.0108 | 214.2538 | 210.0248 | 201.7479 | 187.6859 | 175.7185 | 171.4712 | 164.6325 | 162.0339 | 156.6823 | 149.226 | 139.5374 | 131.2199 | 1.9915 | 1.6378 | 1.2793 | 0.29743 | 0.2057 | 0.77893 | 0.68632 | 0.34214 | 0.040776 | -0.49853 | -0.56726 | -0.22633 | 0.8111 | 3.5645 | 10.0247 | 9.532 | 9.3384 | 7.9977 | 1.5806 | 0.3046 | 0.040713 | 0.33715 | 0.75563 | 0.37657 | 47.1944 | 46.1046 | 45.4018 | 45.1966 | 44.6103 | 44.3463 | 43.8202 | 43.4735 | 43.5395 | 45.1392 | 48.1989 | 50.9805 | 52.8175 | 54.3049 | 55.2747 | 55.6824 | 55.4496 | 54.0567 | 52.3441 | 50.8871 | 49.8505 | 48.9049 | 48.1023 | 47.2767 | 5.2792 | 4.6617 | 3.9884 | 2.3606 | 2.6284 | 3.7404 | 3.5327 | 4.2498 | 3.9943 | 3.5333 | 3.1971 | 3.2031 | 3.2291 | 3.2336 | 3.1126 | 2.8421 | 2.8515 | 3.0081 | 3.2987 | 2.7471 | 2.4143 | 2.5612 | 2.1325 | 2.217
Portfolio Adjusted1-in-2Size: Over 200kWOrange County2016February Monthly Peak | Portfolio Adjusted | 1-in-2 | Size: Over 200kW | Orange County | 2016 | February Monthly Peak | 2 | 119.3641 | 114.6394 | 112.0806 | 113.7415 | 125.6384 | 155.439 | 189.203 | 206.4931 | 217.573 | 216.915 | 217.4274 | 216.2302 | 212.8818 | 209.0998 | 201.0416 | 187.2305 | 175.2386 | 170.8508 | 163.6646 | 160.7744 | 155.4199 | 148.0155 | 138.3329 | 130.1311 | 1.9713 | 1.6231 | 1.2676 | 0.29495 | 0.2039 | 0.77077 | 0.67757 | 0.33724 | 0.040157 | -0.49201 | -0.56112 | -0.22448 | 0.80591 | 3.5488 | 9.9897 | 9.5089 | 9.3128 | 7.9687 | 1.5713 | 0.30223 | 0.040385 | 0.33441 | 0.74911 | 0.37345 | 48.9704 | 48.7238 | 48.2877 | 47.9576 | 47.2657 | 46.8298 | 46.7194 | 46.775 | 47.2772 | 48.9143 | 50.9686 | 52.809 | 53.6928 | 54.0908 | 54.2585 | 53.8563 | 53.6468 | 53.0037 | 51.8964 | 50.4332 | 49.015 | 48.6361 | 47.6485 | 46.5841 | 5.2256 | 4.6197 | 3.9518 | 2.3409 | 2.6053 | 3.7012 | 3.4876 | 4.189 | 3.9336 | 3.4871 | 3.1625 | 3.1769 | 3.2084 | 3.2193 | 3.1017 | 2.8352 | 2.8437 | 2.9972 | 3.2793 | 2.7257 | 2.3948 | 2.5404 | 2.1141 | 2.1986
Portfolio Adjusted1-in-2Size: Over 200kWOrange County2016March Monthly Peak | Portfolio Adjusted | 1-in-2 | Size: Over 200kW | Orange County | 2016 | March Monthly Peak | 3 | 124.7535 | 119.2028 | 116.2397 | 117.1551 | 127.7242 | 158.0976 | 188.7234 | 207.8507 | 219.9107 | 221.0011 | 223.002 | 221.9731 | 219.9103 | 218.5522 | 210.3802 | 197.0642 | 183.8774 | 173.5609 | 165.6561 | 166.8736 | 163.1362 | 155.4833 | 144 | 134.6043 | 2.0603 | 1.6877 | 1.3146 | 0.30381 | 0.20728 | 0.78395 | 0.67585 | 0.33946 | 0.040588 | -0.50128 | -0.57551 | -0.23044 | 0.83252 | 3.7093 | 10.4537 | 10.0083 | 9.7719 | 8.0952 | 1.5904 | 0.3137 | 0.04239 | 0.35128 | 0.77979 | 0.38629 | 49.0739 | 47.9197 | 46.9241 | 46.3987 | 46.2043 | 45.7062 | 45.1678 | 45.1755 | 47.1742 | 49.6603 | 52.1573 | 54.0102 | 55.2638 | 56.2229 | 56.7744 | 57.0633 | 56.8985 | 56.4905 | 55.1051 | 53.0355 | 51.5304 | 50.2139 | 49.1336 | 48.2892 | 5.4615 | 4.8036 | 4.0984 | 2.4112 | 2.6486 | 3.7645 | 3.4788 | 4.2165 | 3.9759 | 3.5528 | 3.2436 | 3.2613 | 3.3143 | 3.3649 | 3.2458 | 2.9841 | 2.9839 | 3.0447 | 3.3192 | 2.8291 | 2.5137 | 2.6686 | 2.2007 | 2.2742
Portfolio Adjusted1-in-2Size: Over 200kWOrange County2016April Monthly Peak | Portfolio Adjusted | 1-in-2 | Size: Over 200kW | Orange County | 2016 | April Monthly Peak | 4 | 120.2745 | 115.7387 | 112.6461 | 113.8594 | 123.6803 | 151.9932 | 179.0616 | 197.2806 | 209.9294 | 215.5636 | 222.3202 | 225.5057 | 226.2499 | 227.4572 | 220.3631 | 207.16 | 192.4109 | 179.3658 | 168.3604 | 167.0637 | 162.1778 | 153.2778 | 141.2699 | 132.117 | 1.9863 | 1.6386 | 1.274 | 0.29526 | 0.20072 | 0.75368 | 0.64125 | 0.3222 | 0.038746 | -0.48894 | -0.57375 | -0.23411 | 0.85652 | 3.8604 | 10.9497 | 10.5211 | 10.2255 | 8.3659 | 1.6163 | 0.31405 | 0.042141 | 0.3463 | 0.76501 | 0.37915 | 63.6403 | 62.3922 | 60.7683 | 59.6665 | 58.6098 | 57.8384 | 57.4941 | 57.0035 | 59.584 | 64.0155 | 69.0394 | 73.8497 | 77.5062 | 80.3089 | 82.1826 | 83.1504 | 83.3398 | 82.2447 | 80.1909 | 77.2271 | 73.0889 | 69.8099 | 67.214 | 64.7181 | 5.2654 | 4.664 | 3.9717 | 2.3434 | 2.5647 | 3.6192 | 3.3007 | 4.0021 | 3.7954 | 3.4654 | 3.2337 | 3.3132 | 3.4099 | 3.502 | 3.3998 | 3.137 | 3.1224 | 3.1465 | 3.3734 | 2.8323 | 2.499 | 2.6307 | 2.159 | 2.2321
Portfolio Adjusted1-in-2Size: Over 200kWOrange County2016May Monthly Peak | Portfolio Adjusted | 1-in-2 | Size: Over 200kW | Orange County | 2016 | May Monthly Peak | 5 | 124.6532 | 120.0728 | 116.2131 | 117.5183 | 128.6988 | 157.4697 | 184.6668 | 204.9817 | 219.4703 | 226.648 | 233.074 | 236.4653 | 236.1262 | 235.5521 | 228.2582 | 213.6332 | 198.6772 | 185.3289 | 174.5187 | 170.9175 | 168.3401 | 159.1042 | 146.8723 | 138.0184 | 2.0586 | 1.7 | 1.3143 | 0.30475 | 0.20886 | 0.78084 | 0.66132 | 0.33477 | 0.040507 | -0.51408 | -0.6015 | -0.24548 | 0.89391 | 3.9978 | 11.342 | 10.8498 | 10.5585 | 8.644 | 1.6755 | 0.3213 | 0.043742 | 0.35946 | 0.79535 | 0.39609 | 63.5578 | 62.6947 | 61.5761 | 60.3324 | 59.2529 | 58.6178 | 58.4557 | 58.8455 | 60.6614 | 65.1253 | 70.2298 | 74.9782 | 79.5962 | 83.0102 | 84.8683 | 85.7925 | 85.7869 | 83.8265 | 81.3509 | 78.2112 | 73.8822 | 69.8978 | 67.633 | 65.8612 | 5.4571 | 4.8387 | 4.0975 | 2.4187 | 2.6688 | 3.7496 | 3.404 | 4.1583 | 3.9679 | 3.6436 | 3.3901 | 3.4742 | 3.5587 | 3.6266 | 3.5216 | 3.235 | 3.2241 | 3.2512 | 3.4968 | 2.8977 | 2.5939 | 2.7307 | 2.2446 | 2.3318
Portfolio Adjusted1-in-2Size: Over 200kWOrange County2016June Monthly Peak | Portfolio Adjusted | 1-in-2 | Size: Over 200kW | Orange County | 2016 | June Monthly Peak | 6 | 134.8251 | 130.1596 | 125.6971 | 127.0326 | 138.3225 | 166.7954 | 193.4877 | 212.1324 | 226.0543 | 233.5371 | 241.5937 | 244.6219 | 243.4261 | 241.6531 | 235.262 | 223.6565 | 210.1311 | 196.3086 | 186.1234 | 180.6883 | 176.8652 | 168.2413 | 155.3853 | 146.8546 | 0.82524 | 0.52421 | 0.45556 | -0.29554 | -0.41651 | 0.045186 | -0.24388 | -0.25033 | -0.34004 | -0.70359 | -0.96997 | -0.71709 | 0.32621 | 3.3991 | 11.1188 | 10.9846 | 10.6889 | 9.1501 | 2.2537 | 0.25215 | -0.22659 | -0.0057248 | 0.34694 | -0.029351 | 69.2274 | 68.113 | 66.9296 | 65.6283 | 64.7209 | 63.7744 | 62.9795 | 63.9369 | 67.1251 | 72.229 | 77.5757 | 82.4296 | 86.0184 | 88.043 | 89.819 | 90.7779 | 91.2468 | 90.3526 | 88.8887 | 85.942 | 81.7104 | 77.2411 | 74.6207 | 72.5845 | 5.5666 | 4.9468 | 4.1797 | 2.4657 | 2.7051 | 3.7457 | 3.3637 | 4.0586 | 3.8544 | 3.5407 | 3.3141 | 3.3896 | 3.46 | 3.5088 | 3.4232 | 3.1941 | 3.2159 | 3.2478 | 3.5171 | 2.889 | 2.5702 | 2.7233 | 2.2396 | 2.34
Portfolio Adjusted1-in-2Size: Over 200kWOrange County2016July Monthly Peak | Portfolio Adjusted | 1-in-2 | Size: Over 200kW | Orange County | 2016 | July Monthly Peak | 7 | 143.0852 | 137.85 | 133.6199 | 134.5279 | 146.6199 | 177.0989 | 205.2701 | 225.5619 | 240.6336 | 248.9232 | 257.0414 | 258.8872 | 257.2112 | 255.4621 | 248.995 | 236.7827 | 223.6454 | 208.8574 | 198.2386 | 192.4897 | 187.2014 | 177.0244 | 163.4337 | 154.5531 | -1.0357 | -1.2397 | -0.83557 | -1.1636 | -1.3148 | -1.019 | -1.5361 | -1.0817 | -0.88428 | -0.98815 | -1.5058 | -1.3889 | -0.46379 | 2.6393 | 10.9907 | 11.12 | 10.7222 | 9.7267 | 3.0395 | 0.14879 | -0.61058 | -0.5278 | -0.30357 | -0.64064 | 76.6849 | 75.7518 | 74.8559 | 73.8611 | 72.9904 | 72.2777 | 71.8128 | 72.7746 | 75.5347 | 79.4868 | 84.2107 | 88.5277 | 91.528 | 93.4187 | 95.0264 | 95.5098 | 94.6862 | 93.2772 | 91.7359 | 89.8178 | 87.0835 | 84.081 | 81.6499 | 79.8227 | 5.8637 | 5.2001 | 4.4102 | 2.5918 | 2.8461 | 3.9475 | 3.542 | 4.2834 | 4.0725 | 3.7459 | 3.4998 | 3.5606 | 3.6288 | 3.6818 | 3.596 | 3.3565 | 3.3973 | 3.4298 | 3.7182 | 3.0548 | 2.7002 | 2.8441 | 2.3381 | 2.4443
Portfolio Adjusted1-in-2Size: Over 200kWOrange County2016August Monthly Peak | Portfolio Adjusted | 1-in-2 | Size: Over 200kW | Orange County | 2016 | August Monthly Peak | 8 | 143.7386 | 138.4395 | 134.2007 | 134.5603 | 147.5631 | 179.8577 | 211.1569 | 233.1129 | 250.8005 | 259.6865 | 269.8528 | 271.4105 | 269.7563 | 267.7052 | 260.4424 | 245.0674 | 228.2815 | 210.5861 | 198.6388 | 195.2203 | 189.4719 | 178.3366 | 165.143 | 156.5204 | -1.1208 | -1.3204 | -0.89471 | -1.1995 | -1.36 | -1.0803 | -1.6351 | -1.1533 | -0.94444 | -1.0413 | -1.6017 | -1.4837 | -0.52192 | 2.7239 | 11.462 | 11.487 | 10.9165 | 9.8069 | 3.0724 | 0.14581 | -0.6337 | -0.55372 | -0.33503 | -0.67466 | 76.9695 | 75.4856 | 74.1544 | 73.3287 | 72.6558 | 71.818 | 71.5056 | 71.4925 | 73.6022 | 79.0405 | 84.5848 | 89.2495 | 92.7261 | 95.2168 | 96.7904 | 97.628 | 97.6466 | 96.4637 | 94.2608 | 90.8522 | 86.4761 | 83.2843 | 81.2058 | 79.4504 | 5.8993 | 5.2301 | 4.4359 | 2.5963 | 2.8687 | 4.0149 | 3.649 | 4.4334 | 4.2509 | 3.9137 | 3.6797 | 3.7384 | 3.8114 | 3.864 | 3.767 | 3.4791 | 3.4729 | 3.4633 | 3.7313 | 3.1028 | 2.737 | 2.8695 | 2.366 | 2.4791
Portfolio Adjusted1-in-2Size: Over 200kWOrange County2016September Monthly Peak | Portfolio Adjusted | 1-in-2 | Size: Over 200kW | Orange County | 2016 | September Monthly Peak | 9 | 140.996 | 136.3904 | 131.6156 | 133.2022 | 146.2651 | 179.9663 | 214.0324 | 234.5612 | 254.2335 | 263.8412 | 272.2592 | 273.2818 | 271.2821 | 270.3115 | 262.3398 | 245.5868 | 228.3055 | 210.2959 | 200.4842 | 198.647 | 188.989 | 177.3588 | 163.8833 | 154.8456 | -0.80765 | -1.0258 | -0.67609 | -1.0569 | -1.2131 | -0.91297 | -1.4511 | -1.029 | -0.87188 | -1.0188 | -1.5382 | -1.3909 | -0.39278 | 2.9068 | 11.6723 | 11.5932 | 11.0211 | 9.7946 | 3.0009 | 0.16753 | -0.5741 | -0.46971 | -0.22864 | -0.5728 | 75.0057 | 73.9082 | 73.0152 | 72.4224 | 71.892 | 71.0615 | 71.1331 | 71.1312 | 72.8065 | 77.1419 | 82.4694 | 87.4631 | 91.6865 | 94.4466 | 96.1309 | 96.8978 | 96.947 | 96.098 | 94.358 | 90.7451 | 86.7626 | 83.6108 | 81.4996 | 80.149 | 5.759 | 5.128 | 4.3297 | 2.5578 | 2.8298 | 3.9981 | 3.681 | 4.4396 | 4.2885 | 3.9573 | 3.6947 | 3.7461 | 3.8146 | 3.8829 | 3.7763 | 3.4698 | 3.4566 | 3.442 | 3.7479 | 3.1421 | 2.717 | 2.8401 | 2.3367 | 2.4409
Portfolio Adjusted1-in-2Size: Over 200kWOrange County2016October Monthly Peak | Portfolio Adjusted | 1-in-2 | Size: Over 200kW | Orange County | 2016 | October Monthly Peak | 10 | 115.9037 | 112.2634 | 109.4814 | 111.3653 | 122.531 | 150.6473 | 181.0992 | 198.6637 | 211.87 | 217.1565 | 223.9183 | 227.7575 | 227.7282 | 226.744 | 219.7621 | 205.3339 | 190.8446 | 182.4084 | 171.223 | 165.1217 | 157.8834 | 148.2564 | 137.6898 | 129.5177 | 1.1235 | 0.84304 | 0.686 | -0.07077 | -0.17379 | 0.28355 | 0.073113 | -0.042334 | -0.19572 | -0.59867 | -0.78863 | -0.51944 | 0.4966 | 3.4159 | 10.5696 | 10.2028 | 9.8572 | 8.5041 | 1.9257 | 0.25792 | -0.11864 | 0.11182 | 0.45805 | 0.11077 | 66.7731 | 65.4771 | 64.4005 | 63.5278 | 62.6629 | 62.0122 | 61.7674 | 61.8978 | 63.3842 | 67.124 | 73.5144 | 79.8972 | 85.7942 | 88.943 | 89.9428 | 90.7165 | 91.0849 | 90.2199 | 87.7057 | 82.7255 | 78.8781 | 75.7724 | 73.2633 | 71.5765 | 4.8604 | 4.3335 | 3.6976 | 2.1955 | 2.4339 | 3.436 | 3.1977 | 3.8604 | 3.6692 | 3.344 | 3.1198 | 3.2054 | 3.2876 | 3.344 | 3.2477 | 2.9784 | 2.9665 | 3.0652 | 3.2863 | 2.6815 | 2.3303 | 2.4374 | 2.0156 | 2.0961
Portfolio Adjusted1-in-2Size: Over 200kWOrange County2016November Monthly Peak | Portfolio Adjusted | 1-in-2 | Size: Over 200kW | Orange County | 2016 | November Monthly Peak | 11 | 121.1935 | 117.5308 | 113.8241 | 114.0334 | 125.0572 | 152.7315 | 180.9744 | 197.7349 | 209.5136 | 215.4292 | 220.4627 | 222.9912 | 222.4447 | 221.3714 | 213.3148 | 198.8434 | 185.6611 | 180.105 | 170.194 | 164.4034 | 158.4017 | 149.393 | 138.25 | 129.8161 | 2.0015 | 1.664 | 1.2873 | 0.29571 | 0.20295 | 0.75735 | 0.6481 | 0.32294 | 0.038669 | -0.48864 | -0.56896 | -0.2315 | 0.84211 | 3.7571 | 10.5995 | 10.0987 | 9.8667 | 8.4004 | 1.6339 | 0.30905 | 0.04116 | 0.33752 | 0.74866 | 0.37255 | 58.9303 | 58.0555 | 57.8551 | 57.4771 | 56.442 | 55.3519 | 55.8141 | 55.3979 | 59.1733 | 63.2346 | 68.1693 | 73.1426 | 76.0751 | 77.7566 | 78.8386 | 78.7361 | 76.8083 | 73.6833 | 70.3083 | 67.3852 | 65.4735 | 64.6319 | 63.6084 | 62.9565 | 5.3057 | 4.7363 | 4.0133 | 2.347 | 2.5933 | 3.6367 | 3.336 | 4.0113 | 3.7879 | 3.4632 | 3.2067 | 3.2763 | 3.3525 | 3.4083 | 3.2911 | 3.0111 | 3.0128 | 3.1595 | 3.4101 | 2.7872 | 2.4408 | 2.564 | 2.1128 | 2.1933
Portfolio Adjusted1-in-2Size: Over 200kWOrange County2016December Monthly Peak | Portfolio Adjusted | 1-in-2 | Size: Over 200kW | Orange County | 2016 | December Monthly Peak | 12 | 115.3729 | 111.7183 | 108.9056 | 110.6893 | 121.3582 | 146.7461 | 175.0914 | 188.2985 | 197.8374 | 198.547 | 199.6879 | 198.4441 | 194.8951 | 191.8854 | 185.0937 | 173.3708 | 163.777 | 160.7917 | 152.4932 | 148.7066 | 144.265 | 137.4236 | 128.744 | 121.9711 | 1.9054 | 1.5817 | 1.2317 | 0.28704 | 0.19695 | 0.72767 | 0.62703 | 0.30753 | 0.036514 | -0.45035 | -0.51534 | -0.20601 | 0.73782 | 3.2567 | 9.1972 | 8.805 | 8.7037 | 7.4996 | 1.464 | 0.27955 | 0.037486 | 0.31048 | 0.69718 | 0.35003 | 50.0036 | 49.4176 | 48.6263 | 48.2054 | 47.705 | 47.1155 | 46.7235 | 46.52 | 47.3485 | 50.7282 | 54.4327 | 57.6262 | 60.1801 | 61.5417 | 62.138 | 62.4073 | 62.0957 | 60.1416 | 57.2985 | 54.7644 | 52.8413 | 51.0512 | 49.4623 | 48.0626 | 5.0508 | 4.502 | 3.8399 | 2.2781 | 2.5166 | 3.4942 | 3.2275 | 3.8199 | 3.5768 | 3.1918 | 2.9045 | 2.9156 | 2.9373 | 2.9543 | 2.8557 | 2.6254 | 2.6577 | 2.8207 | 3.0555 | 2.5211 | 2.223 | 2.3586 | 1.9675 | 2.0607
Portfolio Adjusted1-in-2Size: Over 200kWOrange County2016Typical Event Day | Portfolio Adjusted | 1-in-2 | Size: Over 200kW | Orange County | 2016 | Typical Event Day | 8 | 142.1731 | 136.971 | 132.7925 | 133.2624 | 146.1352 | 177.7889 | 208.3286 | 229.1292 | 245.5875 | 253.9721 | 263.59 | 265.0922 | 263.4315 | 261.5768 | 254.4815 | 239.7507 | 223.5266 | 206.5431 | 194.8889 | 191.6807 | 186.3864 | 175.8961 | 162.9302 | 154.528 | -0.52047 | -0.75418 | -0.47914 | -0.927 | -1.0773 | -0.73615 | -1.2118 | -0.877 | -0.75974 | -0.94311 | -1.414 | -1.2494 | -0.25327 | 2.964 | 11.4456 | 11.3975 | 10.8916 | 9.6211 | 2.8199 | 0.18012 | -0.50907 | -0.3856 | -0.12417 | -0.47728 | 74.4718 | 73.3147 | 72.2388 | 71.3101 | 70.5648 | 69.7329 | 69.3578 | 69.8338 | 72.2671 | 76.9746 | 82.2101 | 86.9175 | 90.4898 | 92.7813 | 94.4417 | 95.2034 | 95.1317 | 94.0479 | 92.3108 | 89.3393 | 85.5081 | 82.0543 | 79.744 | 78.0016 | 5.7907 | 5.1353 | 4.356 | 2.5517 | 2.8193 | 3.9386 | 3.5728 | 4.3245 | 4.1309 | 3.7985 | 3.567 | 3.6236 | 3.6938 | 3.7468 | 3.6528 | 3.3777 | 3.3747 | 3.371 | 3.633 | 3.0234 | 2.672 | 2.8087 | 2.3166 | 2.429
Portfolio Adjusted1-in-2Size: Over 200kWOrange County2017January Monthly Peak | Portfolio Adjusted | 1-in-2 | Size: Over 200kW | Orange County | 2017 | January Monthly Peak | 1 | 120.5893 | 115.6807 | 113.1189 | 114.696 | 126.7498 | 157.0851 | 191.6461 | 209.4895 | 220.9302 | 219.7893 | 219.8049 | 218.0108 | 214.2538 | 210.0248 | 201.7478 | 187.6859 | 175.7185 | 171.4712 | 164.6325 | 162.0339 | 156.6823 | 149.226 | 139.5374 | 131.2199 | 1.9915 | 1.6378 | 1.2793 | 0.29743 | 0.2057 | 0.77893 | 0.68632 | 0.34214 | 0.040776 | -0.49853 | -0.56726 | -0.22633 | 0.8111 | 3.5645 | 10.0247 | 9.532 | 9.3384 | 7.9977 | 1.5806 | 0.3046 | 0.040713 | 0.33715 | 0.75563 | 0.37657 | 47.1944 | 46.1046 | 45.4018 | 45.1966 | 44.6103 | 44.3463 | 43.8202 | 43.4735 | 43.5395 | 45.1392 | 48.1989 | 50.9805 | 52.8175 | 54.3049 | 55.2747 | 55.6824 | 55.4496 | 54.0567 | 52.3441 | 50.8871 | 49.8505 | 48.9049 | 48.1023 | 47.2767 | 5.2792 | 4.6617 | 3.9884 | 2.3606 | 2.6284 | 3.7404 | 3.5327 | 4.2498 | 3.9943 | 3.5333 | 3.1971 | 3.2031 | 3.2291 | 3.2336 | 3.1126 | 2.8421 | 2.8515 | 3.0081 | 3.2987 | 2.7471 | 2.4143 | 2.5612 | 2.1325 | 2.217
Portfolio Adjusted1-in-2Size: Over 200kWOrange County2017February Monthly Peak | Portfolio Adjusted | 1-in-2 | Size: Over 200kW | Orange County | 2017 | February Monthly Peak | 2 | 119.3641 | 114.6394 | 112.0806 | 113.7415 | 125.6384 | 155.439 | 189.203 | 206.4931 | 217.573 | 216.915 | 217.4274 | 216.2302 | 212.8818 | 209.0998 | 201.0416 | 187.2305 | 175.2386 | 170.8508 | 163.6646 | 160.7744 | 155.4199 | 148.0155 | 138.3329 | 130.1311 | 1.9713 | 1.6231 | 1.2676 | 0.29495 | 0.2039 | 0.77077 | 0.67757 | 0.33724 | 0.040157 | -0.49201 | -0.56112 | -0.22448 | 0.80591 | 3.5488 | 9.9897 | 9.5089 | 9.3128 | 7.9687 | 1.5713 | 0.30223 | 0.040385 | 0.33441 | 0.74911 | 0.37345 | 48.9704 | 48.7238 | 48.2877 | 47.9576 | 47.2657 | 46.8298 | 46.7194 | 46.775 | 47.2772 | 48.9143 | 50.9686 | 52.809 | 53.6928 | 54.0908 | 54.2585 | 53.8563 | 53.6468 | 53.0037 | 51.8964 | 50.4332 | 49.015 | 48.6361 | 47.6485 | 46.5841 | 5.2256 | 4.6197 | 3.9518 | 2.3409 | 2.6053 | 3.7012 | 3.4876 | 4.189 | 3.9336 | 3.4871 | 3.1625 | 3.1769 | 3.2084 | 3.2193 | 3.1017 | 2.8352 | 2.8437 | 2.9972 | 3.2793 | 2.7257 | 2.3948 | 2.5404 | 2.1141 | 2.1986
Portfolio Adjusted1-in-2Size: Over 200kWOrange County2017March Monthly Peak | Portfolio Adjusted | 1-in-2 | Size: Over 200kW | Orange County | 2017 | March Monthly Peak | 3 | 124.7535 | 119.2028 | 116.2397 | 117.1551 | 127.7242 | 158.0976 | 188.7234 | 207.8507 | 219.9107 | 221.0011 | 223.002 | 221.9731 | 219.9103 | 218.5522 | 210.3802 | 197.0642 | 183.8774 | 173.5609 | 165.6561 | 166.8736 | 163.1362 | 155.4833 | 144 | 134.6043 | 2.0603 | 1.6877 | 1.3146 | 0.30381 | 0.20728 | 0.78395 | 0.67585 | 0.33946 | 0.040588 | -0.50128 | -0.57551 | -0.23044 | 0.83252 | 3.7093 | 10.4537 | 10.0083 | 9.7719 | 8.0952 | 1.5904 | 0.3137 | 0.04239 | 0.35128 | 0.77979 | 0.38629 | 49.0739 | 47.9197 | 46.9241 | 46.3987 | 46.2043 | 45.7062 | 45.1678 | 45.1755 | 47.1742 | 49.6603 | 52.1573 | 54.0102 | 55.2638 | 56.2229 | 56.7744 | 57.0633 | 56.8985 | 56.4905 | 55.1051 | 53.0355 | 51.5304 | 50.2139 | 49.1337 | 48.2892 | 5.4615 | 4.8036 | 4.0984 | 2.4112 | 2.6486 | 3.7645 | 3.4788 | 4.2165 | 3.9759 | 3.5528 | 3.2436 | 3.2613 | 3.3143 | 3.3649 | 3.2458 | 2.9841 | 2.9839 | 3.0447 | 3.3192 | 2.8291 | 2.5137 | 2.6686 | 2.2007 | 2.2742
Portfolio Adjusted1-in-2Size: Over 200kWOrange County2017April Monthly Peak | Portfolio Adjusted | 1-in-2 | Size: Over 200kW | Orange County | 2017 | April Monthly Peak | 4 | 120.2745 | 115.7387 | 112.6461 | 113.8594 | 123.6803 | 151.9933 | 179.0616 | 197.2806 | 209.9294 | 215.5636 | 222.3202 | 225.5057 | 226.2499 | 227.4572 | 220.3631 | 207.16 | 192.4109 | 179.3658 | 168.3604 | 167.0637 | 162.1778 | 153.2778 | 141.2699 | 132.117 | 1.9863 | 1.6386 | 1.274 | 0.29526 | 0.20072 | 0.75368 | 0.64125 | 0.3222 | 0.038746 | -0.48894 | -0.57375 | -0.23411 | 0.85652 | 3.8604 | 10.9497 | 10.5211 | 10.2255 | 8.3659 | 1.6163 | 0.31405 | 0.042141 | 0.3463 | 0.76501 | 0.37915 | 63.6403 | 62.3922 | 60.7683 | 59.6664 | 58.6098 | 57.8384 | 57.4941 | 57.0035 | 59.584 | 64.0155 | 69.0394 | 73.8497 | 77.5062 | 80.3089 | 82.1826 | 83.1504 | 83.3398 | 82.2447 | 80.1909 | 77.2271 | 73.0889 | 69.8099 | 67.214 | 64.7181 | 5.2654 | 4.664 | 3.9717 | 2.3434 | 2.5647 | 3.6192 | 3.3007 | 4.0021 | 3.7954 | 3.4654 | 3.2337 | 3.3132 | 3.4099 | 3.502 | 3.3998 | 3.137 | 3.1224 | 3.1465 | 3.3734 | 2.8323 | 2.499 | 2.6307 | 2.159 | 2.2321
Portfolio Adjusted1-in-2Size: Over 200kWOrange County2017May Monthly Peak | Portfolio Adjusted | 1-in-2 | Size: Over 200kW | Orange County | 2017 | May Monthly Peak | 5 | 124.6532 | 120.0728 | 116.2131 | 117.5183 | 128.6988 | 157.4697 | 184.6668 | 204.9817 | 219.4703 | 226.648 | 233.074 | 236.4653 | 236.1262 | 235.5521 | 228.2582 | 213.6332 | 198.6772 | 185.329 | 174.5187 | 170.9175 | 168.3402 | 159.1042 | 146.8723 | 138.0184 | 2.0586 | 1.7 | 1.3143 | 0.30475 | 0.20886 | 0.78084 | 0.66132 | 0.33477 | 0.040507 | -0.51408 | -0.6015 | -0.24548 | 0.89391 | 3.9978 | 11.342 | 10.8498 | 10.5585 | 8.644 | 1.6755 | 0.3213 | 0.043742 | 0.35946 | 0.79535 | 0.39609 | 63.5578 | 62.6947 | 61.5761 | 60.3324 | 59.2529 | 58.6178 | 58.4557 | 58.8455 | 60.6614 | 65.1253 | 70.2298 | 74.9782 | 79.5962 | 83.0102 | 84.8683 | 85.7925 | 85.7869 | 83.8265 | 81.3509 | 78.2112 | 73.8822 | 69.8978 | 67.633 | 65.8612 | 5.4571 | 4.8387 | 4.0975 | 2.4187 | 2.6688 | 3.7496 | 3.404 | 4.1583 | 3.9679 | 3.6436 | 3.3901 | 3.4742 | 3.5587 | 3.6266 | 3.5216 | 3.235 | 3.2241 | 3.2512 | 3.4968 | 2.8977 | 2.5939 | 2.7307 | 2.2446 | 2.3318
Portfolio Adjusted1-in-2Size: Over 200kWOrange County2017June Monthly Peak | Portfolio Adjusted | 1-in-2 | Size: Over 200kW | Orange County | 2017 | June Monthly Peak | 6 | 134.8251 | 130.1596 | 125.6971 | 127.0326 | 138.3225 | 166.7954 | 193.4877 | 212.1324 | 226.0543 | 233.5371 | 241.5937 | 244.6219 | 243.4261 | 241.6531 | 235.262 | 223.6565 | 210.1311 | 196.3086 | 186.1234 | 180.6883 | 176.8652 | 168.2413 | 155.3853 | 146.8546 | 0.82524 | 0.52421 | 0.45556 | -0.29554 | -0.41651 | 0.045186 | -0.24388 | -0.25033 | -0.34004 | -0.70359 | -0.96997 | -0.71709 | 0.32621 | 3.3991 | 11.1188 | 10.9846 | 10.6889 | 9.1501 | 2.2537 | 0.25215 | -0.22659 | -0.0057248 | 0.34694 | -0.029351 | 69.2274 | 68.113 | 66.9296 | 65.6283 | 64.7209 | 63.7744 | 62.9795 | 63.9369 | 67.1251 | 72.229 | 77.5757 | 82.4296 | 86.0184 | 88.043 | 89.819 | 90.7779 | 91.2468 | 90.3526 | 88.8887 | 85.942 | 81.7104 | 77.2411 | 74.6207 | 72.5845 | 5.5666 | 4.9468 | 4.1797 | 2.4657 | 2.7051 | 3.7457 | 3.3637 | 4.0586 | 3.8544 | 3.5407 | 3.3141 | 3.3896 | 3.46 | 3.5088 | 3.4232 | 3.1941 | 3.2159 | 3.2478 | 3.5171 | 2.889 | 2.5702 | 2.7233 | 2.2396 | 2.34
Portfolio Adjusted1-in-2Size: Over 200kWOrange County2017July Monthly Peak | Portfolio Adjusted | 1-in-2 | Size: Over 200kW | Orange County | 2017 | July Monthly Peak | 7 | 143.0852 | 137.85 | 133.6199 | 134.5279 | 146.6199 | 177.0989 | 205.2701 | 225.5619 | 240.6336 | 248.9232 | 257.0414 | 258.8872 | 257.2112 | 255.4621 | 248.995 | 236.7827 | 223.6454 | 208.8573 | 198.2386 | 192.4897 | 187.2014 | 177.0244 | 163.4337 | 154.5531 | -1.0357 | -1.2397 | -0.83557 | -1.1636 | -1.3148 | -1.019 | -1.5361 | -1.0817 | -0.88428 | -0.98815 | -1.5058 | -1.3889 | -0.46379 | 2.6393 | 10.9907 | 11.12 | 10.7222 | 9.7267 | 3.0395 | 0.14879 | -0.61058 | -0.5278 | -0.30357 | -0.64064 | 76.6849 | 75.7518 | 74.8559 | 73.8611 | 72.9904 | 72.2777 | 71.8128 | 72.7746 | 75.5347 | 79.4868 | 84.2107 | 88.5277 | 91.528 | 93.4187 | 95.0264 | 95.5098 | 94.6862 | 93.2772 | 91.7359 | 89.8178 | 87.0835 | 84.081 | 81.6499 | 79.8227 | 5.8637 | 5.2001 | 4.4102 | 2.5918 | 2.8461 | 3.9475 | 3.542 | 4.2834 | 4.0725 | 3.7459 | 3.4998 | 3.5606 | 3.6288 | 3.6818 | 3.596 | 3.3565 | 3.3973 | 3.4298 | 3.7182 | 3.0548 | 2.7002 | 2.8441 | 2.3381 | 2.4443
Portfolio Adjusted1-in-2Size: Over 200kWOrange County2017August Monthly Peak | Portfolio Adjusted | 1-in-2 | Size: Over 200kW | Orange County | 2017 | August Monthly Peak | 8 | 143.7386 | 138.4395 | 134.2007 | 134.5603 | 147.5631 | 179.8577 | 211.1569 | 233.1129 | 250.8005 | 259.6865 | 269.8528 | 271.4105 | 269.7564 | 267.7052 | 260.4424 | 245.0674 | 228.2815 | 210.5861 | 198.6388 | 195.2203 | 189.4719 | 178.3366 | 165.143 | 156.5204 | -1.1208 | -1.3204 | -0.89471 | -1.1995 | -1.36 | -1.0803 | -1.6351 | -1.1533 | -0.94444 | -1.0413 | -1.6017 | -1.4837 | -0.52192 | 2.7239 | 11.462 | 11.487 | 10.9165 | 9.8069 | 3.0724 | 0.14581 | -0.6337 | -0.55372 | -0.33503 | -0.67466 | 76.9695 | 75.4856 | 74.1544 | 73.3287 | 72.6558 | 71.818 | 71.5057 | 71.4925 | 73.6022 | 79.0405 | 84.5848 | 89.2494 | 92.7261 | 95.2168 | 96.7904 | 97.628 | 97.6466 | 96.4637 | 94.2608 | 90.8522 | 86.4761 | 83.2843 | 81.2058 | 79.4504 | 5.8993 | 5.2301 | 4.4359 | 2.5963 | 2.8687 | 4.0149 | 3.649 | 4.4334 | 4.2509 | 3.9137 | 3.6797 | 3.7384 | 3.8114 | 3.864 | 3.767 | 3.4791 | 3.4729 | 3.4633 | 3.7313 | 3.1028 | 2.737 | 2.8695 | 2.366 | 2.4791
Portfolio Adjusted1-in-2Size: Over 200kWOrange County2017September Monthly Peak | Portfolio Adjusted | 1-in-2 | Size: Over 200kW | Orange County | 2017 | September Monthly Peak | 9 | 140.996 | 136.3904 | 131.6156 | 133.2022 | 146.2651 | 179.9663 | 214.0325 | 234.5612 | 254.2335 | 263.8412 | 272.2592 | 273.2818 | 271.2821 | 270.3115 | 262.3398 | 245.5868 | 228.3055 | 210.2959 | 200.4842 | 198.647 | 188.989 | 177.3588 | 163.8833 | 154.8456 | -0.80765 | -1.0258 | -0.67609 | -1.0569 | -1.2131 | -0.91297 | -1.4511 | -1.029 | -0.87188 | -1.0188 | -1.5382 | -1.3909 | -0.39278 | 2.9068 | 11.6723 | 11.5932 | 11.0211 | 9.7946 | 3.0009 | 0.16753 | -0.5741 | -0.46971 | -0.22864 | -0.5728 | 75.0057 | 73.9082 | 73.0152 | 72.4224 | 71.892 | 71.0615 | 71.1331 | 71.1312 | 72.8065 | 77.1419 | 82.4694 | 87.4631 | 91.6865 | 94.4466 | 96.1309 | 96.8978 | 96.947 | 96.098 | 94.358 | 90.7451 | 86.7626 | 83.6108 | 81.4996 | 80.149 | 5.759 | 5.128 | 4.3297 | 2.5578 | 2.8298 | 3.9981 | 3.681 | 4.4396 | 4.2885 | 3.9573 | 3.6947 | 3.7461 | 3.8146 | 3.8829 | 3.7763 | 3.4698 | 3.4566 | 3.442 | 3.7479 | 3.1421 | 2.717 | 2.8401 | 2.3367 | 2.4409
Portfolio Adjusted1-in-2Size: Over 200kWOrange County2017October Monthly Peak | Portfolio Adjusted | 1-in-2 | Size: Over 200kW | Orange County | 2017 | October Monthly Peak | 10 | 115.9037 | 112.2634 | 109.4814 | 111.3653 | 122.531 | 150.6473 | 181.0992 | 198.6637 | 211.87 | 217.1565 | 223.9183 | 227.7575 | 227.7282 | 226.744 | 219.7621 | 205.3339 | 190.8446 | 182.4084 | 171.223 | 165.1217 | 157.8833 | 148.2563 | 137.6898 | 129.5177 | 1.1235 | 0.84304 | 0.686 | -0.07077 | -0.17379 | 0.28355 | 0.073113 | -0.042334 | -0.19572 | -0.59867 | -0.78863 | -0.51944 | 0.4966 | 3.4159 | 10.5696 | 10.2028 | 9.8572 | 8.5041 | 1.9257 | 0.25792 | -0.11864 | 0.11182 | 0.45805 | 0.11077 | 66.7731 | 65.4771 | 64.4005 | 63.5278 | 62.6629 | 62.0122 | 61.7674 | 61.8978 | 63.3842 | 67.124 | 73.5144 | 79.8972 | 85.7942 | 88.943 | 89.9428 | 90.7165 | 91.0849 | 90.2199 | 87.7058 | 82.7255 | 78.8781 | 75.7724 | 73.2633 | 71.5765 | 4.8604 | 4.3335 | 3.6976 | 2.1955 | 2.4339 | 3.436 | 3.1977 | 3.8604 | 3.6692 | 3.344 | 3.1198 | 3.2054 | 3.2876 | 3.344 | 3.2477 | 2.9784 | 2.9665 | 3.0652 | 3.2863 | 2.6815 | 2.3303 | 2.4374 | 2.0156 | 2.0961
Portfolio Adjusted1-in-2Size: Over 200kWOrange County2017November Monthly Peak | Portfolio Adjusted | 1-in-2 | Size: Over 200kW | Orange County | 2017 | November Monthly Peak | 11 | 121.1935 | 117.5308 | 113.8241 | 114.0334 | 125.0572 | 152.7315 | 180.9744 | 197.7349 | 209.5136 | 215.4292 | 220.4627 | 222.9912 | 222.4447 | 221.3714 | 213.3148 | 198.8434 | 185.6611 | 180.105 | 170.194 | 164.4034 | 158.4017 | 149.393 | 138.25 | 129.8161 | 2.0015 | 1.664 | 1.2873 | 0.29571 | 0.20295 | 0.75735 | 0.6481 | 0.32294 | 0.038669 | -0.48864 | -0.56896 | -0.2315 | 0.84211 | 3.7571 | 10.5995 | 10.0987 | 9.8667 | 8.4004 | 1.6339 | 0.30905 | 0.04116 | 0.33752 | 0.74866 | 0.37255 | 58.9303 | 58.0555 | 57.8551 | 57.4771 | 56.442 | 55.3519 | 55.8141 | 55.3979 | 59.1733 | 63.2346 | 68.1693 | 73.1426 | 76.0751 | 77.7566 | 78.8386 | 78.736 | 76.8083 | 73.6833 | 70.3083 | 67.3852 | 65.4735 | 64.6319 | 63.6084 | 62.9565 | 5.3057 | 4.7363 | 4.0133 | 2.347 | 2.5933 | 3.6367 | 3.336 | 4.0113 | 3.7879 | 3.4632 | 3.2067 | 3.2763 | 3.3525 | 3.4083 | 3.2911 | 3.0111 | 3.0128 | 3.1595 | 3.4101 | 2.7872 | 2.4408 | 2.564 | 2.1128 | 2.1933
Portfolio Adjusted1-in-2Size: Over 200kWOrange County2017December Monthly Peak | Portfolio Adjusted | 1-in-2 | Size: Over 200kW | Orange County | 2017 | December Monthly Peak | 12 | 115.3729 | 111.7183 | 108.9056 | 110.6893 | 121.3582 | 146.7461 | 175.0914 | 188.2985 | 197.8374 | 198.547 | 199.6879 | 198.4441 | 194.8951 | 191.8854 | 185.0938 | 173.3708 | 163.777 | 160.7917 | 152.4932 | 148.7066 | 144.265 | 137.4236 | 128.744 | 121.9711 | 1.9054 | 1.5817 | 1.2317 | 0.28704 | 0.19695 | 0.72767 | 0.62703 | 0.30753 | 0.036514 | -0.45035 | -0.51534 | -0.20601 | 0.73782 | 3.2567 | 9.1972 | 8.805 | 8.7037 | 7.4996 | 1.464 | 0.27955 | 0.037486 | 0.31048 | 0.69718 | 0.35003 | 50.0036 | 49.4176 | 48.6263 | 48.2054 | 47.705 | 47.1155 | 46.7235 | 46.52 | 47.3485 | 50.7282 | 54.4327 | 57.6262 | 60.1801 | 61.5417 | 62.138 | 62.4073 | 62.0957 | 60.1416 | 57.2985 | 54.7644 | 52.8413 | 51.0512 | 49.4623 | 48.0626 | 5.0508 | 4.502 | 3.8399 | 2.2781 | 2.5166 | 3.4942 | 3.2275 | 3.8199 | 3.5768 | 3.1918 | 2.9045 | 2.9156 | 2.9373 | 2.9543 | 2.8557 | 2.6254 | 2.6577 | 2.8207 | 3.0555 | 2.5211 | 2.223 | 2.3586 | 1.9675 | 2.0607
Portfolio Adjusted1-in-2Size: Over 200kWOrange County2017Typical Event Day | Portfolio Adjusted | 1-in-2 | Size: Over 200kW | Orange County | 2017 | Typical Event Day | 8 | 142.1731 | 136.971 | 132.7925 | 133.2624 | 146.1352 | 177.7889 | 208.3286 | 229.1292 | 245.5875 | 253.9721 | 263.59 | 265.0922 | 263.4316 | 261.5768 | 254.4815 | 239.7507 | 223.5266 | 206.5431 | 194.8889 | 191.6807 | 186.3864 | 175.8961 | 162.9302 | 154.528 | -0.52047 | -0.75418 | -0.47914 | -0.927 | -1.0773 | -0.73615 | -1.2118 | -0.877 | -0.75974 | -0.94311 | -1.414 | -1.2494 | -0.25327 | 2.964 | 11.4456 | 11.3975 | 10.8916 | 9.6211 | 2.8199 | 0.18012 | -0.50907 | -0.3856 | -0.12417 | -0.47728 | 74.4718 | 73.3147 | 72.2388 | 71.3101 | 70.5648 | 69.7329 | 69.3578 | 69.8338 | 72.2671 | 76.9746 | 82.2101 | 86.9175 | 90.4898 | 92.7813 | 94.4417 | 95.2034 | 95.1317 | 94.0479 | 92.3109 | 89.3393 | 85.5081 | 82.0543 | 79.744 | 78.0016 | 5.7907 | 5.1353 | 4.356 | 2.5517 | 2.8193 | 3.9386 | 3.5728 | 4.3245 | 4.1309 | 3.7985 | 3.567 | 3.6236 | 3.6938 | 3.7468 | 3.6528 | 3.3777 | 3.3747 | 3.371 | 3.633 | 3.0234 | 2.672 | 2.8087 | 2.3166 | 2.429
Portfolio Adjusted1-in-2Size: Over 200kWOrange County2018January Monthly Peak | Portfolio Adjusted | 1-in-2 | Size: Over 200kW | Orange County | 2018 | January Monthly Peak | 1 | 120.5892 | 115.6807 | 113.1189 | 114.696 | 126.7498 | 157.0851 | 191.6461 | 209.4895 | 220.9302 | 219.7893 | 219.8049 | 218.0108 | 214.2538 | 210.0248 | 201.7478 | 187.6859 | 175.7185 | 171.4712 | 164.6325 | 162.0339 | 156.6823 | 149.226 | 139.5374 | 131.2199 | 1.9915 | 1.6378 | 1.2793 | 0.29743 | 0.2057 | 0.77893 | 0.68632 | 0.34214 | 0.040776 | -0.49853 | -0.56726 | -0.22633 | 0.8111 | 3.5645 | 10.0247 | 9.532 | 9.3384 | 7.9977 | 1.5806 | 0.3046 | 0.040713 | 0.33715 | 0.75563 | 0.37657 | 47.1944 | 46.1046 | 45.4018 | 45.1966 | 44.6103 | 44.3463 | 43.8202 | 43.4735 | 43.5395 | 45.1392 | 48.1989 | 50.9805 | 52.8175 | 54.3049 | 55.2747 | 55.6824 | 55.4496 | 54.0567 | 52.3441 | 50.8871 | 49.8505 | 48.9049 | 48.1023 | 47.2767 | 5.2792 | 4.6617 | 3.9884 | 2.3606 | 2.6284 | 3.7404 | 3.5327 | 4.2498 | 3.9943 | 3.5333 | 3.1971 | 3.2031 | 3.2291 | 3.2336 | 3.1126 | 2.8421 | 2.8515 | 3.0081 | 3.2987 | 2.7471 | 2.4143 | 2.5612 | 2.1325 | 2.217
Portfolio Adjusted1-in-2Size: Over 200kWOrange County2018February Monthly Peak | Portfolio Adjusted | 1-in-2 | Size: Over 200kW | Orange County | 2018 | February Monthly Peak | 2 | 119.3641 | 114.6394 | 112.0806 | 113.7415 | 125.6384 | 155.439 | 189.203 | 206.4931 | 217.573 | 216.915 | 217.4274 | 216.2302 | 212.8818 | 209.0998 | 201.0416 | 187.2304 | 175.2386 | 170.8508 | 163.6646 | 160.7745 | 155.4199 | 148.0155 | 138.3329 | 130.1312 | 1.9713 | 1.6231 | 1.2676 | 0.29495 | 0.2039 | 0.77077 | 0.67757 | 0.33724 | 0.040157 | -0.49201 | -0.56112 | -0.22448 | 0.80591 | 3.5488 | 9.9897 | 9.5089 | 9.3128 | 7.9687 | 1.5713 | 0.30223 | 0.040385 | 0.33441 | 0.74911 | 0.37345 | 48.9704 | 48.7238 | 48.2877 | 47.9576 | 47.2657 | 46.8298 | 46.7194 | 46.775 | 47.2772 | 48.9143 | 50.9686 | 52.809 | 53.6928 | 54.0908 | 54.2585 | 53.8563 | 53.6468 | 53.0037 | 51.8964 | 50.4332 | 49.015 | 48.6361 | 47.6485 | 46.5841 | 5.2256 | 4.6197 | 3.9518 | 2.3409 | 2.6053 | 3.7012 | 3.4876 | 4.189 | 3.9336 | 3.4871 | 3.1625 | 3.1769 | 3.2084 | 3.2193 | 3.1017 | 2.8352 | 2.8437 | 2.9972 | 3.2793 | 2.7257 | 2.3948 | 2.5404 | 2.1141 | 2.1986
Portfolio Adjusted1-in-2Size: Over 200kWOrange County2018March Monthly Peak | Portfolio Adjusted | 1-in-2 | Size: Over 200kW | Orange County | 2018 | March Monthly Peak | 3 | 124.7535 | 119.2028 | 116.2397 | 117.1551 | 127.7242 | 158.0976 | 188.7234 | 207.8507 | 219.9107 | 221.0011 | 223.002 | 221.9731 | 219.9103 | 218.5522 | 210.3802 | 197.0642 | 183.8774 | 173.5609 | 165.6561 | 166.8736 | 163.1362 | 155.4833 | 144 | 134.6042 | 2.0603 | 1.6877 | 1.3146 | 0.30381 | 0.20728 | 0.78395 | 0.67585 | 0.33946 | 0.040588 | -0.50128 | -0.57551 | -0.23044 | 0.83252 | 3.7093 | 10.4537 | 10.0083 | 9.7719 | 8.0952 | 1.5904 | 0.3137 | 0.04239 | 0.35128 | 0.77979 | 0.38629 | 49.0739 | 47.9197 | 46.9241 | 46.3987 | 46.2043 | 45.7063 | 45.1678 | 45.1755 | 47.1742 | 49.6603 | 52.1573 | 54.0102 | 55.2638 | 56.2229 | 56.7744 | 57.0633 | 56.8984 | 56.4905 | 55.1051 | 53.0355 | 51.5304 | 50.2139 | 49.1336 | 48.2892 | 5.4615 | 4.8036 | 4.0984 | 2.4112 | 2.6486 | 3.7645 | 3.4788 | 4.2165 | 3.9759 | 3.5528 | 3.2436 | 3.2613 | 3.3143 | 3.3649 | 3.2458 | 2.9841 | 2.9839 | 3.0447 | 3.3192 | 2.8291 | 2.5137 | 2.6686 | 2.2007 | 2.2742
Portfolio Adjusted1-in-2Size: Over 200kWOrange County2018April Monthly Peak | Portfolio Adjusted | 1-in-2 | Size: Over 200kW | Orange County | 2018 | April Monthly Peak | 4 | 120.2745 | 115.7387 | 112.6461 | 113.8594 | 123.6803 | 151.9932 | 179.0616 | 197.2806 | 209.9294 | 215.5636 | 222.3202 | 225.5057 | 226.2499 | 227.4572 | 220.3631 | 207.16 | 192.4109 | 179.3658 | 168.3604 | 167.0637 | 162.1778 | 153.2778 | 141.2699 | 132.117 | 1.9863 | 1.6386 | 1.274 | 0.29526 | 0.20072 | 0.75368 | 0.64125 | 0.3222 | 0.038746 | -0.48894 | -0.57375 | -0.23411 | 0.85652 | 3.8604 | 10.9497 | 10.5211 | 10.2255 | 8.3659 | 1.6163 | 0.31405 | 0.042141 | 0.3463 | 0.76501 | 0.37915 | 63.6403 | 62.3922 | 60.7683 | 59.6664 | 58.6098 | 57.8384 | 57.4941 | 57.0035 | 59.584 | 64.0155 | 69.0394 | 73.8497 | 77.5062 | 80.3089 | 82.1826 | 83.1504 | 83.3398 | 82.2447 | 80.1909 | 77.2271 | 73.0889 | 69.8099 | 67.214 | 64.7181 | 5.2654 | 4.664 | 3.9717 | 2.3434 | 2.5647 | 3.6192 | 3.3007 | 4.0021 | 3.7954 | 3.4654 | 3.2337 | 3.3132 | 3.4099 | 3.502 | 3.3998 | 3.137 | 3.1224 | 3.1465 | 3.3734 | 2.8323 | 2.499 | 2.6307 | 2.159 | 2.2321
Portfolio Adjusted1-in-2Size: Over 200kWOrange County2018May Monthly Peak | Portfolio Adjusted | 1-in-2 | Size: Over 200kW | Orange County | 2018 | May Monthly Peak | 5 | 124.6532 | 120.0728 | 116.2131 | 117.5183 | 128.6988 | 157.4697 | 184.6667 | 204.9817 | 219.4703 | 226.648 | 233.074 | 236.4653 | 236.1262 | 235.5521 | 228.2582 | 213.6332 | 198.6772 | 185.3289 | 174.5187 | 170.9175 | 168.3401 | 159.1042 | 146.8723 | 138.0184 | 2.0586 | 1.7 | 1.3143 | 0.30475 | 0.20886 | 0.78084 | 0.66132 | 0.33477 | 0.040507 | -0.51408 | -0.6015 | -0.24548 | 0.89391 | 3.9978 | 11.342 | 10.8498 | 10.5585 | 8.644 | 1.6755 | 0.3213 | 0.043742 | 0.35946 | 0.79535 | 0.39609 | 63.5578 | 62.6947 | 61.5761 | 60.3324 | 59.2529 | 58.6178 | 58.4557 | 58.8455 | 60.6614 | 65.1253 | 70.2298 | 74.9782 | 79.5962 | 83.0103 | 84.8683 | 85.7925 | 85.7869 | 83.8265 | 81.3509 | 78.2112 | 73.8822 | 69.8978 | 67.633 | 65.8612 | 5.4571 | 4.8387 | 4.0975 | 2.4187 | 2.6688 | 3.7496 | 3.404 | 4.1583 | 3.9679 | 3.6436 | 3.3901 | 3.4742 | 3.5587 | 3.6266 | 3.5216 | 3.235 | 3.2241 | 3.2512 | 3.4968 | 2.8977 | 2.5939 | 2.7307 | 2.2446 | 2.3318
Portfolio Adjusted1-in-2Size: Over 200kWOrange County2018June Monthly Peak | Portfolio Adjusted | 1-in-2 | Size: Over 200kW | Orange County | 2018 | June Monthly Peak | 6 | 134.8251 | 130.1596 | 125.6971 | 127.0326 | 138.3225 | 166.7954 | 193.4877 | 212.1324 | 226.0543 | 233.5371 | 241.5937 | 244.6219 | 243.4262 | 241.6531 | 235.262 | 223.6565 | 210.1311 | 196.3086 | 186.1234 | 180.6883 | 176.8652 | 168.2413 | 155.3853 | 146.8546 | 0.82524 | 0.52421 | 0.45556 | -0.29554 | -0.41651 | 0.045186 | -0.24388 | -0.25033 | -0.34004 | -0.70359 | -0.96997 | -0.71709 | 0.32621 | 3.3991 | 11.1188 | 10.9846 | 10.6889 | 9.1501 | 2.2537 | 0.25215 | -0.22659 | -0.0057248 | 0.34694 | -0.029351 | 69.2274 | 68.113 | 66.9296 | 65.6283 | 64.7209 | 63.7744 | 62.9795 | 63.9369 | 67.1251 | 72.229 | 77.5757 | 82.4296 | 86.0184 | 88.043 | 89.819 | 90.7779 | 91.2468 | 90.3526 | 88.8888 | 85.942 | 81.7104 | 77.2411 | 74.6207 | 72.5845 | 5.5666 | 4.9468 | 4.1797 | 2.4657 | 2.7051 | 3.7457 | 3.3637 | 4.0586 | 3.8544 | 3.5407 | 3.3141 | 3.3896 | 3.46 | 3.5088 | 3.4232 | 3.1941 | 3.2159 | 3.2478 | 3.5171 | 2.889 | 2.5702 | 2.7233 | 2.2396 | 2.34
Portfolio Adjusted1-in-2Size: Over 200kWOrange County2018July Monthly Peak | Portfolio Adjusted | 1-in-2 | Size: Over 200kW | Orange County | 2018 | July Monthly Peak | 7 | 143.0852 | 137.85 | 133.6199 | 134.5279 | 146.6199 | 177.0989 | 205.2701 | 225.5619 | 240.6336 | 248.9232 | 257.0414 | 258.8872 | 257.2112 | 255.4621 | 248.995 | 236.7827 | 223.6454 | 208.8574 | 198.2386 | 192.4897 | 187.2014 | 177.0244 | 163.4337 | 154.5531 | -1.0357 | -1.2397 | -0.83557 | -1.1636 | -1.3148 | -1.019 | -1.5361 | -1.0817 | -0.88428 | -0.98815 | -1.5058 | -1.3889 | -0.46379 | 2.6393 | 10.9907 | 11.12 | 10.7222 | 9.7267 | 3.0395 | 0.14879 | -0.61058 | -0.5278 | -0.30357 | -0.64064 | 76.6849 | 75.7518 | 74.8559 | 73.8612 | 72.9904 | 72.2777 | 71.8128 | 72.7746 | 75.5347 | 79.4868 | 84.2107 | 88.5277 | 91.528 | 93.4187 | 95.0264 | 95.5098 | 94.6862 | 93.2772 | 91.7359 | 89.8178 | 87.0835 | 84.081 | 81.6499 | 79.8227 | 5.8637 | 5.2001 | 4.4102 | 2.5918 | 2.8461 | 3.9475 | 3.542 | 4.2834 | 4.0725 | 3.7459 | 3.4998 | 3.5606 | 3.6288 | 3.6818 | 3.596 | 3.3565 | 3.3973 | 3.4298 | 3.7182 | 3.0548 | 2.7002 | 2.8441 | 2.3381 | 2.4443
Portfolio Adjusted1-in-2Size: Over 200kWOrange County2018August Monthly Peak | Portfolio Adjusted | 1-in-2 | Size: Over 200kW | Orange County | 2018 | August Monthly Peak | 8 | 143.7386 | 138.4395 | 134.2007 | 134.5603 | 147.5631 | 179.8577 | 211.1569 | 233.1129 | 250.8005 | 259.6865 | 269.8528 | 271.4105 | 269.7563 | 267.7052 | 260.4424 | 245.0674 | 228.2815 | 210.5861 | 198.6388 | 195.2203 | 189.4719 | 178.3366 | 165.143 | 156.5204 | -1.1208 | -1.3204 | -0.89471 | -1.1995 | -1.36 | -1.0803 | -1.6351 | -1.1533 | -0.94444 | -1.0413 | -1.6017 | -1.4837 | -0.52192 | 2.7239 | 11.462 | 11.487 | 10.9165 | 9.8069 | 3.0724 | 0.14581 | -0.6337 | -0.55372 | -0.33503 | -0.67466 | 76.9695 | 75.4856 | 74.1544 | 73.3287 | 72.6558 | 71.818 | 71.5057 | 71.4925 | 73.6022 | 79.0405 | 84.5848 | 89.2494 | 92.7261 | 95.2168 | 96.7904 | 97.628 | 97.6466 | 96.4637 | 94.2608 | 90.8522 | 86.4761 | 83.2843 | 81.2058 | 79.4504 | 5.8993 | 5.2301 | 4.4359 | 2.5963 | 2.8687 | 4.0149 | 3.649 | 4.4334 | 4.2509 | 3.9137 | 3.6797 | 3.7384 | 3.8114 | 3.864 | 3.767 | 3.4791 | 3.4729 | 3.4633 | 3.7313 | 3.1028 | 2.737 | 2.8695 | 2.366 | 2.4791
Portfolio Adjusted1-in-2Size: Over 200kWOrange County2018September Monthly Peak | Portfolio Adjusted | 1-in-2 | Size: Over 200kW | Orange County | 2018 | September Monthly Peak | 9 | 140.996 | 136.3904 | 131.6156 | 133.2022 | 146.2651 | 179.9663 | 214.0325 | 234.5612 | 254.2336 | 263.8412 | 272.2592 | 273.2818 | 271.2821 | 270.3115 | 262.3398 | 245.5868 | 228.3055 | 210.2959 | 200.4842 | 198.647 | 188.989 | 177.3588 | 163.8833 | 154.8456 | -0.80765 | -1.0258 | -0.67609 | -1.0569 | -1.2131 | -0.91297 | -1.4511 | -1.029 | -0.87188 | -1.0188 | -1.5382 | -1.3909 | -0.39278 | 2.9068 | 11.6723 | 11.5932 | 11.0211 | 9.7946 | 3.0009 | 0.16753 | -0.5741 | -0.46971 | -0.22864 | -0.5728 | 75.0057 | 73.9082 | 73.0152 | 72.4224 | 71.892 | 71.0615 | 71.1331 | 71.1312 | 72.8065 | 77.1419 | 82.4694 | 87.4631 | 91.6865 | 94.4466 | 96.1309 | 96.8978 | 96.947 | 96.098 | 94.358 | 90.7451 | 86.7626 | 83.6108 | 81.4996 | 80.149 | 5.759 | 5.128 | 4.3297 | 2.5578 | 2.8298 | 3.9981 | 3.681 | 4.4396 | 4.2885 | 3.9573 | 3.6947 | 3.7461 | 3.8146 | 3.8829 | 3.7763 | 3.4698 | 3.4566 | 3.442 | 3.7479 | 3.1421 | 2.717 | 2.8401 | 2.3367 | 2.4409
Portfolio Adjusted1-in-2Size: Over 200kWOrange County2018October Monthly Peak | Portfolio Adjusted | 1-in-2 | Size: Over 200kW | Orange County | 2018 | October Monthly Peak | 10 | 115.9037 | 112.2634 | 109.4814 | 111.3653 | 122.531 | 150.6473 | 181.0992 | 198.6637 | 211.87 | 217.1565 | 223.9183 | 227.7575 | 227.7282 | 226.744 | 219.7621 | 205.3339 | 190.8446 | 182.4084 | 171.223 | 165.1218 | 157.8833 | 148.2564 | 137.6898 | 129.5177 | 1.1235 | 0.84304 | 0.686 | -0.07077 | -0.17379 | 0.28355 | 0.073113 | -0.042334 | -0.19572 | -0.59867 | -0.78863 | -0.51944 | 0.4966 | 3.4159 | 10.5696 | 10.2028 | 9.8572 | 8.5041 | 1.9257 | 0.25792 | -0.11864 | 0.11182 | 0.45805 | 0.11077 | 66.7731 | 65.4771 | 64.4005 | 63.5278 | 62.6629 | 62.0122 | 61.7674 | 61.8978 | 63.3842 | 67.124 | 73.5144 | 79.8972 | 85.7942 | 88.943 | 89.9428 | 90.7165 | 91.0849 | 90.2199 | 87.7058 | 82.7255 | 78.8781 | 75.7724 | 73.2633 | 71.5765 | 4.8604 | 4.3335 | 3.6976 | 2.1955 | 2.4339 | 3.436 | 3.1977 | 3.8604 | 3.6692 | 3.344 | 3.1198 | 3.2054 | 3.2876 | 3.344 | 3.2477 | 2.9784 | 2.9665 | 3.0652 | 3.2863 | 2.6815 | 2.3303 | 2.4374 | 2.0156 | 2.0961
Portfolio Adjusted1-in-2Size: Over 200kWOrange County2018November Monthly Peak | Portfolio Adjusted | 1-in-2 | Size: Over 200kW | Orange County | 2018 | November Monthly Peak | 11 | 121.1935 | 117.5308 | 113.8241 | 114.0334 | 125.0572 | 152.7315 | 180.9744 | 197.7349 | 209.5136 | 215.4292 | 220.4627 | 222.9912 | 222.4447 | 221.3714 | 213.3148 | 198.8434 | 185.6611 | 180.105 | 170.194 | 164.4034 | 158.4016 | 149.393 | 138.25 | 129.8161 | 2.0015 | 1.664 | 1.2873 | 0.29571 | 0.20295 | 0.75735 | 0.6481 | 0.32294 | 0.038669 | -0.48864 | -0.56896 | -0.2315 | 0.84211 | 3.7571 | 10.5995 | 10.0987 | 9.8667 | 8.4004 | 1.6339 | 0.30905 | 0.04116 | 0.33752 | 0.74866 | 0.37255 | 58.9303 | 58.0555 | 57.8551 | 57.4771 | 56.442 | 55.3519 | 55.8141 | 55.3979 | 59.1733 | 63.2346 | 68.1693 | 73.1426 | 76.0751 | 77.7566 | 78.8386 | 78.7361 | 76.8083 | 73.6833 | 70.3083 | 67.3852 | 65.4735 | 64.6319 | 63.6084 | 62.9565 | 5.3057 | 4.7363 | 4.0133 | 2.347 | 2.5933 | 3.6367 | 3.336 | 4.0113 | 3.7879 | 3.4632 | 3.2067 | 3.2763 | 3.3525 | 3.4083 | 3.2911 | 3.0111 | 3.0128 | 3.1595 | 3.4101 | 2.7872 | 2.4408 | 2.564 | 2.1128 | 2.1933
Portfolio Adjusted1-in-2Size: Over 200kWOrange County2018December Monthly Peak | Portfolio Adjusted | 1-in-2 | Size: Over 200kW | Orange County | 2018 | December Monthly Peak | 12 | 115.3729 | 111.7183 | 108.9056 | 110.6893 | 121.3582 | 146.7461 | 175.0914 | 188.2985 | 197.8374 | 198.547 | 199.6879 | 198.4441 | 194.8951 | 191.8854 | 185.0937 | 173.3708 | 163.777 | 160.7917 | 152.4932 | 148.7066 | 144.265 | 137.4236 | 128.744 | 121.9711 | 1.9054 | 1.5817 | 1.2317 | 0.28704 | 0.19695 | 0.72767 | 0.62703 | 0.30753 | 0.036514 | -0.45035 | -0.51534 | -0.20601 | 0.73782 | 3.2567 | 9.1972 | 8.805 | 8.7037 | 7.4996 | 1.464 | 0.27955 | 0.037486 | 0.31048 | 0.69718 | 0.35003 | 50.0036 | 49.4176 | 48.6263 | 48.2054 | 47.705 | 47.1155 | 46.7235 | 46.52 | 47.3485 | 50.7282 | 54.4327 | 57.6262 | 60.1801 | 61.5417 | 62.138 | 62.4073 | 62.0957 | 60.1416 | 57.2985 | 54.7644 | 52.8413 | 51.0512 | 49.4623 | 48.0626 | 5.0508 | 4.502 | 3.8399 | 2.2781 | 2.5166 | 3.4942 | 3.2275 | 3.8199 | 3.5768 | 3.1918 | 2.9045 | 2.9156 | 2.9373 | 2.9543 | 2.8557 | 2.6254 | 2.6577 | 2.8207 | 3.0555 | 2.5211 | 2.223 | 2.3586 | 1.9675 | 2.0607
Portfolio Adjusted1-in-2Size: Over 200kWOrange County2018Typical Event Day | Portfolio Adjusted | 1-in-2 | Size: Over 200kW | Orange County | 2018 | Typical Event Day | 8 | 142.1731 | 136.971 | 132.7925 | 133.2624 | 146.1352 | 177.7889 | 208.3286 | 229.1292 | 245.5875 | 253.9721 | 263.59 | 265.0922 | 263.4315 | 261.5768 | 254.4815 | 239.7507 | 223.5266 | 206.5431 | 194.8889 | 191.6807 | 186.3864 | 175.8961 | 162.9302 | 154.528 | -0.52047 | -0.75418 | -0.47914 | -0.927 | -1.0773 | -0.73615 | -1.2118 | -0.877 | -0.75974 | -0.94311 | -1.414 | -1.2494 | -0.25327 | 2.964 | 11.4456 | 11.3975 | 10.8916 | 9.6211 | 2.8199 | 0.18012 | -0.50907 | -0.3856 | -0.12417 | -0.47728 | 74.4718 | 73.3146 | 72.2388 | 71.3101 | 70.5648 | 69.7329 | 69.3578 | 69.8338 | 72.2671 | 76.9746 | 82.2101 | 86.9175 | 90.4898 | 92.7813 | 94.4417 | 95.2034 | 95.1317 | 94.0479 | 92.3108 | 89.3393 | 85.5081 | 82.0543 | 79.744 | 78.0016 | 5.7907 | 5.1353 | 4.356 | 2.5517 | 2.8193 | 3.9386 | 3.5728 | 4.3245 | 4.1309 | 3.7985 | 3.567 | 3.6236 | 3.6938 | 3.7468 | 3.6528 | 3.3777 | 3.3747 | 3.371 | 3.633 | 3.0234 | 2.672 | 2.8087 | 2.3166 | 2.429
Portfolio Adjusted1-in-2Size: Over 200kWOrange County2019January Monthly Peak | Portfolio Adjusted | 1-in-2 | Size: Over 200kW | Orange County | 2019 | January Monthly Peak | 1 | 120.5892 | 115.6807 | 113.1189 | 114.696 | 126.7498 | 157.0851 | 191.6461 | 209.4895 | 220.9302 | 219.7893 | 219.8049 | 218.0108 | 214.2538 | 210.0248 | 201.7478 | 187.6859 | 175.7185 | 171.4712 | 164.6325 | 162.0339 | 156.6823 | 149.226 | 139.5374 | 131.2199 | 1.9915 | 1.6378 | 1.2793 | 0.29743 | 0.2057 | 0.77893 | 0.68632 | 0.34214 | 0.040776 | -0.49853 | -0.56726 | -0.22633 | 0.8111 | 3.5645 | 10.0247 | 9.532 | 9.3384 | 7.9977 | 1.5806 | 0.3046 | 0.040713 | 0.33715 | 0.75563 | 0.37657 | 47.1944 | 46.1046 | 45.4018 | 45.1966 | 44.6103 | 44.3463 | 43.8202 | 43.4735 | 43.5395 | 45.1392 | 48.1989 | 50.9805 | 52.8175 | 54.3049 | 55.2747 | 55.6824 | 55.4496 | 54.0567 | 52.3441 | 50.8871 | 49.8505 | 48.9049 | 48.1023 | 47.2767 | 5.2792 | 4.6617 | 3.9884 | 2.3606 | 2.6284 | 3.7404 | 3.5327 | 4.2498 | 3.9943 | 3.5333 | 3.1971 | 3.2031 | 3.2291 | 3.2336 | 3.1126 | 2.8421 | 2.8515 | 3.0081 | 3.2987 | 2.7471 | 2.4143 | 2.5612 | 2.1325 | 2.217
Portfolio Adjusted1-in-2Size: Over 200kWOrange County2019February Monthly Peak | Portfolio Adjusted | 1-in-2 | Size: Over 200kW | Orange County | 2019 | February Monthly Peak | 2 | 119.3641 | 114.6394 | 112.0806 | 113.7415 | 125.6384 | 155.439 | 189.203 | 206.4931 | 217.573 | 216.915 | 217.4274 | 216.2302 | 212.8818 | 209.0998 | 201.0416 | 187.2305 | 175.2386 | 170.8508 | 163.6646 | 160.7744 | 155.4199 | 148.0155 | 138.3329 | 130.1312 | 1.9713 | 1.6231 | 1.2676 | 0.29495 | 0.2039 | 0.77077 | 0.67757 | 0.33724 | 0.040157 | -0.49201 | -0.56112 | -0.22448 | 0.80591 | 3.5488 | 9.9897 | 9.5089 | 9.3128 | 7.9687 | 1.5713 | 0.30223 | 0.040385 | 0.33441 | 0.74911 | 0.37345 | 48.9704 | 48.7238 | 48.2877 | 47.9576 | 47.2657 | 46.8298 | 46.7194 | 46.775 | 47.2772 | 48.9143 | 50.9686 | 52.809 | 53.6928 | 54.0908 | 54.2585 | 53.8563 | 53.6468 | 53.0037 | 51.8964 | 50.4332 | 49.015 | 48.6361 | 47.6485 | 46.5841 | 5.2256 | 4.6197 | 3.9518 | 2.3409 | 2.6053 | 3.7012 | 3.4876 | 4.189 | 3.9336 | 3.4871 | 3.1625 | 3.1769 | 3.2084 | 3.2193 | 3.1017 | 2.8352 | 2.8437 | 2.9972 | 3.2793 | 2.7257 | 2.3948 | 2.5404 | 2.1141 | 2.1986
Portfolio Adjusted1-in-2Size: Over 200kWOrange County2019March Monthly Peak | Portfolio Adjusted | 1-in-2 | Size: Over 200kW | Orange County | 2019 | March Monthly Peak | 3 | 124.7535 | 119.2028 | 116.2397 | 117.1551 | 127.7242 | 158.0976 | 188.7234 | 207.8507 | 219.9107 | 221.0011 | 223.002 | 221.9731 | 219.9103 | 218.5522 | 210.3802 | 197.0642 | 183.8774 | 173.5609 | 165.6561 | 166.8736 | 163.1362 | 155.4833 | 144 | 134.6042 | 2.0603 | 1.6877 | 1.3146 | 0.30381 | 0.20728 | 0.78395 | 0.67585 | 0.33946 | 0.040588 | -0.50128 | -0.57551 | -0.23044 | 0.83252 | 3.7093 | 10.4537 | 10.0083 | 9.7719 | 8.0952 | 1.5904 | 0.3137 | 0.04239 | 0.35128 | 0.77979 | 0.38629 | 49.0739 | 47.9197 | 46.9241 | 46.3987 | 46.2043 | 45.7062 | 45.1678 | 45.1755 | 47.1742 | 49.6603 | 52.1573 | 54.0102 | 55.2638 | 56.2229 | 56.7744 | 57.0633 | 56.8985 | 56.4905 | 55.1051 | 53.0355 | 51.5304 | 50.2139 | 49.1337 | 48.2892 | 5.4615 | 4.8036 | 4.0984 | 2.4112 | 2.6486 | 3.7645 | 3.4788 | 4.2165 | 3.9759 | 3.5528 | 3.2436 | 3.2613 | 3.3143 | 3.3649 | 3.2458 | 2.9841 | 2.9839 | 3.0447 | 3.3192 | 2.8291 | 2.5137 | 2.6686 | 2.2007 | 2.2742
Portfolio Adjusted1-in-2Size: Over 200kWOrange County2019April Monthly Peak | Portfolio Adjusted | 1-in-2 | Size: Over 200kW | Orange County | 2019 | April Monthly Peak | 4 | 120.2745 | 115.7387 | 112.6461 | 113.8594 | 123.6803 | 151.9933 | 179.0616 | 197.2806 | 209.9294 | 215.5636 | 222.3202 | 225.5057 | 226.2499 | 227.4572 | 220.3631 | 207.16 | 192.4109 | 179.3658 | 168.3604 | 167.0637 | 162.1778 | 153.2778 | 141.2699 | 132.117 | 1.9863 | 1.6386 | 1.274 | 0.29526 | 0.20072 | 0.75368 | 0.64125 | 0.3222 | 0.038746 | -0.48894 | -0.57375 | -0.23411 | 0.85652 | 3.8604 | 10.9497 | 10.5211 | 10.2255 | 8.3659 | 1.6163 | 0.31405 | 0.042141 | 0.3463 | 0.76501 | 0.37915 | 63.6403 | 62.3922 | 60.7683 | 59.6664 | 58.6098 | 57.8384 | 57.4941 | 57.0035 | 59.584 | 64.0155 | 69.0394 | 73.8497 | 77.5062 | 80.3089 | 82.1826 | 83.1504 | 83.3398 | 82.2447 | 80.1909 | 77.2271 | 73.0889 | 69.8099 | 67.214 | 64.7181 | 5.2654 | 4.664 | 3.9717 | 2.3434 | 2.5647 | 3.6192 | 3.3007 | 4.0021 | 3.7954 | 3.4654 | 3.2337 | 3.3132 | 3.4099 | 3.502 | 3.3998 | 3.137 | 3.1224 | 3.1465 | 3.3734 | 2.8323 | 2.499 | 2.6307 | 2.159 | 2.2321
Portfolio Adjusted1-in-2Size: Over 200kWOrange County2019May Monthly Peak | Portfolio Adjusted | 1-in-2 | Size: Over 200kW | Orange County | 2019 | May Monthly Peak | 5 | 124.6532 | 120.0728 | 116.2131 | 117.5183 | 128.6988 | 157.4697 | 184.6667 | 204.9817 | 219.4703 | 226.648 | 233.074 | 236.4653 | 236.1263 | 235.5521 | 228.2582 | 213.6332 | 198.6772 | 185.329 | 174.5187 | 170.9175 | 168.3401 | 159.1042 | 146.8723 | 138.0184 | 2.0586 | 1.7 | 1.3143 | 0.30475 | 0.20886 | 0.78084 | 0.66132 | 0.33477 | 0.040507 | -0.51408 | -0.6015 | -0.24548 | 0.89391 | 3.9978 | 11.342 | 10.8498 | 10.5585 | 8.644 | 1.6755 | 0.3213 | 0.043742 | 0.35946 | 0.79535 | 0.39609 | 63.5578 | 62.6947 | 61.5761 | 60.3324 | 59.2529 | 58.6178 | 58.4557 | 58.8455 | 60.6614 | 65.1253 | 70.2298 | 74.9782 | 79.5962 | 83.0103 | 84.8683 | 85.7925 | 85.7869 | 83.8265 | 81.3509 | 78.2112 | 73.8822 | 69.8978 | 67.633 | 65.8612 | 5.4571 | 4.8387 | 4.0975 | 2.4187 | 2.6688 | 3.7496 | 3.404 | 4.1583 | 3.9679 | 3.6436 | 3.3901 | 3.4742 | 3.5587 | 3.6266 | 3.5216 | 3.235 | 3.2241 | 3.2512 | 3.4968 | 2.8977 | 2.5939 | 2.7307 | 2.2446 | 2.3318
Portfolio Adjusted1-in-2Size: Over 200kWOrange County2019June Monthly Peak | Portfolio Adjusted | 1-in-2 | Size: Over 200kW | Orange County | 2019 | June Monthly Peak | 6 | 134.8251 | 130.1596 | 125.6971 | 127.0326 | 138.3225 | 166.7954 | 193.4877 | 212.1324 | 226.0543 | 233.5371 | 241.5937 | 244.6219 | 243.4262 | 241.6531 | 235.262 | 223.6565 | 210.1311 | 196.3086 | 186.1234 | 180.6883 | 176.8652 | 168.2413 | 155.3853 | 146.8546 | 0.82524 | 0.52421 | 0.45556 | -0.29554 | -0.41651 | 0.045186 | -0.24388 | -0.25033 | -0.34004 | -0.70359 | -0.96997 | -0.71709 | 0.32621 | 3.3991 | 11.1188 | 10.9846 | 10.6889 | 9.1501 | 2.2537 | 0.25215 | -0.22659 | -0.0057248 | 0.34694 | -0.029351 | 69.2274 | 68.113 | 66.9296 | 65.6283 | 64.7209 | 63.7744 | 62.9795 | 63.9369 | 67.1251 | 72.229 | 77.5757 | 82.4296 | 86.0184 | 88.043 | 89.819 | 90.7779 | 91.2468 | 90.3526 | 88.8887 | 85.942 | 81.7104 | 77.2411 | 74.6207 | 72.5845 | 5.5666 | 4.9468 | 4.1797 | 2.4657 | 2.7051 | 3.7457 | 3.3637 | 4.0586 | 3.8544 | 3.5407 | 3.3141 | 3.3896 | 3.46 | 3.5088 | 3.4232 | 3.1941 | 3.2159 | 3.2478 | 3.5171 | 2.889 | 2.5702 | 2.7233 | 2.2396 | 2.34
Portfolio Adjusted1-in-2Size: Over 200kWOrange County2019July Monthly Peak | Portfolio Adjusted | 1-in-2 | Size: Over 200kW | Orange County | 2019 | July Monthly Peak | 7 | 143.0852 | 137.85 | 133.6199 | 134.5279 | 146.6199 | 177.0989 | 205.2701 | 225.5619 | 240.6336 | 248.9233 | 257.0413 | 258.8872 | 257.2112 | 255.4621 | 248.995 | 236.7827 | 223.6454 | 208.8573 | 198.2386 | 192.4897 | 187.2014 | 177.0244 | 163.4337 | 154.5531 | -1.0357 | -1.2397 | -0.83557 | -1.1636 | -1.3148 | -1.019 | -1.5361 | -1.0817 | -0.88428 | -0.98815 | -1.5058 | -1.3889 | -0.46379 | 2.6393 | 10.9907 | 11.12 | 10.7222 | 9.7267 | 3.0395 | 0.14879 | -0.61058 | -0.5278 | -0.30357 | -0.64064 | 76.6849 | 75.7518 | 74.8559 | 73.8611 | 72.9904 | 72.2777 | 71.8128 | 72.7746 | 75.5347 | 79.4868 | 84.2107 | 88.5277 | 91.528 | 93.4187 | 95.0264 | 95.5098 | 94.6862 | 93.2772 | 91.7359 | 89.8178 | 87.0835 | 84.081 | 81.6499 | 79.8227 | 5.8637 | 5.2001 | 4.4102 | 2.5918 | 2.8461 | 3.9475 | 3.542 | 4.2834 | 4.0725 | 3.7459 | 3.4998 | 3.5606 | 3.6288 | 3.6818 | 3.596 | 3.3565 | 3.3973 | 3.4298 | 3.7182 | 3.0548 | 2.7002 | 2.8441 | 2.3381 | 2.4443
Portfolio Adjusted1-in-2Size: Over 200kWOrange County2019August Monthly Peak | Portfolio Adjusted | 1-in-2 | Size: Over 200kW | Orange County | 2019 | August Monthly Peak | 8 | 143.7386 | 138.4395 | 134.2007 | 134.5603 | 147.5631 | 179.8577 | 211.1569 | 233.1129 | 250.8005 | 259.6865 | 269.8528 | 271.4105 | 269.7564 | 267.7052 | 260.4424 | 245.0674 | 228.2815 | 210.5861 | 198.6388 | 195.2203 | 189.4719 | 178.3366 | 165.143 | 156.5204 | -1.1208 | -1.3204 | -0.89471 | -1.1995 | -1.36 | -1.0803 | -1.6351 | -1.1533 | -0.94444 | -1.0413 | -1.6017 | -1.4837 | -0.52192 | 2.7239 | 11.462 | 11.487 | 10.9165 | 9.8069 | 3.0724 | 0.14581 | -0.6337 | -0.55372 | -0.33503 | -0.67466 | 76.9695 | 75.4856 | 74.1544 | 73.3287 | 72.6558 | 71.818 | 71.5057 | 71.4925 | 73.6022 | 79.0405 | 84.5848 | 89.2494 | 92.7261 | 95.2168 | 96.7904 | 97.628 | 97.6466 | 96.4637 | 94.2608 | 90.8522 | 86.4761 | 83.2843 | 81.2058 | 79.4504 | 5.8993 | 5.2301 | 4.4359 | 2.5963 | 2.8687 | 4.0149 | 3.649 | 4.4334 | 4.2509 | 3.9137 | 3.6797 | 3.7384 | 3.8114 | 3.864 | 3.767 | 3.4791 | 3.4729 | 3.4633 | 3.7313 | 3.1028 | 2.737 | 2.8695 | 2.366 | 2.4791
Portfolio Adjusted1-in-2Size: Over 200kWOrange County2019September Monthly Peak | Portfolio Adjusted | 1-in-2 | Size: Over 200kW | Orange County | 2019 | September Monthly Peak | 9 | 140.996 | 136.3904 | 131.6156 | 133.2022 | 146.2651 | 179.9663 | 214.0325 | 234.5612 | 254.2336 | 263.8412 | 272.2592 | 273.2818 | 271.2821 | 270.3115 | 262.3399 | 245.5869 | 228.3055 | 210.2959 | 200.4842 | 198.647 | 188.989 | 177.3588 | 163.8833 | 154.8456 | -0.80765 | -1.0258 | -0.67609 | -1.0569 | -1.2131 | -0.91297 | -1.4511 | -1.029 | -0.87188 | -1.0188 | -1.5382 | -1.3909 | -0.39278 | 2.9068 | 11.6723 | 11.5932 | 11.0211 | 9.7946 | 3.0009 | 0.16753 | -0.5741 | -0.46971 | -0.22864 | -0.5728 | 75.0057 | 73.9082 | 73.0152 | 72.4224 | 71.892 | 71.0615 | 71.1331 | 71.1312 | 72.8065 | 77.1419 | 82.4694 | 87.4631 | 91.6865 | 94.4466 | 96.1309 | 96.8978 | 96.947 | 96.098 | 94.358 | 90.7451 | 86.7626 | 83.6108 | 81.4996 | 80.149 | 5.759 | 5.128 | 4.3297 | 2.5578 | 2.8298 | 3.9981 | 3.681 | 4.4396 | 4.2885 | 3.9573 | 3.6947 | 3.7461 | 3.8146 | 3.8829 | 3.7763 | 3.4698 | 3.4566 | 3.442 | 3.7479 | 3.1421 | 2.717 | 2.8401 | 2.3367 | 2.4409
Portfolio Adjusted1-in-2Size: Over 200kWOrange County2019October Monthly Peak | Portfolio Adjusted | 1-in-2 | Size: Over 200kW | Orange County | 2019 | October Monthly Peak | 10 | 115.9037 | 112.2634 | 109.4814 | 111.3653 | 122.531 | 150.6473 | 181.0991 | 198.6637 | 211.87 | 217.1565 | 223.9183 | 227.7575 | 227.7282 | 226.744 | 219.7621 | 205.3339 | 190.8446 | 182.4084 | 171.223 | 165.1218 | 157.8833 | 148.2564 | 137.6898 | 129.5177 | 1.1235 | 0.84304 | 0.686 | -0.07077 | -0.17379 | 0.28355 | 0.073113 | -0.042334 | -0.19572 | -0.59867 | -0.78863 | -0.51944 | 0.4966 | 3.4159 | 10.5696 | 10.2028 | 9.8572 | 8.5041 | 1.9257 | 0.25792 | -0.11864 | 0.11182 | 0.45805 | 0.11077 | 66.7731 | 65.4771 | 64.4005 | 63.5278 | 62.6629 | 62.0122 | 61.7674 | 61.8978 | 63.3842 | 67.124 | 73.5144 | 79.8972 | 85.7942 | 88.943 | 89.9428 | 90.7165 | 91.0849 | 90.2199 | 87.7057 | 82.7255 | 78.8781 | 75.7724 | 73.2633 | 71.5765 | 4.8604 | 4.3335 | 3.6976 | 2.1955 | 2.4339 | 3.436 | 3.1977 | 3.8604 | 3.6692 | 3.344 | 3.1198 | 3.2054 | 3.2876 | 3.344 | 3.2477 | 2.9784 | 2.9665 | 3.0652 | 3.2863 | 2.6815 | 2.3303 | 2.4374 | 2.0156 | 2.0961
Portfolio Adjusted1-in-2Size: Over 200kWOrange County2019November Monthly Peak | Portfolio Adjusted | 1-in-2 | Size: Over 200kW | Orange County | 2019 | November Monthly Peak | 11 | 121.1935 | 117.5308 | 113.8241 | 114.0334 | 125.0572 | 152.7315 | 180.9744 | 197.7349 | 209.5136 | 215.4292 | 220.4627 | 222.9912 | 222.4447 | 221.3714 | 213.3148 | 198.8434 | 185.6611 | 180.105 | 170.194 | 164.4034 | 158.4017 | 149.393 | 138.25 | 129.8161 | 2.0015 | 1.664 | 1.2873 | 0.29571 | 0.20295 | 0.75735 | 0.6481 | 0.32294 | 0.038669 | -0.48864 | -0.56896 | -0.2315 | 0.84211 | 3.7571 | 10.5995 | 10.0987 | 9.8667 | 8.4004 | 1.6339 | 0.30905 | 0.04116 | 0.33752 | 0.74866 | 0.37255 | 58.9303 | 58.0555 | 57.8552 | 57.4771 | 56.442 | 55.3519 | 55.8141 | 55.3979 | 59.1733 | 63.2346 | 68.1693 | 73.1426 | 76.0751 | 77.7566 | 78.8386 | 78.7361 | 76.8083 | 73.6833 | 70.3083 | 67.3852 | 65.4735 | 64.6319 | 63.6084 | 62.9565 | 5.3057 | 4.7363 | 4.0133 | 2.347 | 2.5933 | 3.6367 | 3.336 | 4.0113 | 3.7879 | 3.4632 | 3.2067 | 3.2763 | 3.3525 | 3.4083 | 3.2911 | 3.0111 | 3.0128 | 3.1595 | 3.4101 | 2.7872 | 2.4408 | 2.564 | 2.1128 | 2.1933
Portfolio Adjusted1-in-2Size: Over 200kWOrange County2019December Monthly Peak | Portfolio Adjusted | 1-in-2 | Size: Over 200kW | Orange County | 2019 | December Monthly Peak | 12 | 115.3729 | 111.7183 | 108.9056 | 110.6893 | 121.3582 | 146.7461 | 175.0914 | 188.2985 | 197.8374 | 198.547 | 199.6879 | 198.4441 | 194.8951 | 191.8854 | 185.0938 | 173.3708 | 163.777 | 160.7917 | 152.4932 | 148.7066 | 144.265 | 137.4236 | 128.744 | 121.9711 | 1.9054 | 1.5817 | 1.2317 | 0.28704 | 0.19695 | 0.72767 | 0.62703 | 0.30753 | 0.036514 | -0.45035 | -0.51534 | -0.20601 | 0.73782 | 3.2567 | 9.1972 | 8.805 | 8.7037 | 7.4996 | 1.464 | 0.27955 | 0.037486 | 0.31048 | 0.69718 | 0.35003 | 50.0036 | 49.4176 | 48.6263 | 48.2054 | 47.705 | 47.1155 | 46.7235 | 46.52 | 47.3485 | 50.7282 | 54.4327 | 57.6262 | 60.1801 | 61.5417 | 62.138 | 62.4073 | 62.0957 | 60.1416 | 57.2985 | 54.7644 | 52.8413 | 51.0512 | 49.4623 | 48.0626 | 5.0508 | 4.502 | 3.8399 | 2.2781 | 2.5166 | 3.4942 | 3.2275 | 3.8199 | 3.5768 | 3.1918 | 2.9045 | 2.9156 | 2.9373 | 2.9543 | 2.8557 | 2.6254 | 2.6577 | 2.8207 | 3.0555 | 2.5211 | 2.223 | 2.3586 | 1.9675 | 2.0607
Portfolio Adjusted1-in-2Size: Over 200kWOrange County2019Typical Event Day | Portfolio Adjusted | 1-in-2 | Size: Over 200kW | Orange County | 2019 | Typical Event Day | 8 | 142.1731 | 136.9709 | 132.7925 | 133.2624 | 146.1352 | 177.7889 | 208.3286 | 229.1292 | 245.5875 | 253.9721 | 263.59 | 265.0922 | 263.4316 | 261.5768 | 254.4815 | 239.7507 | 223.5265 | 206.5431 | 194.8889 | 191.6807 | 186.3864 | 175.8961 | 162.9302 | 154.528 | -0.52047 | -0.75418 | -0.47914 | -0.927 | -1.0773 | -0.73615 | -1.2118 | -0.877 | -0.75974 | -0.94311 | -1.414 | -1.2494 | -0.25327 | 2.964 | 11.4456 | 11.3975 | 10.8916 | 9.6211 | 2.8199 | 0.18012 | -0.50907 | -0.3856 | -0.12417 | -0.47728 | 74.4718 | 73.3147 | 72.2388 | 71.3101 | 70.5648 | 69.7329 | 69.3578 | 69.8338 | 72.2671 | 76.9746 | 82.2101 | 86.9175 | 90.4898 | 92.7813 | 94.4417 | 95.2034 | 95.1317 | 94.0479 | 92.3109 | 89.3393 | 85.5081 | 82.0543 | 79.744 | 78.0016 | 5.7907 | 5.1353 | 4.356 | 2.5517 | 2.8193 | 3.9386 | 3.5728 | 4.3245 | 4.1309 | 3.7985 | 3.567 | 3.6236 | 3.6938 | 3.7468 | 3.6528 | 3.3777 | 3.3747 | 3.371 | 3.633 | 3.0234 | 2.672 | 2.8087 | 2.3166 | 2.429
Portfolio Adjusted1-in-2Size: Over 200kWOrange County2020January Monthly Peak | Portfolio Adjusted | 1-in-2 | Size: Over 200kW | Orange County | 2020 | January Monthly Peak | 1 | 120.5893 | 115.6807 | 113.1189 | 114.696 | 126.7498 | 157.0851 | 191.6462 | 209.4895 | 220.9302 | 219.7893 | 219.8049 | 218.0108 | 214.2538 | 210.0248 | 201.7479 | 187.6859 | 175.7185 | 171.4712 | 164.6325 | 162.0339 | 156.6823 | 149.226 | 139.5374 | 131.2199 | 1.9915 | 1.6378 | 1.2793 | 0.29743 | 0.2057 | 0.77893 | 0.68632 | 0.34214 | 0.040776 | -0.49853 | -0.56726 | -0.22633 | 0.8111 | 3.5645 | 10.0247 | 9.532 | 9.3384 | 7.9977 | 1.5806 | 0.3046 | 0.040713 | 0.33715 | 0.75563 | 0.37657 | 47.1944 | 46.1046 | 45.4018 | 45.1966 | 44.6103 | 44.3463 | 43.8202 | 43.4735 | 43.5395 | 45.1392 | 48.1989 | 50.9805 | 52.8175 | 54.3049 | 55.2747 | 55.6824 | 55.4496 | 54.0567 | 52.3441 | 50.8871 | 49.8505 | 48.9049 | 48.1023 | 47.2767 | 5.2792 | 4.6617 | 3.9884 | 2.3606 | 2.6284 | 3.7404 | 3.5327 | 4.2498 | 3.9943 | 3.5333 | 3.1971 | 3.2031 | 3.2291 | 3.2336 | 3.1126 | 2.8421 | 2.8515 | 3.0081 | 3.2987 | 2.7471 | 2.4143 | 2.5612 | 2.1325 | 2.217
Portfolio Adjusted1-in-2Size: Over 200kWOrange County2020February Monthly Peak | Portfolio Adjusted | 1-in-2 | Size: Over 200kW | Orange County | 2020 | February Monthly Peak | 2 | 119.3641 | 114.6394 | 112.0806 | 113.7415 | 125.6384 | 155.439 | 189.203 | 206.4931 | 217.573 | 216.915 | 217.4274 | 216.2302 | 212.8818 | 209.0998 | 201.0416 | 187.2305 | 175.2386 | 170.8508 | 163.6646 | 160.7745 | 155.4199 | 148.0155 | 138.3329 | 130.1311 | 1.9713 | 1.6231 | 1.2676 | 0.29495 | 0.2039 | 0.77077 | 0.67757 | 0.33724 | 0.040157 | -0.49201 | -0.56112 | -0.22448 | 0.80591 | 3.5488 | 9.9897 | 9.5089 | 9.3128 | 7.9687 | 1.5713 | 0.30223 | 0.040385 | 0.33441 | 0.74911 | 0.37345 | 48.9704 | 48.7238 | 48.2877 | 47.9576 | 47.2657 | 46.8298 | 46.7194 | 46.775 | 47.2772 | 48.9143 | 50.9686 | 52.809 | 53.6928 | 54.0908 | 54.2585 | 53.8563 | 53.6468 | 53.0037 | 51.8964 | 50.4332 | 49.015 | 48.6361 | 47.6485 | 46.5841 | 5.2256 | 4.6197 | 3.9518 | 2.3409 | 2.6053 | 3.7012 | 3.4876 | 4.189 | 3.9336 | 3.4871 | 3.1625 | 3.1769 | 3.2084 | 3.2193 | 3.1017 | 2.8352 | 2.8437 | 2.9972 | 3.2793 | 2.7257 | 2.3948 | 2.5404 | 2.1141 | 2.1986
Portfolio Adjusted1-in-2Size: Over 200kWOrange County2020March Monthly Peak | Portfolio Adjusted | 1-in-2 | Size: Over 200kW | Orange County | 2020 | March Monthly Peak | 3 | 124.7535 | 119.2028 | 116.2397 | 117.1551 | 127.7242 | 158.0976 | 188.7234 | 207.8507 | 219.9107 | 221.0011 | 223.002 | 221.9731 | 219.9103 | 218.5522 | 210.3802 | 197.0642 | 183.8774 | 173.5609 | 165.6561 | 166.8736 | 163.1362 | 155.4833 | 144 | 134.6043 | 2.0603 | 1.6877 | 1.3146 | 0.30381 | 0.20728 | 0.78395 | 0.67585 | 0.33946 | 0.040588 | -0.50128 | -0.57551 | -0.23044 | 0.83252 | 3.7093 | 10.4537 | 10.0083 | 9.7719 | 8.0952 | 1.5904 | 0.3137 | 0.04239 | 0.35128 | 0.77979 | 0.38629 | 49.0739 | 47.9197 | 46.9241 | 46.3987 | 46.2043 | 45.7062 | 45.1678 | 45.1755 | 47.1742 | 49.6603 | 52.1573 | 54.0102 | 55.2638 | 56.2229 | 56.7744 | 57.0633 | 56.8985 | 56.4905 | 55.1051 | 53.0355 | 51.5304 | 50.2139 | 49.1336 | 48.2892 | 5.4615 | 4.8036 | 4.0984 | 2.4112 | 2.6486 | 3.7645 | 3.4788 | 4.2165 | 3.9759 | 3.5528 | 3.2436 | 3.2613 | 3.3143 | 3.3649 | 3.2458 | 2.9841 | 2.9839 | 3.0447 | 3.3192 | 2.8291 | 2.5137 | 2.6686 | 2.2007 | 2.2742
Portfolio Adjusted1-in-2Size: Over 200kWOrange County2020April Monthly Peak | Portfolio Adjusted | 1-in-2 | Size: Over 200kW | Orange County | 2020 | April Monthly Peak | 4 | 120.2745 | 115.7387 | 112.6461 | 113.8594 | 123.6802 | 151.9932 | 179.0615 | 197.2806 | 209.9294 | 215.5636 | 222.3202 | 225.5057 | 226.2499 | 227.4572 | 220.3631 | 207.16 | 192.4109 | 179.3658 | 168.3604 | 167.0637 | 162.1778 | 153.2778 | 141.2699 | 132.117 | 1.9863 | 1.6386 | 1.274 | 0.29526 | 0.20072 | 0.75368 | 0.64125 | 0.3222 | 0.038746 | -0.48894 | -0.57375 | -0.23411 | 0.85652 | 3.8604 | 10.9497 | 10.5211 | 10.2255 | 8.3659 | 1.6163 | 0.31405 | 0.042141 | 0.3463 | 0.76501 | 0.37915 | 63.6403 | 62.3922 | 60.7683 | 59.6664 | 58.6098 | 57.8384 | 57.4941 | 57.0035 | 59.584 | 64.0155 | 69.0394 | 73.8497 | 77.5062 | 80.3089 | 82.1826 | 83.1504 | 83.3398 | 82.2447 | 80.1909 | 77.2271 | 73.0889 | 69.8099 | 67.214 | 64.7181 | 5.2654 | 4.664 | 3.9717 | 2.3434 | 2.5647 | 3.6192 | 3.3007 | 4.0021 | 3.7954 | 3.4654 | 3.2337 | 3.3132 | 3.4099 | 3.502 | 3.3998 | 3.137 | 3.1224 | 3.1465 | 3.3734 | 2.8323 | 2.499 | 2.6307 | 2.159 | 2.2321
Portfolio Adjusted1-in-2Size: Over 200kWOrange County2020May Monthly Peak | Portfolio Adjusted | 1-in-2 | Size: Over 200kW | Orange County | 2020 | May Monthly Peak | 5 | 124.6532 | 120.0728 | 116.2131 | 117.5183 | 128.6988 | 157.4697 | 184.6667 | 204.9817 | 219.4703 | 226.648 | 233.074 | 236.4653 | 236.1262 | 235.5521 | 228.2582 | 213.6332 | 198.6772 | 185.329 | 174.5187 | 170.9175 | 168.3401 | 159.1042 | 146.8723 | 138.0184 | 2.0586 | 1.7 | 1.3143 | 0.30475 | 0.20886 | 0.78084 | 0.66132 | 0.33477 | 0.040507 | -0.51408 | -0.6015 | -0.24548 | 0.89391 | 3.9978 | 11.342 | 10.8498 | 10.5585 | 8.644 | 1.6755 | 0.3213 | 0.043742 | 0.35946 | 0.79535 | 0.39609 | 63.5578 | 62.6947 | 61.5761 | 60.3324 | 59.2529 | 58.6178 | 58.4557 | 58.8455 | 60.6614 | 65.1253 | 70.2298 | 74.9782 | 79.5962 | 83.0103 | 84.8683 | 85.7925 | 85.7869 | 83.8265 | 81.3509 | 78.2112 | 73.8822 | 69.8978 | 67.633 | 65.8612 | 5.4571 | 4.8387 | 4.0975 | 2.4187 | 2.6688 | 3.7496 | 3.404 | 4.1583 | 3.9679 | 3.6436 | 3.3901 | 3.4742 | 3.5587 | 3.6266 | 3.5216 | 3.235 | 3.2241 | 3.2512 | 3.4968 | 2.8977 | 2.5939 | 2.7307 | 2.2446 | 2.3318
Portfolio Adjusted1-in-2Size: Over 200kWOrange County2020June Monthly Peak | Portfolio Adjusted | 1-in-2 | Size: Over 200kW | Orange County | 2020 | June Monthly Peak | 6 | 134.8251 | 130.1596 | 125.6971 | 127.0326 | 138.3225 | 166.7954 | 193.4877 | 212.1324 | 226.0543 | 233.5371 | 241.5937 | 244.6219 | 243.4262 | 241.6531 | 235.262 | 223.6565 | 210.1311 | 196.3086 | 186.1234 | 180.6883 | 176.8652 | 168.2413 | 155.3853 | 146.8546 | 0.82524 | 0.52421 | 0.45556 | -0.29554 | -0.41651 | 0.045186 | -0.24388 | -0.25033 | -0.34004 | -0.70359 | -0.96997 | -0.71709 | 0.32621 | 3.3991 | 11.1188 | 10.9846 | 10.6889 | 9.1501 | 2.2537 | 0.25215 | -0.22659 | -0.0057248 | 0.34694 | -0.029351 | 69.2274 | 68.113 | 66.9296 | 65.6283 | 64.7209 | 63.7744 | 62.9795 | 63.9369 | 67.1251 | 72.229 | 77.5757 | 82.4296 | 86.0184 | 88.043 | 89.819 | 90.7779 | 91.2468 | 90.3526 | 88.8887 | 85.942 | 81.7104 | 77.2411 | 74.6207 | 72.5845 | 5.5666 | 4.9468 | 4.1797 | 2.4657 | 2.7051 | 3.7457 | 3.3637 | 4.0586 | 3.8544 | 3.5407 | 3.3141 | 3.3896 | 3.46 | 3.5088 | 3.4232 | 3.1941 | 3.2159 | 3.2478 | 3.5171 | 2.889 | 2.5702 | 2.7233 | 2.2396 | 2.34
Portfolio Adjusted1-in-2Size: Over 200kWOrange County2020July Monthly Peak | Portfolio Adjusted | 1-in-2 | Size: Over 200kW | Orange County | 2020 | July Monthly Peak | 7 | 143.0852 | 137.85 | 133.6199 | 134.5279 | 146.6199 | 177.0989 | 205.2701 | 225.5619 | 240.6336 | 248.9232 | 257.0414 | 258.8872 | 257.2112 | 255.4621 | 248.995 | 236.7827 | 223.6454 | 208.8573 | 198.2386 | 192.4897 | 187.2014 | 177.0244 | 163.4337 | 154.5532 | -1.0357 | -1.2397 | -0.83557 | -1.1636 | -1.3148 | -1.019 | -1.5361 | -1.0817 | -0.88428 | -0.98815 | -1.5058 | -1.3889 | -0.46379 | 2.6393 | 10.9907 | 11.12 | 10.7222 | 9.7267 | 3.0395 | 0.14879 | -0.61058 | -0.5278 | -0.30357 | -0.64064 | 76.6849 | 75.7518 | 74.8559 | 73.8612 | 72.9904 | 72.2777 | 71.8128 | 72.7746 | 75.5347 | 79.4868 | 84.2107 | 88.5277 | 91.528 | 93.4187 | 95.0264 | 95.5098 | 94.6862 | 93.2772 | 91.7359 | 89.8178 | 87.0835 | 84.081 | 81.6499 | 79.8227 | 5.8637 | 5.2001 | 4.4102 | 2.5918 | 2.8461 | 3.9475 | 3.542 | 4.2834 | 4.0725 | 3.7459 | 3.4998 | 3.5606 | 3.6288 | 3.6818 | 3.596 | 3.3565 | 3.3973 | 3.4298 | 3.7182 | 3.0548 | 2.7002 | 2.8441 | 2.3381 | 2.4443
Portfolio Adjusted1-in-2Size: Over 200kWOrange County2020August Monthly Peak | Portfolio Adjusted | 1-in-2 | Size: Over 200kW | Orange County | 2020 | August Monthly Peak | 8 | 143.7386 | 138.4395 | 134.2007 | 134.5603 | 147.5631 | 179.8577 | 211.1569 | 233.1129 | 250.8005 | 259.6865 | 269.8528 | 271.4105 | 269.7564 | 267.7052 | 260.4424 | 245.0674 | 228.2815 | 210.5861 | 198.6388 | 195.2203 | 189.4719 | 178.3366 | 165.143 | 156.5204 | -1.1208 | -1.3204 | -0.89471 | -1.1995 | -1.36 | -1.0803 | -1.6351 | -1.1533 | -0.94444 | -1.0413 | -1.6017 | -1.4837 | -0.52192 | 2.7239 | 11.462 | 11.487 | 10.9165 | 9.8069 | 3.0724 | 0.14581 | -0.6337 | -0.55372 | -0.33503 | -0.67466 | 76.9695 | 75.4856 | 74.1544 | 73.3287 | 72.6558 | 71.818 | 71.5057 | 71.4925 | 73.6022 | 79.0405 | 84.5848 | 89.2494 | 92.7261 | 95.2168 | 96.7904 | 97.628 | 97.6466 | 96.4637 | 94.2608 | 90.8522 | 86.4761 | 83.2843 | 81.2058 | 79.4504 | 5.8993 | 5.2301 | 4.4359 | 2.5963 | 2.8687 | 4.0149 | 3.649 | 4.4334 | 4.2509 | 3.9137 | 3.6797 | 3.7384 | 3.8114 | 3.864 | 3.767 | 3.4791 | 3.4729 | 3.4633 | 3.7313 | 3.1028 | 2.737 | 2.8695 | 2.366 | 2.4791
Portfolio Adjusted1-in-2Size: Over 200kWOrange County2020September Monthly Peak | Portfolio Adjusted | 1-in-2 | Size: Over 200kW | Orange County | 2020 | September Monthly Peak | 9 | 140.996 | 136.3904 | 131.6156 | 133.2022 | 146.2651 | 179.9663 | 214.0325 | 234.5612 | 254.2336 | 263.8412 | 272.2591 | 273.2818 | 271.2821 | 270.3115 | 262.3398 | 245.5869 | 228.3055 | 210.2959 | 200.4842 | 198.647 | 188.989 | 177.3588 | 163.8833 | 154.8456 | -0.80765 | -1.0258 | -0.67609 | -1.0569 | -1.2131 | -0.91297 | -1.4511 | -1.029 | -0.87188 | -1.0188 | -1.5382 | -1.3909 | -0.39278 | 2.9068 | 11.6723 | 11.5932 | 11.0211 | 9.7946 | 3.0009 | 0.16753 | -0.5741 | -0.46971 | -0.22864 | -0.5728 | 75.0057 | 73.9082 | 73.0152 | 72.4224 | 71.892 | 71.0615 | 71.1331 | 71.1312 | 72.8065 | 77.1419 | 82.4694 | 87.4631 | 91.6865 | 94.4466 | 96.1309 | 96.8978 | 96.947 | 96.098 | 94.358 | 90.7451 | 86.7626 | 83.6108 | 81.4996 | 80.149 | 5.759 | 5.128 | 4.3297 | 2.5578 | 2.8298 | 3.9981 | 3.681 | 4.4396 | 4.2885 | 3.9573 | 3.6947 | 3.7461 | 3.8146 | 3.8829 | 3.7763 | 3.4698 | 3.4566 | 3.442 | 3.7479 | 3.1421 | 2.717 | 2.8401 | 2.3367 | 2.4409
Portfolio Adjusted1-in-2Size: Over 200kWOrange County2020October Monthly Peak | Portfolio Adjusted | 1-in-2 | Size: Over 200kW | Orange County | 2020 | October Monthly Peak | 10 | 115.9037 | 112.2634 | 109.4814 | 111.3653 | 122.531 | 150.6473 | 181.0992 | 198.6637 | 211.87 | 217.1565 | 223.9183 | 227.7575 | 227.7282 | 226.744 | 219.7621 | 205.3339 | 190.8446 | 182.4084 | 171.223 | 165.1217 | 157.8834 | 148.2564 | 137.6898 | 129.5177 | 1.1235 | 0.84304 | 0.686 | -0.07077 | -0.17379 | 0.28355 | 0.073113 | -0.042334 | -0.19572 | -0.59867 | -0.78863 | -0.51944 | 0.4966 | 3.4159 | 10.5696 | 10.2028 | 9.8572 | 8.5041 | 1.9257 | 0.25792 | -0.11864 | 0.11182 | 0.45805 | 0.11077 | 66.7731 | 65.4771 | 64.4005 | 63.5278 | 62.6629 | 62.0122 | 61.7674 | 61.8978 | 63.3842 | 67.124 | 73.5144 | 79.8972 | 85.7942 | 88.943 | 89.9428 | 90.7165 | 91.0849 | 90.2199 | 87.7058 | 82.7255 | 78.8781 | 75.7724 | 73.2633 | 71.5765 | 4.8604 | 4.3335 | 3.6976 | 2.1955 | 2.4339 | 3.436 | 3.1977 | 3.8604 | 3.6692 | 3.344 | 3.1198 | 3.2054 | 3.2876 | 3.344 | 3.2477 | 2.9784 | 2.9665 | 3.0652 | 3.2863 | 2.6815 | 2.3303 | 2.4374 | 2.0156 | 2.0961
Portfolio Adjusted1-in-2Size: Over 200kWOrange County2020November Monthly Peak | Portfolio Adjusted | 1-in-2 | Size: Over 200kW | Orange County | 2020 | November Monthly Peak | 11 | 121.1935 | 117.5308 | 113.8241 | 114.0334 | 125.0572 | 152.7315 | 180.9744 | 197.7349 | 209.5136 | 215.4292 | 220.4627 | 222.9911 | 222.4447 | 221.3714 | 213.3149 | 198.8434 | 185.6611 | 180.105 | 170.194 | 164.4034 | 158.4017 | 149.393 | 138.25 | 129.8161 | 2.0015 | 1.664 | 1.2873 | 0.29571 | 0.20295 | 0.75735 | 0.6481 | 0.32294 | 0.038669 | -0.48864 | -0.56896 | -0.2315 | 0.84211 | 3.7571 | 10.5995 | 10.0987 | 9.8667 | 8.4004 | 1.6339 | 0.30905 | 0.04116 | 0.33752 | 0.74866 | 0.37255 | 58.9303 | 58.0555 | 57.8551 | 57.4771 | 56.442 | 55.3519 | 55.8141 | 55.3979 | 59.1733 | 63.2346 | 68.1693 | 73.1426 | 76.0751 | 77.7566 | 78.8386 | 78.7361 | 76.8083 | 73.6833 | 70.3083 | 67.3852 | 65.4735 | 64.6319 | 63.6084 | 62.9565 | 5.3057 | 4.7363 | 4.0133 | 2.347 | 2.5933 | 3.6367 | 3.336 | 4.0113 | 3.7879 | 3.4632 | 3.2067 | 3.2763 | 3.3525 | 3.4083 | 3.2911 | 3.0111 | 3.0128 | 3.1595 | 3.4101 | 2.7872 | 2.4408 | 2.564 | 2.1128 | 2.1933
Portfolio Adjusted1-in-2Size: Over 200kWOrange County2020December Monthly Peak | Portfolio Adjusted | 1-in-2 | Size: Over 200kW | Orange County | 2020 | December Monthly Peak | 12 | 115.3729 | 111.7183 | 108.9056 | 110.6893 | 121.3582 | 146.7461 | 175.0914 | 188.2985 | 197.8374 | 198.547 | 199.6879 | 198.4441 | 194.8951 | 191.8854 | 185.0937 | 173.3708 | 163.777 | 160.7917 | 152.4932 | 148.7066 | 144.265 | 137.4236 | 128.744 | 121.9711 | 1.9054 | 1.5817 | 1.2317 | 0.28704 | 0.19695 | 0.72767 | 0.62703 | 0.30753 | 0.036514 | -0.45035 | -0.51534 | -0.20601 | 0.73782 | 3.2567 | 9.1972 | 8.805 | 8.7037 | 7.4996 | 1.464 | 0.27955 | 0.037486 | 0.31048 | 0.69718 | 0.35003 | 50.0036 | 49.4176 | 48.6263 | 48.2054 | 47.705 | 47.1155 | 46.7235 | 46.52 | 47.3485 | 50.7282 | 54.4327 | 57.6262 | 60.1801 | 61.5417 | 62.138 | 62.4073 | 62.0957 | 60.1416 | 57.2985 | 54.7644 | 52.8413 | 51.0512 | 49.4623 | 48.0626 | 5.0508 | 4.502 | 3.8399 | 2.2781 | 2.5166 | 3.4942 | 3.2275 | 3.8199 | 3.5768 | 3.1918 | 2.9045 | 2.9156 | 2.9373 | 2.9543 | 2.8557 | 2.6254 | 2.6577 | 2.8207 | 3.0555 | 2.5211 | 2.223 | 2.3586 | 1.9675 | 2.0607
Portfolio Adjusted1-in-2Size: Over 200kWOrange County2020Typical Event Day | Portfolio Adjusted | 1-in-2 | Size: Over 200kW | Orange County | 2020 | Typical Event Day | 8 | 142.1731 | 136.9709 | 132.7925 | 133.2624 | 146.1352 | 177.7889 | 208.3286 | 229.1292 | 245.5875 | 253.9721 | 263.59 | 265.0922 | 263.4316 | 261.5768 | 254.4815 | 239.7507 | 223.5265 | 206.5431 | 194.8889 | 191.6807 | 186.3864 | 175.8961 | 162.9302 | 154.528 | -0.52047 | -0.75418 | -0.47914 | -0.927 | -1.0773 | -0.73615 | -1.2118 | -0.877 | -0.75974 | -0.94311 | -1.414 | -1.2494 | -0.25327 | 2.964 | 11.4456 | 11.3975 | 10.8916 | 9.6211 | 2.8199 | 0.18012 | -0.50907 | -0.3856 | -0.12417 | -0.47728 | 74.4718 | 73.3147 | 72.2388 | 71.3101 | 70.5648 | 69.7329 | 69.3578 | 69.8338 | 72.2671 | 76.9746 | 82.2101 | 86.9175 | 90.4898 | 92.7813 | 94.4417 | 95.2034 | 95.1317 | 94.0479 | 92.3108 | 89.3393 | 85.5081 | 82.0543 | 79.744 | 78.0016 | 5.7907 | 5.1353 | 4.356 | 2.5517 | 2.8193 | 3.9386 | 3.5728 | 4.3245 | 4.1309 | 3.7985 | 3.567 | 3.6236 | 3.6938 | 3.7468 | 3.6528 | 3.3777 | 3.3747 | 3.371 | 3.633 | 3.0234 | 2.672 | 2.8087 | 2.3166 | 2.429
Portfolio Adjusted1-in-2Size: Over 200kWOrange County2021January Monthly Peak | Portfolio Adjusted | 1-in-2 | Size: Over 200kW | Orange County | 2021 | January Monthly Peak | 1 | 120.5892 | 115.6807 | 113.1189 | 114.696 | 126.7498 | 157.0851 | 191.6462 | 209.4895 | 220.9302 | 219.7893 | 219.8049 | 218.0108 | 214.2538 | 210.0248 | 201.7479 | 187.6859 | 175.7185 | 171.4712 | 164.6325 | 162.0339 | 156.6823 | 149.226 | 139.5374 | 131.2199 | 1.9915 | 1.6378 | 1.2793 | 0.29743 | 0.2057 | 0.77893 | 0.68632 | 0.34214 | 0.040776 | -0.49853 | -0.56726 | -0.22633 | 0.8111 | 3.5645 | 10.0247 | 9.532 | 9.3384 | 7.9977 | 1.5806 | 0.3046 | 0.040713 | 0.33715 | 0.75563 | 0.37657 | 47.1944 | 46.1046 | 45.4018 | 45.1966 | 44.6103 | 44.3463 | 43.8202 | 43.4735 | 43.5395 | 45.1392 | 48.1989 | 50.9805 | 52.8175 | 54.3049 | 55.2747 | 55.6824 | 55.4496 | 54.0567 | 52.3441 | 50.8871 | 49.8505 | 48.9049 | 48.1023 | 47.2767 | 5.2792 | 4.6617 | 3.9884 | 2.3606 | 2.6284 | 3.7404 | 3.5327 | 4.2498 | 3.9943 | 3.5333 | 3.1971 | 3.2031 | 3.2291 | 3.2336 | 3.1126 | 2.8421 | 2.8515 | 3.0081 | 3.2987 | 2.7471 | 2.4143 | 2.5612 | 2.1325 | 2.217
Portfolio Adjusted1-in-2Size: Over 200kWOrange County2021February Monthly Peak | Portfolio Adjusted | 1-in-2 | Size: Over 200kW | Orange County | 2021 | February Monthly Peak | 2 | 119.3641 | 114.6394 | 112.0806 | 113.7415 | 125.6384 | 155.439 | 189.203 | 206.4931 | 217.573 | 216.915 | 217.4274 | 216.2302 | 212.8818 | 209.0998 | 201.0416 | 187.2305 | 175.2386 | 170.8508 | 163.6646 | 160.7744 | 155.4199 | 148.0155 | 138.3329 | 130.1312 | 1.9713 | 1.6231 | 1.2676 | 0.29495 | 0.2039 | 0.77077 | 0.67757 | 0.33724 | 0.040157 | -0.49201 | -0.56112 | -0.22448 | 0.80591 | 3.5488 | 9.9897 | 9.5089 | 9.3128 | 7.9687 | 1.5713 | 0.30223 | 0.040385 | 0.33441 | 0.74911 | 0.37345 | 48.9704 | 48.7238 | 48.2877 | 47.9576 | 47.2657 | 46.8298 | 46.7194 | 46.775 | 47.2772 | 48.9143 | 50.9686 | 52.809 | 53.6928 | 54.0908 | 54.2585 | 53.8563 | 53.6468 | 53.0037 | 51.8964 | 50.4332 | 49.015 | 48.6361 | 47.6485 | 46.5841 | 5.2256 | 4.6197 | 3.9518 | 2.3409 | 2.6053 | 3.7012 | 3.4876 | 4.189 | 3.9336 | 3.4871 | 3.1625 | 3.1769 | 3.2084 | 3.2193 | 3.1017 | 2.8352 | 2.8437 | 2.9972 | 3.2793 | 2.7257 | 2.3948 | 2.5404 | 2.1141 | 2.1986
Portfolio Adjusted1-in-2Size: Over 200kWOrange County2021March Monthly Peak | Portfolio Adjusted | 1-in-2 | Size: Over 200kW | Orange County | 2021 | March Monthly Peak | 3 | 124.7535 | 119.2028 | 116.2397 | 117.1551 | 127.7242 | 158.0976 | 188.7234 | 207.8507 | 219.9107 | 221.0011 | 223.002 | 221.9731 | 219.9103 | 218.5522 | 210.3802 | 197.0642 | 183.8774 | 173.5609 | 165.6561 | 166.8736 | 163.1362 | 155.4833 | 144 | 134.6043 | 2.0603 | 1.6877 | 1.3146 | 0.30381 | 0.20728 | 0.78395 | 0.67585 | 0.33946 | 0.040588 | -0.50128 | -0.57551 | -0.23044 | 0.83252 | 3.7093 | 10.4537 | 10.0083 | 9.7719 | 8.0952 | 1.5904 | 0.3137 | 0.04239 | 0.35128 | 0.77979 | 0.38629 | 49.0739 | 47.9197 | 46.9241 | 46.3987 | 46.2043 | 45.7063 | 45.1678 | 45.1755 | 47.1742 | 49.6603 | 52.1573 | 54.0102 | 55.2638 | 56.2229 | 56.7744 | 57.0633 | 56.8985 | 56.4905 | 55.1051 | 53.0355 | 51.5304 | 50.2139 | 49.1337 | 48.2892 | 5.4615 | 4.8036 | 4.0984 | 2.4112 | 2.6486 | 3.7645 | 3.4788 | 4.2165 | 3.9759 | 3.5528 | 3.2436 | 3.2613 | 3.3143 | 3.3649 | 3.2458 | 2.9841 | 2.9839 | 3.0447 | 3.3192 | 2.8291 | 2.5137 | 2.6686 | 2.2007 | 2.2742
Portfolio Adjusted1-in-2Size: Over 200kWOrange County2021April Monthly Peak | Portfolio Adjusted | 1-in-2 | Size: Over 200kW | Orange County | 2021 | April Monthly Peak | 4 | 120.2745 | 115.7387 | 112.6461 | 113.8594 | 123.6803 | 151.9932 | 179.0616 | 197.2806 | 209.9294 | 215.5636 | 222.3202 | 225.5057 | 226.2499 | 227.4572 | 220.3631 | 207.16 | 192.4109 | 179.3658 | 168.3604 | 167.0637 | 162.1778 | 153.2778 | 141.2699 | 132.117 | 1.9863 | 1.6386 | 1.274 | 0.29526 | 0.20072 | 0.75368 | 0.64125 | 0.3222 | 0.038746 | -0.48894 | -0.57375 | -0.23411 | 0.85652 | 3.8604 | 10.9497 | 10.5211 | 10.2255 | 8.3659 | 1.6163 | 0.31405 | 0.042141 | 0.3463 | 0.76501 | 0.37915 | 63.6403 | 62.3922 | 60.7683 | 59.6664 | 58.6098 | 57.8384 | 57.4941 | 57.0035 | 59.584 | 64.0155 | 69.0394 | 73.8497 | 77.5062 | 80.3089 | 82.1826 | 83.1504 | 83.3398 | 82.2447 | 80.1909 | 77.2271 | 73.0889 | 69.8099 | 67.214 | 64.7181 | 5.2654 | 4.664 | 3.9717 | 2.3434 | 2.5647 | 3.6192 | 3.3007 | 4.0021 | 3.7954 | 3.4654 | 3.2337 | 3.3132 | 3.4099 | 3.502 | 3.3998 | 3.137 | 3.1224 | 3.1465 | 3.3734 | 2.8323 | 2.499 | 2.6307 | 2.159 | 2.2321
Portfolio Adjusted1-in-2Size: Over 200kWOrange County2021May Monthly Peak | Portfolio Adjusted | 1-in-2 | Size: Over 200kW | Orange County | 2021 | May Monthly Peak | 5 | 124.6532 | 120.0728 | 116.2131 | 117.5183 | 128.6988 | 157.4697 | 184.6667 | 204.9817 | 219.4703 | 226.648 | 233.074 | 236.4653 | 236.1263 | 235.5521 | 228.2582 | 213.6332 | 198.6772 | 185.329 | 174.5187 | 170.9175 | 168.3401 | 159.1042 | 146.8723 | 138.0184 | 2.0586 | 1.7 | 1.3143 | 0.30475 | 0.20886 | 0.78084 | 0.66132 | 0.33477 | 0.040507 | -0.51408 | -0.6015 | -0.24548 | 0.89391 | 3.9978 | 11.342 | 10.8498 | 10.5585 | 8.644 | 1.6755 | 0.3213 | 0.043742 | 0.35946 | 0.79535 | 0.39609 | 63.5578 | 62.6947 | 61.5761 | 60.3324 | 59.2529 | 58.6178 | 58.4557 | 58.8455 | 60.6614 | 65.1253 | 70.2298 | 74.9782 | 79.5962 | 83.0102 | 84.8683 | 85.7925 | 85.7869 | 83.8265 | 81.3509 | 78.2112 | 73.8822 | 69.8978 | 67.633 | 65.8612 | 5.4571 | 4.8387 | 4.0975 | 2.4187 | 2.6688 | 3.7496 | 3.404 | 4.1583 | 3.9679 | 3.6436 | 3.3901 | 3.4742 | 3.5587 | 3.6266 | 3.5216 | 3.235 | 3.2241 | 3.2512 | 3.4968 | 2.8977 | 2.5939 | 2.7307 | 2.2446 | 2.3318
Portfolio Adjusted1-in-2Size: Over 200kWOrange County2021June Monthly Peak | Portfolio Adjusted | 1-in-2 | Size: Over 200kW | Orange County | 2021 | June Monthly Peak | 6 | 134.8251 | 130.1596 | 125.6971 | 127.0326 | 138.3225 | 166.7954 | 193.4877 | 212.1324 | 226.0543 | 233.5371 | 241.5937 | 244.6219 | 243.4261 | 241.6531 | 235.262 | 223.6565 | 210.1311 | 196.3086 | 186.1234 | 180.6883 | 176.8652 | 168.2413 | 155.3853 | 146.8546 | 0.82524 | 0.52421 | 0.45556 | -0.29554 | -0.41651 | 0.045186 | -0.24388 | -0.25033 | -0.34004 | -0.70359 | -0.96997 | -0.71709 | 0.32621 | 3.3991 | 11.1188 | 10.9846 | 10.6889 | 9.1501 | 2.2537 | 0.25215 | -0.22659 | -0.0057248 | 0.34694 | -0.029351 | 69.2274 | 68.113 | 66.9296 | 65.6283 | 64.7209 | 63.7744 | 62.9795 | 63.9369 | 67.1251 | 72.229 | 77.5757 | 82.4296 | 86.0184 | 88.043 | 89.819 | 90.7779 | 91.2469 | 90.3526 | 88.8888 | 85.942 | 81.7104 | 77.2411 | 74.6207 | 72.5845 | 5.5666 | 4.9468 | 4.1797 | 2.4657 | 2.7051 | 3.7457 | 3.3637 | 4.0586 | 3.8544 | 3.5407 | 3.3141 | 3.3896 | 3.46 | 3.5088 | 3.4232 | 3.1941 | 3.2159 | 3.2478 | 3.5171 | 2.889 | 2.5702 | 2.7233 | 2.2396 | 2.34
Portfolio Adjusted1-in-2Size: Over 200kWOrange County2021July Monthly Peak | Portfolio Adjusted | 1-in-2 | Size: Over 200kW | Orange County | 2021 | July Monthly Peak | 7 | 143.0852 | 137.85 | 133.6199 | 134.5279 | 146.6199 | 177.0989 | 205.2701 | 225.5619 | 240.6336 | 248.9232 | 257.0413 | 258.8872 | 257.2113 | 255.4621 | 248.995 | 236.7827 | 223.6454 | 208.8573 | 198.2386 | 192.4897 | 187.2014 | 177.0244 | 163.4337 | 154.5531 | -1.0357 | -1.2397 | -0.83557 | -1.1636 | -1.3148 | -1.019 | -1.5361 | -1.0817 | -0.88428 | -0.98815 | -1.5058 | -1.3889 | -0.46379 | 2.6393 | 10.9907 | 11.12 | 10.7222 | 9.7267 | 3.0395 | 0.14879 | -0.61058 | -0.5278 | -0.30357 | -0.64064 | 76.6849 | 75.7518 | 74.8559 | 73.8612 | 72.9904 | 72.2777 | 71.8128 | 72.7746 | 75.5347 | 79.4868 | 84.2107 | 88.5277 | 91.528 | 93.4187 | 95.0264 | 95.5098 | 94.6862 | 93.2772 | 91.7359 | 89.8178 | 87.0835 | 84.081 | 81.6499 | 79.8227 | 5.8637 | 5.2001 | 4.4102 | 2.5918 | 2.8461 | 3.9475 | 3.542 | 4.2834 | 4.0725 | 3.7459 | 3.4998 | 3.5606 | 3.6288 | 3.6818 | 3.596 | 3.3565 | 3.3973 | 3.4298 | 3.7182 | 3.0548 | 2.7002 | 2.8441 | 2.3381 | 2.4443
Portfolio Adjusted1-in-2Size: Over 200kWOrange County2021August Monthly Peak | Portfolio Adjusted | 1-in-2 | Size: Over 200kW | Orange County | 2021 | August Monthly Peak | 8 | 143.7386 | 138.4395 | 134.2007 | 134.5603 | 147.5631 | 179.8577 | 211.1569 | 233.1129 | 250.8005 | 259.6865 | 269.8528 | 271.4105 | 269.7564 | 267.7052 | 260.4424 | 245.0674 | 228.2815 | 210.5861 | 198.6388 | 195.2203 | 189.4719 | 178.3366 | 165.143 | 156.5204 | -1.1208 | -1.3204 | -0.89471 | -1.1995 | -1.36 | -1.0803 | -1.6351 | -1.1533 | -0.94444 | -1.0413 | -1.6017 | -1.4837 | -0.52192 | 2.7239 | 11.462 | 11.487 | 10.9165 | 9.8069 | 3.0724 | 0.14581 | -0.6337 | -0.55372 | -0.33503 | -0.67466 | 76.9695 | 75.4855 | 74.1544 | 73.3287 | 72.6558 | 71.818 | 71.5057 | 71.4925 | 73.6022 | 79.0405 | 84.5848 | 89.2494 | 92.7261 | 95.2168 | 96.7904 | 97.628 | 97.6466 | 96.4637 | 94.2608 | 90.8522 | 86.4761 | 83.2843 | 81.2058 | 79.4504 | 5.8993 | 5.2301 | 4.4359 | 2.5963 | 2.8687 | 4.0149 | 3.649 | 4.4334 | 4.2509 | 3.9137 | 3.6797 | 3.7384 | 3.8114 | 3.864 | 3.767 | 3.4791 | 3.4729 | 3.4633 | 3.7313 | 3.1028 | 2.737 | 2.8695 | 2.366 | 2.4791
Portfolio Adjusted1-in-2Size: Over 200kWOrange County2021September Monthly Peak | Portfolio Adjusted | 1-in-2 | Size: Over 200kW | Orange County | 2021 | September Monthly Peak | 9 | 140.996 | 136.3904 | 131.6156 | 133.2022 | 146.2651 | 179.9663 | 214.0324 | 234.5612 | 254.2335 | 263.8412 | 272.2591 | 273.2818 | 271.2821 | 270.3115 | 262.3399 | 245.5869 | 228.3055 | 210.2959 | 200.4842 | 198.647 | 188.989 | 177.3588 | 163.8833 | 154.8456 | -0.80765 | -1.0258 | -0.67609 | -1.0569 | -1.2131 | -0.91297 | -1.4511 | -1.029 | -0.87188 | -1.0188 | -1.5382 | -1.3909 | -0.39278 | 2.9068 | 11.6723 | 11.5932 | 11.0211 | 9.7946 | 3.0009 | 0.16753 | -0.5741 | -0.46971 | -0.22864 | -0.5728 | 75.0057 | 73.9082 | 73.0152 | 72.4224 | 71.892 | 71.0615 | 71.1331 | 71.1312 | 72.8065 | 77.1419 | 82.4694 | 87.4631 | 91.6865 | 94.4466 | 96.1309 | 96.8978 | 96.947 | 96.0979 | 94.358 | 90.7451 | 86.7626 | 83.6108 | 81.4996 | 80.149 | 5.759 | 5.128 | 4.3297 | 2.5578 | 2.8298 | 3.9981 | 3.681 | 4.4396 | 4.2885 | 3.9573 | 3.6947 | 3.7461 | 3.8146 | 3.8829 | 3.7763 | 3.4698 | 3.4566 | 3.442 | 3.7479 | 3.1421 | 2.717 | 2.8401 | 2.3367 | 2.4409
Portfolio Adjusted1-in-2Size: Over 200kWOrange County2021October Monthly Peak | Portfolio Adjusted | 1-in-2 | Size: Over 200kW | Orange County | 2021 | October Monthly Peak | 10 | 115.9037 | 112.2634 | 109.4814 | 111.3653 | 122.531 | 150.6473 | 181.0991 | 198.6637 | 211.87 | 217.1565 | 223.9183 | 227.7575 | 227.7282 | 226.744 | 219.7621 | 205.3339 | 190.8446 | 182.4084 | 171.223 | 165.1218 | 157.8833 | 148.2564 | 137.6898 | 129.5177 | 1.1235 | 0.84304 | 0.686 | -0.07077 | -0.17379 | 0.28355 | 0.073113 | -0.042334 | -0.19572 | -0.59867 | -0.78863 | -0.51944 | 0.4966 | 3.4159 | 10.5696 | 10.2028 | 9.8572 | 8.5041 | 1.9257 | 0.25792 | -0.11864 | 0.11182 | 0.45805 | 0.11077 | 66.7731 | 65.4771 | 64.4005 | 63.5278 | 62.6629 | 62.0122 | 61.7674 | 61.8978 | 63.3842 | 67.124 | 73.5144 | 79.8972 | 85.7942 | 88.943 | 89.9428 | 90.7165 | 91.0849 | 90.2199 | 87.7058 | 82.7255 | 78.8781 | 75.7724 | 73.2633 | 71.5765 | 4.8604 | 4.3335 | 3.6976 | 2.1955 | 2.4339 | 3.436 | 3.1977 | 3.8604 | 3.6692 | 3.344 | 3.1198 | 3.2054 | 3.2876 | 3.344 | 3.2477 | 2.9784 | 2.9665 | 3.0652 | 3.2863 | 2.6815 | 2.3303 | 2.4374 | 2.0156 | 2.0961
Portfolio Adjusted1-in-2Size: Over 200kWOrange County2021November Monthly Peak | Portfolio Adjusted | 1-in-2 | Size: Over 200kW | Orange County | 2021 | November Monthly Peak | 11 | 121.1935 | 117.5308 | 113.8241 | 114.0334 | 125.0572 | 152.7315 | 180.9744 | 197.7349 | 209.5136 | 215.4292 | 220.4627 | 222.9911 | 222.4447 | 221.3714 | 213.3149 | 198.8434 | 185.6611 | 180.105 | 170.194 | 164.4034 | 158.4017 | 149.393 | 138.2499 | 129.8161 | 2.0015 | 1.664 | 1.2873 | 0.29571 | 0.20295 | 0.75735 | 0.6481 | 0.32294 | 0.038669 | -0.48864 | -0.56896 | -0.2315 | 0.84211 | 3.7571 | 10.5995 | 10.0987 | 9.8667 | 8.4004 | 1.6339 | 0.30905 | 0.04116 | 0.33752 | 0.74866 | 0.37255 | 58.9303 | 58.0555 | 57.8552 | 57.4771 | 56.442 | 55.3519 | 55.8141 | 55.3979 | 59.1733 | 63.2346 | 68.1693 | 73.1426 | 76.0751 | 77.7566 | 78.8386 | 78.736 | 76.8083 | 73.6833 | 70.3083 | 67.3852 | 65.4735 | 64.6319 | 63.6084 | 62.9565 | 5.3057 | 4.7363 | 4.0133 | 2.347 | 2.5933 | 3.6367 | 3.336 | 4.0113 | 3.7879 | 3.4632 | 3.2067 | 3.2763 | 3.3525 | 3.4083 | 3.2911 | 3.0111 | 3.0128 | 3.1595 | 3.4101 | 2.7872 | 2.4408 | 2.564 | 2.1128 | 2.1933
Portfolio Adjusted1-in-2Size: Over 200kWOrange County2021December Monthly Peak | Portfolio Adjusted | 1-in-2 | Size: Over 200kW | Orange County | 2021 | December Monthly Peak | 12 | 115.3729 | 111.7183 | 108.9056 | 110.6893 | 121.3582 | 146.7461 | 175.0914 | 188.2985 | 197.8374 | 198.547 | 199.6879 | 198.4441 | 194.8951 | 191.8854 | 185.0938 | 173.3708 | 163.777 | 160.7917 | 152.4932 | 148.7066 | 144.265 | 137.4236 | 128.744 | 121.9711 | 1.9054 | 1.5817 | 1.2317 | 0.28704 | 0.19695 | 0.72767 | 0.62703 | 0.30753 | 0.036514 | -0.45035 | -0.51534 | -0.20601 | 0.73782 | 3.2567 | 9.1972 | 8.805 | 8.7037 | 7.4996 | 1.464 | 0.27955 | 0.037486 | 0.31048 | 0.69718 | 0.35003 | 50.0036 | 49.4176 | 48.6263 | 48.2054 | 47.705 | 47.1155 | 46.7235 | 46.52 | 47.3485 | 50.7282 | 54.4327 | 57.6262 | 60.1801 | 61.5418 | 62.138 | 62.4073 | 62.0957 | 60.1416 | 57.2985 | 54.7644 | 52.8413 | 51.0512 | 49.4623 | 48.0626 | 5.0508 | 4.502 | 3.8399 | 2.2781 | 2.5166 | 3.4942 | 3.2275 | 3.8199 | 3.5768 | 3.1918 | 2.9045 | 2.9156 | 2.9373 | 2.9543 | 2.8557 | 2.6254 | 2.6577 | 2.8207 | 3.0555 | 2.5211 | 2.223 | 2.3586 | 1.9675 | 2.0607
Portfolio Adjusted1-in-2Size: Over 200kWOrange County2021Typical Event Day | Portfolio Adjusted | 1-in-2 | Size: Over 200kW | Orange County | 2021 | Typical Event Day | 8 | 142.1731 | 136.9709 | 132.7925 | 133.2624 | 146.1352 | 177.7889 | 208.3286 | 229.1292 | 245.5875 | 253.9721 | 263.59 | 265.0922 | 263.4316 | 261.5768 | 254.4814 | 239.7507 | 223.5266 | 206.5431 | 194.8889 | 191.6807 | 186.3864 | 175.8961 | 162.9302 | 154.528 | -0.52047 | -0.75418 | -0.47914 | -0.927 | -1.0773 | -0.73615 | -1.2118 | -0.877 | -0.75974 | -0.94311 | -1.414 | -1.2494 | -0.25327 | 2.964 | 11.4456 | 11.3975 | 10.8916 | 9.6211 | 2.8199 | 0.18012 | -0.50907 | -0.3856 | -0.12417 | -0.47728 | 74.4718 | 73.3147 | 72.2388 | 71.3101 | 70.5648 | 69.7329 | 69.3578 | 69.8338 | 72.2671 | 76.9746 | 82.2101 | 86.9175 | 90.4898 | 92.7813 | 94.4417 | 95.2034 | 95.1317 | 94.0479 | 92.3108 | 89.3393 | 85.5081 | 82.0543 | 79.744 | 78.0016 | 5.7907 | 5.1353 | 4.356 | 2.5517 | 2.8193 | 3.9386 | 3.5728 | 4.3245 | 4.1309 | 3.7985 | 3.567 | 3.6236 | 3.6938 | 3.7468 | 3.6528 | 3.3777 | 3.3747 | 3.371 | 3.633 | 3.0234 | 2.672 | 2.8087 | 2.3166 | 2.429
Portfolio Adjusted1-in-2Size: Over 200kWOrange County2022January Monthly Peak | Portfolio Adjusted | 1-in-2 | Size: Over 200kW | Orange County | 2022 | January Monthly Peak | 1 | 120.5892 | 115.6807 | 113.1189 | 114.696 | 126.7498 | 157.0851 | 191.6462 | 209.4895 | 220.9302 | 219.7893 | 219.8049 | 218.0108 | 214.2538 | 210.0248 | 201.7479 | 187.6859 | 175.7185 | 171.4712 | 164.6325 | 162.0339 | 156.6823 | 149.226 | 139.5374 | 131.2199 | 1.9915 | 1.6378 | 1.2793 | 0.29743 | 0.2057 | 0.77893 | 0.68632 | 0.34214 | 0.040776 | -0.49853 | -0.56726 | -0.22633 | 0.8111 | 3.5645 | 10.0247 | 9.532 | 9.3384 | 7.9977 | 1.5806 | 0.3046 | 0.040713 | 0.33715 | 0.75563 | 0.37657 | 47.1944 | 46.1046 | 45.4018 | 45.1966 | 44.6103 | 44.3463 | 43.8202 | 43.4735 | 43.5395 | 45.1392 | 48.1989 | 50.9805 | 52.8175 | 54.3049 | 55.2747 | 55.6824 | 55.4496 | 54.0567 | 52.3441 | 50.8871 | 49.8505 | 48.9049 | 48.1023 | 47.2767 | 5.2792 | 4.6617 | 3.9884 | 2.3606 | 2.6284 | 3.7404 | 3.5327 | 4.2498 | 3.9943 | 3.5333 | 3.1971 | 3.2031 | 3.2291 | 3.2336 | 3.1126 | 2.8421 | 2.8515 | 3.0081 | 3.2987 | 2.7471 | 2.4143 | 2.5612 | 2.1325 | 2.217
Portfolio Adjusted1-in-2Size: Over 200kWOrange County2022February Monthly Peak | Portfolio Adjusted | 1-in-2 | Size: Over 200kW | Orange County | 2022 | February Monthly Peak | 2 | 119.3641 | 114.6394 | 112.0806 | 113.7415 | 125.6384 | 155.439 | 189.203 | 206.4931 | 217.573 | 216.915 | 217.4274 | 216.2302 | 212.8818 | 209.0998 | 201.0416 | 187.2304 | 175.2386 | 170.8508 | 163.6646 | 160.7744 | 155.4199 | 148.0155 | 138.3329 | 130.1312 | 1.9713 | 1.6231 | 1.2676 | 0.29495 | 0.2039 | 0.77077 | 0.67757 | 0.33724 | 0.040157 | -0.49201 | -0.56112 | -0.22448 | 0.80591 | 3.5488 | 9.9897 | 9.5089 | 9.3128 | 7.9687 | 1.5713 | 0.30223 | 0.040385 | 0.33441 | 0.74911 | 0.37345 | 48.9704 | 48.7238 | 48.2877 | 47.9576 | 47.2657 | 46.8298 | 46.7194 | 46.775 | 47.2772 | 48.9143 | 50.9686 | 52.809 | 53.6928 | 54.0908 | 54.2585 | 53.8563 | 53.6468 | 53.0037 | 51.8964 | 50.4332 | 49.015 | 48.6361 | 47.6485 | 46.5841 | 5.2256 | 4.6197 | 3.9518 | 2.3409 | 2.6053 | 3.7012 | 3.4876 | 4.189 | 3.9336 | 3.4871 | 3.1625 | 3.1769 | 3.2084 | 3.2193 | 3.1017 | 2.8352 | 2.8437 | 2.9972 | 3.2793 | 2.7257 | 2.3948 | 2.5404 | 2.1141 | 2.1986
Portfolio Adjusted1-in-2Size: Over 200kWOrange County2022March Monthly Peak | Portfolio Adjusted | 1-in-2 | Size: Over 200kW | Orange County | 2022 | March Monthly Peak | 3 | 124.7535 | 119.2028 | 116.2397 | 117.1551 | 127.7242 | 158.0976 | 188.7234 | 207.8507 | 219.9107 | 221.0012 | 223.002 | 221.9731 | 219.9103 | 218.5522 | 210.3802 | 197.0642 | 183.8774 | 173.5609 | 165.6561 | 166.8736 | 163.1362 | 155.4833 | 144 | 134.6042 | 2.0603 | 1.6877 | 1.3146 | 0.30381 | 0.20728 | 0.78395 | 0.67585 | 0.33946 | 0.040588 | -0.50128 | -0.57551 | -0.23044 | 0.83252 | 3.7093 | 10.4537 | 10.0083 | 9.7719 | 8.0952 | 1.5904 | 0.3137 | 0.04239 | 0.35128 | 0.77979 | 0.38629 | 49.0739 | 47.9197 | 46.9241 | 46.3987 | 46.2043 | 45.7063 | 45.1678 | 45.1755 | 47.1742 | 49.6603 | 52.1573 | 54.0102 | 55.2638 | 56.2229 | 56.7744 | 57.0633 | 56.8985 | 56.4905 | 55.1051 | 53.0355 | 51.5304 | 50.2139 | 49.1336 | 48.2892 | 5.4615 | 4.8036 | 4.0984 | 2.4112 | 2.6486 | 3.7645 | 3.4788 | 4.2165 | 3.9759 | 3.5528 | 3.2436 | 3.2613 | 3.3143 | 3.3649 | 3.2458 | 2.9841 | 2.9839 | 3.0447 | 3.3192 | 2.8291 | 2.5137 | 2.6686 | 2.2007 | 2.2742
Portfolio Adjusted1-in-2Size: Over 200kWOrange County2022April Monthly Peak | Portfolio Adjusted | 1-in-2 | Size: Over 200kW | Orange County | 2022 | April Monthly Peak | 4 | 120.2745 | 115.7387 | 112.6461 | 113.8594 | 123.6803 | 151.9933 | 179.0616 | 197.2806 | 209.9294 | 215.5636 | 222.3202 | 225.5057 | 226.2499 | 227.4572 | 220.3631 | 207.16 | 192.4109 | 179.3658 | 168.3604 | 167.0637 | 162.1778 | 153.2778 | 141.2699 | 132.117 | 1.9863 | 1.6386 | 1.274 | 0.29526 | 0.20072 | 0.75368 | 0.64125 | 0.3222 | 0.038746 | -0.48894 | -0.57375 | -0.23411 | 0.85652 | 3.8604 | 10.9497 | 10.5211 | 10.2255 | 8.3659 | 1.6163 | 0.31405 | 0.042141 | 0.3463 | 0.76501 | 0.37915 | 63.6403 | 62.3922 | 60.7683 | 59.6664 | 58.6098 | 57.8384 | 57.4941 | 57.0035 | 59.584 | 64.0155 | 69.0394 | 73.8497 | 77.5062 | 80.3089 | 82.1826 | 83.1504 | 83.3398 | 82.2447 | 80.1909 | 77.2271 | 73.0889 | 69.8099 | 67.214 | 64.7181 | 5.2654 | 4.664 | 3.9717 | 2.3434 | 2.5647 | 3.6192 | 3.3007 | 4.0021 | 3.7954 | 3.4654 | 3.2337 | 3.3132 | 3.4099 | 3.502 | 3.3998 | 3.137 | 3.1224 | 3.1465 | 3.3734 | 2.8323 | 2.499 | 2.6307 | 2.159 | 2.2321
Portfolio Adjusted1-in-2Size: Over 200kWOrange County2022May Monthly Peak | Portfolio Adjusted | 1-in-2 | Size: Over 200kW | Orange County | 2022 | May Monthly Peak | 5 | 124.6532 | 120.0728 | 116.2131 | 117.5183 | 128.6988 | 157.4697 | 184.6667 | 204.9817 | 219.4703 | 226.648 | 233.074 | 236.4653 | 236.1263 | 235.5521 | 228.2582 | 213.6332 | 198.6772 | 185.329 | 174.5187 | 170.9175 | 168.3402 | 159.1042 | 146.8723 | 138.0184 | 2.0586 | 1.7 | 1.3143 | 0.30475 | 0.20886 | 0.78084 | 0.66132 | 0.33477 | 0.040507 | -0.51408 | -0.6015 | -0.24548 | 0.89391 | 3.9978 | 11.342 | 10.8498 | 10.5585 | 8.644 | 1.6755 | 0.3213 | 0.043742 | 0.35946 | 0.79535 | 0.39609 | 63.5578 | 62.6947 | 61.5761 | 60.3324 | 59.2529 | 58.6178 | 58.4557 | 58.8455 | 60.6614 | 65.1253 | 70.2298 | 74.9782 | 79.5962 | 83.0103 | 84.8683 | 85.7925 | 85.7869 | 83.8265 | 81.3509 | 78.2112 | 73.8822 | 69.8978 | 67.633 | 65.8612 | 5.4571 | 4.8387 | 4.0975 | 2.4187 | 2.6688 | 3.7496 | 3.404 | 4.1583 | 3.9679 | 3.6436 | 3.3901 | 3.4742 | 3.5587 | 3.6266 | 3.5216 | 3.235 | 3.2241 | 3.2512 | 3.4968 | 2.8977 | 2.5939 | 2.7307 | 2.2446 | 2.3318
Portfolio Adjusted1-in-2Size: Over 200kWOrange County2022June Monthly Peak | Portfolio Adjusted | 1-in-2 | Size: Over 200kW | Orange County | 2022 | June Monthly Peak | 6 | 134.8251 | 130.1596 | 125.6971 | 127.0326 | 138.3225 | 166.7954 | 193.4877 | 212.1324 | 226.0543 | 233.5371 | 241.5937 | 244.6219 | 243.4261 | 241.6531 | 235.262 | 223.6565 | 210.1311 | 196.3086 | 186.1234 | 180.6883 | 176.8652 | 168.2413 | 155.3853 | 146.8546 | 0.82524 | 0.52421 | 0.45556 | -0.29554 | -0.41651 | 0.045186 | -0.24388 | -0.25033 | -0.34004 | -0.70359 | -0.96997 | -0.71709 | 0.32621 | 3.3991 | 11.1188 | 10.9846 | 10.6889 | 9.1501 | 2.2537 | 0.25215 | -0.22659 | -0.0057248 | 0.34694 | -0.029351 | 69.2274 | 68.113 | 66.9296 | 65.6283 | 64.7209 | 63.7744 | 62.9795 | 63.9369 | 67.1251 | 72.229 | 77.5757 | 82.4296 | 86.0184 | 88.043 | 89.819 | 90.7779 | 91.2469 | 90.3526 | 88.8888 | 85.942 | 81.7104 | 77.2411 | 74.6207 | 72.5845 | 5.5666 | 4.9468 | 4.1797 | 2.4657 | 2.7051 | 3.7457 | 3.3637 | 4.0586 | 3.8544 | 3.5407 | 3.3141 | 3.3896 | 3.46 | 3.5088 | 3.4232 | 3.1941 | 3.2159 | 3.2478 | 3.5171 | 2.889 | 2.5702 | 2.7233 | 2.2396 | 2.34
Portfolio Adjusted1-in-2Size: Over 200kWOrange County2022July Monthly Peak | Portfolio Adjusted | 1-in-2 | Size: Over 200kW | Orange County | 2022 | July Monthly Peak | 7 | 143.0852 | 137.85 | 133.6199 | 134.5279 | 146.6199 | 177.0989 | 205.2701 | 225.5619 | 240.6336 | 248.9233 | 257.0414 | 258.8872 | 257.2112 | 255.4621 | 248.995 | 236.7827 | 223.6454 | 208.8573 | 198.2386 | 192.4897 | 187.2014 | 177.0244 | 163.4337 | 154.5532 | -1.0357 | -1.2397 | -0.83557 | -1.1636 | -1.3148 | -1.019 | -1.5361 | -1.0817 | -0.88428 | -0.98815 | -1.5058 | -1.3889 | -0.46379 | 2.6393 | 10.9907 | 11.12 | 10.7222 | 9.7267 | 3.0395 | 0.14879 | -0.61058 | -0.5278 | -0.30357 | -0.64064 | 76.6849 | 75.7518 | 74.8559 | 73.8612 | 72.9904 | 72.2777 | 71.8128 | 72.7746 | 75.5347 | 79.4868 | 84.2107 | 88.5277 | 91.528 | 93.4187 | 95.0264 | 95.5098 | 94.6862 | 93.2772 | 91.7359 | 89.8178 | 87.0835 | 84.081 | 81.6499 | 79.8227 | 5.8637 | 5.2001 | 4.4102 | 2.5918 | 2.8461 | 3.9475 | 3.542 | 4.2834 | 4.0725 | 3.7459 | 3.4998 | 3.5606 | 3.6288 | 3.6818 | 3.596 | 3.3565 | 3.3973 | 3.4298 | 3.7182 | 3.0548 | 2.7002 | 2.8441 | 2.3381 | 2.4443
Portfolio Adjusted1-in-2Size: Over 200kWOrange County2022August Monthly Peak | Portfolio Adjusted | 1-in-2 | Size: Over 200kW | Orange County | 2022 | August Monthly Peak | 8 | 143.7386 | 138.4395 | 134.2007 | 134.5603 | 147.5631 | 179.8577 | 211.1569 | 233.1129 | 250.8005 | 259.6865 | 269.8528 | 271.4105 | 269.7564 | 267.7052 | 260.4424 | 245.0674 | 228.2815 | 210.5861 | 198.6388 | 195.2203 | 189.4719 | 178.3366 | 165.143 | 156.5204 | -1.1208 | -1.3204 | -0.89471 | -1.1995 | -1.36 | -1.0803 | -1.6351 | -1.1533 | -0.94444 | -1.0413 | -1.6017 | -1.4837 | -0.52192 | 2.7239 | 11.462 | 11.487 | 10.9165 | 9.8069 | 3.0724 | 0.14581 | -0.6337 | -0.55372 | -0.33503 | -0.67466 | 76.9695 | 75.4856 | 74.1544 | 73.3287 | 72.6558 | 71.818 | 71.5057 | 71.4925 | 73.6022 | 79.0405 | 84.5848 | 89.2494 | 92.7261 | 95.2168 | 96.7904 | 97.628 | 97.6466 | 96.4637 | 94.2608 | 90.8522 | 86.4761 | 83.2843 | 81.2058 | 79.4504 | 5.8993 | 5.2301 | 4.4359 | 2.5963 | 2.8687 | 4.0149 | 3.649 | 4.4334 | 4.2509 | 3.9137 | 3.6797 | 3.7384 | 3.8114 | 3.864 | 3.767 | 3.4791 | 3.4729 | 3.4633 | 3.7313 | 3.1028 | 2.737 | 2.8695 | 2.366 | 2.4791
Portfolio Adjusted1-in-2Size: Over 200kWOrange County2022September Monthly Peak | Portfolio Adjusted | 1-in-2 | Size: Over 200kW | Orange County | 2022 | September Monthly Peak | 9 | 140.996 | 136.3904 | 131.6156 | 133.2022 | 146.2651 | 179.9663 | 214.0324 | 234.5612 | 254.2336 | 263.8412 | 272.2592 | 273.2818 | 271.2821 | 270.3115 | 262.3398 | 245.5869 | 228.3055 | 210.2959 | 200.4842 | 198.647 | 188.989 | 177.3588 | 163.8833 | 154.8456 | -0.80765 | -1.0258 | -0.67609 | -1.0569 | -1.2131 | -0.91297 | -1.4511 | -1.029 | -0.87188 | -1.0188 | -1.5382 | -1.3909 | -0.39278 | 2.9068 | 11.6723 | 11.5932 | 11.0211 | 9.7946 | 3.0009 | 0.16753 | -0.5741 | -0.46971 | -0.22864 | -0.5728 | 75.0057 | 73.9082 | 73.0152 | 72.4224 | 71.892 | 71.0615 | 71.1331 | 71.1312 | 72.8065 | 77.1419 | 82.4694 | 87.4631 | 91.6865 | 94.4466 | 96.1309 | 96.8978 | 96.947 | 96.098 | 94.358 | 90.7451 | 86.7626 | 83.6108 | 81.4996 | 80.149 | 5.759 | 5.128 | 4.3297 | 2.5578 | 2.8298 | 3.9981 | 3.681 | 4.4396 | 4.2885 | 3.9573 | 3.6947 | 3.7461 | 3.8146 | 3.8829 | 3.7763 | 3.4698 | 3.4566 | 3.442 | 3.7479 | 3.1421 | 2.717 | 2.8401 | 2.3367 | 2.4409
Portfolio Adjusted1-in-2Size: Over 200kWOrange County2022October Monthly Peak | Portfolio Adjusted | 1-in-2 | Size: Over 200kW | Orange County | 2022 | October Monthly Peak | 10 | 115.9037 | 112.2634 | 109.4814 | 111.3653 | 122.531 | 150.6473 | 181.0991 | 198.6637 | 211.87 | 217.1565 | 223.9183 | 227.7575 | 227.7282 | 226.744 | 219.7621 | 205.3339 | 190.8446 | 182.4084 | 171.223 | 165.1217 | 157.8834 | 148.2564 | 137.6898 | 129.5177 | 1.1235 | 0.84304 | 0.686 | -0.07077 | -0.17379 | 0.28355 | 0.073113 | -0.042334 | -0.19572 | -0.59867 | -0.78863 | -0.51944 | 0.4966 | 3.4159 | 10.5696 | 10.2028 | 9.8572 | 8.5041 | 1.9257 | 0.25792 | -0.11864 | 0.11182 | 0.45805 | 0.11077 | 66.7731 | 65.4771 | 64.4005 | 63.5278 | 62.6629 | 62.0122 | 61.7674 | 61.8978 | 63.3842 | 67.124 | 73.5144 | 79.8972 | 85.7942 | 88.943 | 89.9428 | 90.7165 | 91.0849 | 90.2199 | 87.7058 | 82.7255 | 78.8781 | 75.7724 | 73.2633 | 71.5765 | 4.8604 | 4.3335 | 3.6976 | 2.1955 | 2.4339 | 3.436 | 3.1977 | 3.8604 | 3.6692 | 3.344 | 3.1198 | 3.2054 | 3.2876 | 3.344 | 3.2477 | 2.9784 | 2.9665 | 3.0652 | 3.2863 | 2.6815 | 2.3303 | 2.4374 | 2.0156 | 2.0961
Portfolio Adjusted1-in-2Size: Over 200kWOrange County2022November Monthly Peak | Portfolio Adjusted | 1-in-2 | Size: Over 200kW | Orange County | 2022 | November Monthly Peak | 11 | 121.1935 | 117.5308 | 113.8241 | 114.0334 | 125.0572 | 152.7315 | 180.9744 | 197.7349 | 209.5136 | 215.4292 | 220.4627 | 222.9911 | 222.4447 | 221.3714 | 213.3149 | 198.8434 | 185.6611 | 180.105 | 170.194 | 164.4034 | 158.4017 | 149.393 | 138.25 | 129.8161 | 2.0015 | 1.664 | 1.2873 | 0.29571 | 0.20295 | 0.75735 | 0.6481 | 0.32294 | 0.038669 | -0.48864 | -0.56896 | -0.2315 | 0.84211 | 3.7571 | 10.5995 | 10.0987 | 9.8667 | 8.4004 | 1.6339 | 0.30905 | 0.04116 | 0.33752 | 0.74866 | 0.37255 | 58.9303 | 58.0555 | 57.8551 | 57.4771 | 56.442 | 55.3519 | 55.8141 | 55.3979 | 59.1733 | 63.2346 | 68.1693 | 73.1426 | 76.0751 | 77.7566 | 78.8386 | 78.7361 | 76.8083 | 73.6833 | 70.3083 | 67.3852 | 65.4735 | 64.6319 | 63.6084 | 62.9565 | 5.3057 | 4.7363 | 4.0133 | 2.347 | 2.5933 | 3.6367 | 3.336 | 4.0113 | 3.7879 | 3.4632 | 3.2067 | 3.2763 | 3.3525 | 3.4083 | 3.2911 | 3.0111 | 3.0128 | 3.1595 | 3.4101 | 2.7872 | 2.4408 | 2.564 | 2.1128 | 2.1933
Portfolio Adjusted1-in-2Size: Over 200kWOrange County2022December Monthly Peak | Portfolio Adjusted | 1-in-2 | Size: Over 200kW | Orange County | 2022 | December Monthly Peak | 12 | 115.3729 | 111.7183 | 108.9056 | 110.6893 | 121.3582 | 146.7461 | 175.0914 | 188.2985 | 197.8374 | 198.547 | 199.6879 | 198.4441 | 194.8951 | 191.8854 | 185.0937 | 173.3708 | 163.777 | 160.7917 | 152.4932 | 148.7066 | 144.265 | 137.4236 | 128.744 | 121.9711 | 1.9054 | 1.5817 | 1.2317 | 0.28704 | 0.19695 | 0.72767 | 0.62703 | 0.30753 | 0.036514 | -0.45035 | -0.51534 | -0.20601 | 0.73782 | 3.2567 | 9.1972 | 8.805 | 8.7037 | 7.4996 | 1.464 | 0.27955 | 0.037486 | 0.31048 | 0.69718 | 0.35003 | 50.0036 | 49.4176 | 48.6263 | 48.2054 | 47.705 | 47.1155 | 46.7235 | 46.52 | 47.3485 | 50.7282 | 54.4327 | 57.6262 | 60.1801 | 61.5417 | 62.138 | 62.4073 | 62.0957 | 60.1416 | 57.2985 | 54.7644 | 52.8413 | 51.0512 | 49.4623 | 48.0626 | 5.0508 | 4.502 | 3.8399 | 2.2781 | 2.5166 | 3.4942 | 3.2275 | 3.8199 | 3.5768 | 3.1918 | 2.9045 | 2.9156 | 2.9373 | 2.9543 | 2.8557 | 2.6254 | 2.6577 | 2.8207 | 3.0555 | 2.5211 | 2.223 | 2.3586 | 1.9675 | 2.0607
Portfolio Adjusted1-in-2Size: Over 200kWOrange County2022Typical Event Day | Portfolio Adjusted | 1-in-2 | Size: Over 200kW | Orange County | 2022 | Typical Event Day | 8 | 142.1731 | 136.9709 | 132.7925 | 133.2624 | 146.1352 | 177.7889 | 208.3286 | 229.1292 | 245.5875 | 253.9721 | 263.59 | 265.0922 | 263.4316 | 261.5768 | 254.4814 | 239.7506 | 223.5266 | 206.5431 | 194.8889 | 191.6807 | 186.3864 | 175.8961 | 162.9302 | 154.528 | -0.52047 | -0.75418 | -0.47914 | -0.927 | -1.0773 | -0.73615 | -1.2118 | -0.877 | -0.75974 | -0.94311 | -1.414 | -1.2494 | -0.25327 | 2.964 | 11.4456 | 11.3975 | 10.8916 | 9.6211 | 2.8199 | 0.18012 | -0.50907 | -0.3856 | -0.12417 | -0.47728 | 74.4718 | 73.3147 | 72.2388 | 71.3101 | 70.5648 | 69.7329 | 69.3578 | 69.8338 | 72.2671 | 76.9746 | 82.2101 | 86.9175 | 90.4898 | 92.7813 | 94.4417 | 95.2034 | 95.1317 | 94.0479 | 92.3108 | 89.3393 | 85.5081 | 82.0543 | 79.744 | 78.0016 | 5.7907 | 5.1353 | 4.356 | 2.5517 | 2.8193 | 3.9386 | 3.5728 | 4.3245 | 4.1309 | 3.7985 | 3.567 | 3.6236 | 3.6938 | 3.7468 | 3.6528 | 3.3777 | 3.3747 | 3.371 | 3.633 | 3.0234 | 2.672 | 2.8087 | 2.3166 | 2.429
Portfolio Adjusted1-in-2Size: Over 200kWOrange County2023January Monthly Peak | Portfolio Adjusted | 1-in-2 | Size: Over 200kW | Orange County | 2023 | January Monthly Peak | 1 | 120.5893 | 115.6807 | 113.1189 | 114.696 | 126.7498 | 157.0851 | 191.6462 | 209.4895 | 220.9302 | 219.7893 | 219.8049 | 218.0108 | 214.2538 | 210.0248 | 201.7478 | 187.6859 | 175.7185 | 171.4712 | 164.6325 | 162.0339 | 156.6823 | 149.226 | 139.5374 | 131.2199 | 1.9915 | 1.6378 | 1.2793 | 0.29743 | 0.2057 | 0.77893 | 0.68632 | 0.34214 | 0.040776 | -0.49853 | -0.56726 | -0.22633 | 0.8111 | 3.5645 | 10.0247 | 9.532 | 9.3384 | 7.9977 | 1.5806 | 0.3046 | 0.040713 | 0.33715 | 0.75563 | 0.37657 | 47.1944 | 46.1046 | 45.4018 | 45.1966 | 44.6103 | 44.3463 | 43.8202 | 43.4735 | 43.5395 | 45.1392 | 48.1989 | 50.9805 | 52.8175 | 54.3049 | 55.2747 | 55.6824 | 55.4496 | 54.0567 | 52.3441 | 50.8871 | 49.8505 | 48.9049 | 48.1023 | 47.2767 | 5.2792 | 4.6617 | 3.9884 | 2.3606 | 2.6284 | 3.7404 | 3.5327 | 4.2498 | 3.9943 | 3.5333 | 3.1971 | 3.2031 | 3.2291 | 3.2336 | 3.1126 | 2.8421 | 2.8515 | 3.0081 | 3.2987 | 2.7471 | 2.4143 | 2.5612 | 2.1325 | 2.217
Portfolio Adjusted1-in-2Size: Over 200kWOrange County2023February Monthly Peak | Portfolio Adjusted | 1-in-2 | Size: Over 200kW | Orange County | 2023 | February Monthly Peak | 2 | 119.3641 | 114.6394 | 112.0806 | 113.7415 | 125.6384 | 155.439 | 189.203 | 206.4931 | 217.573 | 216.915 | 217.4274 | 216.2302 | 212.8818 | 209.0998 | 201.0416 | 187.2305 | 175.2386 | 170.8508 | 163.6646 | 160.7744 | 155.4199 | 148.0155 | 138.3329 | 130.1311 | 1.9713 | 1.6231 | 1.2676 | 0.29495 | 0.2039 | 0.77077 | 0.67757 | 0.33724 | 0.040157 | -0.49201 | -0.56112 | -0.22448 | 0.80591 | 3.5488 | 9.9897 | 9.5089 | 9.3128 | 7.9687 | 1.5713 | 0.30223 | 0.040385 | 0.33441 | 0.74911 | 0.37345 | 48.9704 | 48.7238 | 48.2877 | 47.9576 | 47.2657 | 46.8298 | 46.7194 | 46.775 | 47.2772 | 48.9143 | 50.9686 | 52.809 | 53.6928 | 54.0908 | 54.2585 | 53.8563 | 53.6468 | 53.0037 | 51.8964 | 50.4332 | 49.015 | 48.6361 | 47.6485 | 46.5841 | 5.2256 | 4.6197 | 3.9518 | 2.3409 | 2.6053 | 3.7012 | 3.4876 | 4.189 | 3.9336 | 3.4871 | 3.1625 | 3.1769 | 3.2084 | 3.2193 | 3.1017 | 2.8352 | 2.8437 | 2.9972 | 3.2793 | 2.7257 | 2.3948 | 2.5404 | 2.1141 | 2.1986
Portfolio Adjusted1-in-2Size: Over 200kWOrange County2023March Monthly Peak | Portfolio Adjusted | 1-in-2 | Size: Over 200kW | Orange County | 2023 | March Monthly Peak | 3 | 124.7535 | 119.2028 | 116.2397 | 117.1551 | 127.7242 | 158.0976 | 188.7234 | 207.8507 | 219.9107 | 221.0011 | 223.002 | 221.9731 | 219.9103 | 218.5522 | 210.3802 | 197.0642 | 183.8774 | 173.5609 | 165.6561 | 166.8736 | 163.1362 | 155.4833 | 144 | 134.6042 | 2.0603 | 1.6877 | 1.3146 | 0.30381 | 0.20728 | 0.78395 | 0.67585 | 0.33946 | 0.040588 | -0.50128 | -0.57551 | -0.23044 | 0.83252 | 3.7093 | 10.4537 | 10.0083 | 9.7719 | 8.0952 | 1.5904 | 0.3137 | 0.04239 | 0.35128 | 0.77979 | 0.38629 | 49.0739 | 47.9197 | 46.9241 | 46.3987 | 46.2043 | 45.7062 | 45.1678 | 45.1755 | 47.1742 | 49.6603 | 52.1573 | 54.0102 | 55.2638 | 56.2229 | 56.7744 | 57.0633 | 56.8985 | 56.4905 | 55.1051 | 53.0355 | 51.5304 | 50.2139 | 49.1337 | 48.2892 | 5.4615 | 4.8036 | 4.0984 | 2.4112 | 2.6486 | 3.7645 | 3.4788 | 4.2165 | 3.9759 | 3.5528 | 3.2436 | 3.2613 | 3.3143 | 3.3649 | 3.2458 | 2.9841 | 2.9839 | 3.0447 | 3.3192 | 2.8291 | 2.5137 | 2.6686 | 2.2007 | 2.2742
Portfolio Adjusted1-in-2Size: Over 200kWOrange County2023April Monthly Peak | Portfolio Adjusted | 1-in-2 | Size: Over 200kW | Orange County | 2023 | April Monthly Peak | 4 | 120.2745 | 115.7387 | 112.6461 | 113.8594 | 123.6803 | 151.9933 | 179.0615 | 197.2806 | 209.9294 | 215.5636 | 222.3202 | 225.5057 | 226.2499 | 227.4572 | 220.3631 | 207.16 | 192.4109 | 179.3658 | 168.3604 | 167.0637 | 162.1778 | 153.2778 | 141.2699 | 132.117 | 1.9863 | 1.6386 | 1.274 | 0.29526 | 0.20072 | 0.75368 | 0.64125 | 0.3222 | 0.038746 | -0.48894 | -0.57375 | -0.23411 | 0.85652 | 3.8604 | 10.9497 | 10.5211 | 10.2255 | 8.3659 | 1.6163 | 0.31405 | 0.042141 | 0.3463 | 0.76501 | 0.37915 | 63.6403 | 62.3922 | 60.7683 | 59.6664 | 58.6098 | 57.8384 | 57.4941 | 57.0035 | 59.584 | 64.0155 | 69.0394 | 73.8497 | 77.5062 | 80.3089 | 82.1826 | 83.1504 | 83.3398 | 82.2447 | 80.1909 | 77.2271 | 73.0889 | 69.8099 | 67.214 | 64.7181 | 5.2654 | 4.664 | 3.9717 | 2.3434 | 2.5647 | 3.6192 | 3.3007 | 4.0021 | 3.7954 | 3.4654 | 3.2337 | 3.3132 | 3.4099 | 3.502 | 3.3998 | 3.137 | 3.1224 | 3.1465 | 3.3734 | 2.8323 | 2.499 | 2.6307 | 2.159 | 2.2321
Portfolio Adjusted1-in-2Size: Over 200kWOrange County2023May Monthly Peak | Portfolio Adjusted | 1-in-2 | Size: Over 200kW | Orange County | 2023 | May Monthly Peak | 5 | 124.6532 | 120.0728 | 116.2131 | 117.5183 | 128.6988 | 157.4697 | 184.6668 | 204.9817 | 219.4703 | 226.648 | 233.074 | 236.4653 | 236.1262 | 235.5521 | 228.2582 | 213.6332 | 198.6772 | 185.3289 | 174.5187 | 170.9175 | 168.3402 | 159.1042 | 146.8723 | 138.0184 | 2.0586 | 1.7 | 1.3143 | 0.30475 | 0.20886 | 0.78084 | 0.66132 | 0.33477 | 0.040507 | -0.51408 | -0.6015 | -0.24548 | 0.89391 | 3.9978 | 11.342 | 10.8498 | 10.5585 | 8.644 | 1.6755 | 0.3213 | 0.043742 | 0.35946 | 0.79535 | 0.39609 | 63.5578 | 62.6947 | 61.5761 | 60.3324 | 59.2529 | 58.6178 | 58.4557 | 58.8455 | 60.6614 | 65.1253 | 70.2298 | 74.9782 | 79.5962 | 83.0102 | 84.8683 | 85.7925 | 85.7869 | 83.8265 | 81.3509 | 78.2112 | 73.8822 | 69.8978 | 67.633 | 65.8612 | 5.4571 | 4.8387 | 4.0975 | 2.4187 | 2.6688 | 3.7496 | 3.404 | 4.1583 | 3.9679 | 3.6436 | 3.3901 | 3.4742 | 3.5587 | 3.6266 | 3.5216 | 3.235 | 3.2241 | 3.2512 | 3.4968 | 2.8977 | 2.5939 | 2.7307 | 2.2446 | 2.3318
Portfolio Adjusted1-in-2Size: Over 200kWOrange County2023June Monthly Peak | Portfolio Adjusted | 1-in-2 | Size: Over 200kW | Orange County | 2023 | June Monthly Peak | 6 | 134.8251 | 130.1596 | 125.6971 | 127.0326 | 138.3225 | 166.7954 | 193.4877 | 212.1324 | 226.0543 | 233.5371 | 241.5937 | 244.6219 | 243.4262 | 241.6531 | 235.262 | 223.6565 | 210.1311 | 196.3086 | 186.1234 | 180.6883 | 176.8652 | 168.2413 | 155.3853 | 146.8546 | 0.82524 | 0.52421 | 0.45556 | -0.29554 | -0.41651 | 0.045186 | -0.24388 | -0.25033 | -0.34004 | -0.70359 | -0.96997 | -0.71709 | 0.32621 | 3.3991 | 11.1188 | 10.9846 | 10.6889 | 9.1501 | 2.2537 | 0.25215 | -0.22659 | -0.0057248 | 0.34694 | -0.029351 | 69.2274 | 68.113 | 66.9296 | 65.6283 | 64.7209 | 63.7744 | 62.9795 | 63.9369 | 67.1251 | 72.229 | 77.5757 | 82.4296 | 86.0184 | 88.043 | 89.819 | 90.7779 | 91.2468 | 90.3526 | 88.8888 | 85.942 | 81.7104 | 77.2411 | 74.6207 | 72.5845 | 5.5666 | 4.9468 | 4.1797 | 2.4657 | 2.7051 | 3.7457 | 3.3637 | 4.0586 | 3.8544 | 3.5407 | 3.3141 | 3.3896 | 3.46 | 3.5088 | 3.4232 | 3.1941 | 3.2159 | 3.2478 | 3.5171 | 2.889 | 2.5702 | 2.7233 | 2.2396 | 2.34
Portfolio Adjusted1-in-2Size: Over 200kWOrange County2023July Monthly Peak | Portfolio Adjusted | 1-in-2 | Size: Over 200kW | Orange County | 2023 | July Monthly Peak | 7 | 143.0852 | 137.85 | 133.6199 | 134.5279 | 146.6199 | 177.0989 | 205.2701 | 225.5619 | 240.6336 | 248.9233 | 257.0414 | 258.8872 | 257.2112 | 255.4621 | 248.995 | 236.7827 | 223.6454 | 208.8574 | 198.2386 | 192.4897 | 187.2014 | 177.0244 | 163.4337 | 154.5531 | -1.0357 | -1.2397 | -0.83557 | -1.1636 | -1.3148 | -1.019 | -1.5361 | -1.0817 | -0.88428 | -0.98815 | -1.5058 | -1.3889 | -0.46379 | 2.6393 | 10.9907 | 11.12 | 10.7222 | 9.7267 | 3.0395 | 0.14879 | -0.61058 | -0.5278 | -0.30357 | -0.64064 | 76.6849 | 75.7518 | 74.8559 | 73.8611 | 72.9904 | 72.2777 | 71.8128 | 72.7746 | 75.5347 | 79.4868 | 84.2107 | 88.5277 | 91.528 | 93.4187 | 95.0264 | 95.5098 | 94.6862 | 93.2772 | 91.7359 | 89.8178 | 87.0835 | 84.081 | 81.6499 | 79.8227 | 5.8637 | 5.2001 | 4.4102 | 2.5918 | 2.8461 | 3.9475 | 3.542 | 4.2834 | 4.0725 | 3.7459 | 3.4998 | 3.5606 | 3.6288 | 3.6818 | 3.596 | 3.3565 | 3.3973 | 3.4298 | 3.7182 | 3.0548 | 2.7002 | 2.8441 | 2.3381 | 2.4443
Portfolio Adjusted1-in-2Size: Over 200kWOrange County2023August Monthly Peak | Portfolio Adjusted | 1-in-2 | Size: Over 200kW | Orange County | 2023 | August Monthly Peak | 8 | 143.7386 | 138.4395 | 134.2007 | 134.5603 | 147.5631 | 179.8577 | 211.1569 | 233.1129 | 250.8005 | 259.6865 | 269.8528 | 271.4105 | 269.7564 | 267.7052 | 260.4424 | 245.0675 | 228.2815 | 210.5861 | 198.6388 | 195.2203 | 189.4719 | 178.3366 | 165.143 | 156.5204 | -1.1208 | -1.3204 | -0.89471 | -1.1995 | -1.36 | -1.0803 | -1.6351 | -1.1533 | -0.94444 | -1.0413 | -1.6017 | -1.4837 | -0.52192 | 2.7239 | 11.462 | 11.487 | 10.9165 | 9.8069 | 3.0724 | 0.14581 | -0.6337 | -0.55372 | -0.33503 | -0.67466 | 76.9695 | 75.4856 | 74.1544 | 73.3287 | 72.6558 | 71.818 | 71.5056 | 71.4925 | 73.6022 | 79.0405 | 84.5848 | 89.2494 | 92.7261 | 95.2168 | 96.7904 | 97.628 | 97.6466 | 96.4637 | 94.2608 | 90.8522 | 86.4761 | 83.2843 | 81.2058 | 79.4504 | 5.8993 | 5.2301 | 4.4359 | 2.5963 | 2.8687 | 4.0149 | 3.649 | 4.4334 | 4.2509 | 3.9137 | 3.6797 | 3.7384 | 3.8114 | 3.864 | 3.767 | 3.4791 | 3.4729 | 3.4633 | 3.7313 | 3.1028 | 2.737 | 2.8695 | 2.366 | 2.4791
Portfolio Adjusted1-in-2Size: Over 200kWOrange County2023September Monthly Peak | Portfolio Adjusted | 1-in-2 | Size: Over 200kW | Orange County | 2023 | September Monthly Peak | 9 | 140.996 | 136.3904 | 131.6156 | 133.2022 | 146.2651 | 179.9663 | 214.0325 | 234.5612 | 254.2335 | 263.8412 | 272.2592 | 273.2818 | 271.2821 | 270.3115 | 262.3398 | 245.5869 | 228.3055 | 210.2959 | 200.4842 | 198.647 | 188.989 | 177.3588 | 163.8833 | 154.8456 | -0.80765 | -1.0258 | -0.67609 | -1.0569 | -1.2131 | -0.91297 | -1.4511 | -1.029 | -0.87188 | -1.0188 | -1.5382 | -1.3909 | -0.39278 | 2.9068 | 11.6723 | 11.5932 | 11.0211 | 9.7946 | 3.0009 | 0.16753 | -0.5741 | -0.46971 | -0.22864 | -0.5728 | 75.0057 | 73.9082 | 73.0152 | 72.4224 | 71.892 | 71.0615 | 71.1331 | 71.1312 | 72.8065 | 77.1419 | 82.4694 | 87.4631 | 91.6865 | 94.4466 | 96.1309 | 96.8978 | 96.947 | 96.098 | 94.358 | 90.7451 | 86.7626 | 83.6108 | 81.4996 | 80.149 | 5.759 | 5.128 | 4.3297 | 2.5578 | 2.8298 | 3.9981 | 3.681 | 4.4396 | 4.2885 | 3.9573 | 3.6947 | 3.7461 | 3.8146 | 3.8829 | 3.7763 | 3.4698 | 3.4566 | 3.442 | 3.7479 | 3.1421 | 2.717 | 2.8401 | 2.3367 | 2.4409
Portfolio Adjusted1-in-2Size: Over 200kWOrange County2023October Monthly Peak | Portfolio Adjusted | 1-in-2 | Size: Over 200kW | Orange County | 2023 | October Monthly Peak | 10 | 115.9037 | 112.2634 | 109.4814 | 111.3653 | 122.531 | 150.6473 | 181.0991 | 198.6637 | 211.87 | 217.1565 | 223.9183 | 227.7575 | 227.7282 | 226.744 | 219.7621 | 205.3339 | 190.8446 | 182.4084 | 171.223 | 165.1217 | 157.8833 | 148.2564 | 137.6898 | 129.5177 | 1.1235 | 0.84304 | 0.686 | -0.07077 | -0.17379 | 0.28355 | 0.073113 | -0.042334 | -0.19572 | -0.59867 | -0.78863 | -0.51944 | 0.4966 | 3.4159 | 10.5696 | 10.2028 | 9.8572 | 8.5041 | 1.9257 | 0.25792 | -0.11864 | 0.11182 | 0.45805 | 0.11077 | 66.7731 | 65.4771 | 64.4005 | 63.5278 | 62.6629 | 62.0122 | 61.7674 | 61.8978 | 63.3842 | 67.124 | 73.5144 | 79.8972 | 85.7942 | 88.943 | 89.9428 | 90.7165 | 91.0849 | 90.2199 | 87.7057 | 82.7255 | 78.8781 | 75.7724 | 73.2633 | 71.5765 | 4.8604 | 4.3335 | 3.6976 | 2.1955 | 2.4339 | 3.436 | 3.1977 | 3.8604 | 3.6692 | 3.344 | 3.1198 | 3.2054 | 3.2876 | 3.344 | 3.2477 | 2.9784 | 2.9665 | 3.0652 | 3.2863 | 2.6815 | 2.3303 | 2.4374 | 2.0156 | 2.0961
Portfolio Adjusted1-in-2Size: Over 200kWOrange County2023November Monthly Peak | Portfolio Adjusted | 1-in-2 | Size: Over 200kW | Orange County | 2023 | November Monthly Peak | 11 | 121.1935 | 117.5308 | 113.8241 | 114.0334 | 125.0572 | 152.7315 | 180.9744 | 197.7349 | 209.5136 | 215.4292 | 220.4627 | 222.9912 | 222.4447 | 221.3714 | 213.3149 | 198.8434 | 185.6611 | 180.105 | 170.194 | 164.4034 | 158.4017 | 149.393 | 138.2499 | 129.8161 | 2.0015 | 1.664 | 1.2873 | 0.29571 | 0.20295 | 0.75735 | 0.6481 | 0.32294 | 0.038669 | -0.48864 | -0.56896 | -0.2315 | 0.84211 | 3.7571 | 10.5995 | 10.0987 | 9.8667 | 8.4004 | 1.6339 | 0.30905 | 0.04116 | 0.33752 | 0.74866 | 0.37255 | 58.9303 | 58.0555 | 57.8552 | 57.4771 | 56.442 | 55.3519 | 55.8141 | 55.3979 | 59.1733 | 63.2346 | 68.1693 | 73.1426 | 76.0751 | 77.7566 | 78.8386 | 78.736 | 76.8083 | 73.6833 | 70.3083 | 67.3852 | 65.4735 | 64.6319 | 63.6084 | 62.9565 | 5.3057 | 4.7363 | 4.0133 | 2.347 | 2.5933 | 3.6367 | 3.336 | 4.0113 | 3.7879 | 3.4632 | 3.2067 | 3.2763 | 3.3525 | 3.4083 | 3.2911 | 3.0111 | 3.0128 | 3.1595 | 3.4101 | 2.7872 | 2.4408 | 2.564 | 2.1128 | 2.1933
Portfolio Adjusted1-in-2Size: Over 200kWOrange County2023December Monthly Peak | Portfolio Adjusted | 1-in-2 | Size: Over 200kW | Orange County | 2023 | December Monthly Peak | 12 | 115.3729 | 111.7183 | 108.9056 | 110.6893 | 121.3582 | 146.7461 | 175.0914 | 188.2985 | 197.8374 | 198.547 | 199.6879 | 198.4441 | 194.8951 | 191.8854 | 185.0937 | 173.3708 | 163.777 | 160.7917 | 152.4932 | 148.7066 | 144.265 | 137.4236 | 128.744 | 121.9711 | 1.9054 | 1.5817 | 1.2317 | 0.28704 | 0.19695 | 0.72767 | 0.62703 | 0.30753 | 0.036514 | -0.45035 | -0.51534 | -0.20601 | 0.73782 | 3.2567 | 9.1972 | 8.805 | 8.7037 | 7.4996 | 1.464 | 0.27955 | 0.037486 | 0.31048 | 0.69718 | 0.35003 | 50.0036 | 49.4176 | 48.6263 | 48.2054 | 47.705 | 47.1155 | 46.7235 | 46.52 | 47.3485 | 50.7282 | 54.4327 | 57.6262 | 60.1801 | 61.5418 | 62.138 | 62.4073 | 62.0957 | 60.1416 | 57.2985 | 54.7644 | 52.8413 | 51.0512 | 49.4623 | 48.0626 | 5.0508 | 4.502 | 3.8399 | 2.2781 | 2.5166 | 3.4942 | 3.2275 | 3.8199 | 3.5768 | 3.1918 | 2.9045 | 2.9156 | 2.9373 | 2.9543 | 2.8557 | 2.6254 | 2.6577 | 2.8207 | 3.0555 | 2.5211 | 2.223 | 2.3586 | 1.9675 | 2.0607
Portfolio Adjusted1-in-2Size: Over 200kWOrange County2023Typical Event Day | Portfolio Adjusted | 1-in-2 | Size: Over 200kW | Orange County | 2023 | Typical Event Day | 8 | 142.1731 | 136.9709 | 132.7925 | 133.2624 | 146.1352 | 177.7889 | 208.3286 | 229.1292 | 245.5875 | 253.9721 | 263.59 | 265.0922 | 263.4316 | 261.5768 | 254.4815 | 239.7506 | 223.5265 | 206.5431 | 194.8889 | 191.6807 | 186.3864 | 175.8961 | 162.9302 | 154.528 | -0.52047 | -0.75418 | -0.47914 | -0.927 | -1.0773 | -0.73615 | -1.2118 | -0.877 | -0.75974 | -0.94311 | -1.414 | -1.2494 | -0.25327 | 2.964 | 11.4456 | 11.3975 | 10.8916 | 9.6211 | 2.8199 | 0.18012 | -0.50907 | -0.3856 | -0.12417 | -0.47728 | 74.4718 | 73.3146 | 72.2388 | 71.3101 | 70.5648 | 69.7329 | 69.3578 | 69.8338 | 72.2671 | 76.9746 | 82.2101 | 86.9175 | 90.4898 | 92.7813 | 94.4417 | 95.2034 | 95.1317 | 94.0479 | 92.3108 | 89.3393 | 85.5081 | 82.0543 | 79.744 | 78.0016 | 5.7907 | 5.1353 | 4.356 | 2.5517 | 2.8193 | 3.9386 | 3.5728 | 4.3245 | 4.1309 | 3.7985 | 3.567 | 3.6236 | 3.6938 | 3.7468 | 3.6528 | 3.3777 | 3.3747 | 3.371 | 3.633 | 3.0234 | 2.672 | 2.8087 | 2.3166 | 2.429
Portfolio Adjusted1-in-2Size: Over 200kWOrange County2024January Monthly Peak | Portfolio Adjusted | 1-in-2 | Size: Over 200kW | Orange County | 2024 | January Monthly Peak | 1 | 120.5892 | 115.6807 | 113.1189 | 114.696 | 126.7498 | 157.0851 | 191.6462 | 209.4895 | 220.9302 | 219.7893 | 219.8049 | 218.0108 | 214.2538 | 210.0248 | 201.7478 | 187.6859 | 175.7185 | 171.4712 | 164.6325 | 162.0339 | 156.6823 | 149.226 | 139.5374 | 131.2199 | 1.9915 | 1.6378 | 1.2793 | 0.29743 | 0.2057 | 0.77893 | 0.68632 | 0.34214 | 0.040776 | -0.49853 | -0.56726 | -0.22633 | 0.8111 | 3.5645 | 10.0247 | 9.532 | 9.3384 | 7.9977 | 1.5806 | 0.3046 | 0.040713 | 0.33715 | 0.75563 | 0.37657 | 47.1944 | 46.1046 | 45.4018 | 45.1966 | 44.6103 | 44.3463 | 43.8202 | 43.4735 | 43.5395 | 45.1392 | 48.1989 | 50.9805 | 52.8175 | 54.3049 | 55.2747 | 55.6824 | 55.4496 | 54.0567 | 52.3441 | 50.8871 | 49.8505 | 48.9049 | 48.1023 | 47.2767 | 5.2792 | 4.6617 | 3.9884 | 2.3606 | 2.6284 | 3.7404 | 3.5327 | 4.2498 | 3.9943 | 3.5333 | 3.1971 | 3.2031 | 3.2291 | 3.2336 | 3.1126 | 2.8421 | 2.8515 | 3.0081 | 3.2987 | 2.7471 | 2.4143 | 2.5612 | 2.1325 | 2.217
Portfolio Adjusted1-in-2Size: Over 200kWOrange County2024February Monthly Peak | Portfolio Adjusted | 1-in-2 | Size: Over 200kW | Orange County | 2024 | February Monthly Peak | 2 | 119.3641 | 114.6394 | 112.0806 | 113.7415 | 125.6384 | 155.439 | 189.203 | 206.4931 | 217.573 | 216.915 | 217.4274 | 216.2302 | 212.8818 | 209.0998 | 201.0416 | 187.2305 | 175.2386 | 170.8508 | 163.6646 | 160.7744 | 155.4199 | 148.0155 | 138.3329 | 130.1312 | 1.9713 | 1.6231 | 1.2676 | 0.29495 | 0.2039 | 0.77077 | 0.67757 | 0.33724 | 0.040157 | -0.49201 | -0.56112 | -0.22448 | 0.80591 | 3.5488 | 9.9897 | 9.5089 | 9.3128 | 7.9687 | 1.5713 | 0.30223 | 0.040385 | 0.33441 | 0.74911 | 0.37345 | 48.9704 | 48.7238 | 48.2877 | 47.9576 | 47.2657 | 46.8298 | 46.7194 | 46.775 | 47.2772 | 48.9143 | 50.9686 | 52.809 | 53.6928 | 54.0908 | 54.2585 | 53.8563 | 53.6468 | 53.0037 | 51.8964 | 50.4332 | 49.015 | 48.6361 | 47.6485 | 46.5841 | 5.2256 | 4.6197 | 3.9518 | 2.3409 | 2.6053 | 3.7012 | 3.4876 | 4.189 | 3.9336 | 3.4871 | 3.1625 | 3.1769 | 3.2084 | 3.2193 | 3.1017 | 2.8352 | 2.8437 | 2.9972 | 3.2793 | 2.7257 | 2.3948 | 2.5404 | 2.1141 | 2.1986
Portfolio Adjusted1-in-2Size: Over 200kWOrange County2024March Monthly Peak | Portfolio Adjusted | 1-in-2 | Size: Over 200kW | Orange County | 2024 | March Monthly Peak | 3 | 124.7535 | 119.2028 | 116.2397 | 117.1551 | 127.7242 | 158.0976 | 188.7234 | 207.8507 | 219.9107 | 221.0011 | 223.002 | 221.9731 | 219.9103 | 218.5522 | 210.3802 | 197.0642 | 183.8774 | 173.5609 | 165.6561 | 166.8736 | 163.1362 | 155.4833 | 144 | 134.6043 | 2.0603 | 1.6877 | 1.3146 | 0.30381 | 0.20728 | 0.78395 | 0.67585 | 0.33946 | 0.040588 | -0.50128 | -0.57551 | -0.23044 | 0.83252 | 3.7093 | 10.4537 | 10.0083 | 9.7719 | 8.0952 | 1.5904 | 0.3137 | 0.04239 | 0.35128 | 0.77979 | 0.38629 | 49.0739 | 47.9197 | 46.9241 | 46.3987 | 46.2043 | 45.7063 | 45.1678 | 45.1755 | 47.1742 | 49.6603 | 52.1573 | 54.0102 | 55.2638 | 56.2229 | 56.7744 | 57.0633 | 56.8985 | 56.4905 | 55.1051 | 53.0355 | 51.5304 | 50.2139 | 49.1337 | 48.2892 | 5.4615 | 4.8036 | 4.0984 | 2.4112 | 2.6486 | 3.7645 | 3.4788 | 4.2165 | 3.9759 | 3.5528 | 3.2436 | 3.2613 | 3.3143 | 3.3649 | 3.2458 | 2.9841 | 2.9839 | 3.0447 | 3.3192 | 2.8291 | 2.5137 | 2.6686 | 2.2007 | 2.2742
Portfolio Adjusted1-in-2Size: Over 200kWOrange County2024April Monthly Peak | Portfolio Adjusted | 1-in-2 | Size: Over 200kW | Orange County | 2024 | April Monthly Peak | 4 | 120.2745 | 115.7387 | 112.6461 | 113.8594 | 123.6802 | 151.9933 | 179.0615 | 197.2806 | 209.9294 | 215.5636 | 222.3202 | 225.5057 | 226.2499 | 227.4572 | 220.3631 | 207.16 | 192.4109 | 179.3658 | 168.3604 | 167.0637 | 162.1778 | 153.2778 | 141.2699 | 132.117 | 1.9863 | 1.6386 | 1.274 | 0.29526 | 0.20072 | 0.75368 | 0.64125 | 0.3222 | 0.038746 | -0.48894 | -0.57375 | -0.23411 | 0.85652 | 3.8604 | 10.9497 | 10.5211 | 10.2255 | 8.3659 | 1.6163 | 0.31405 | 0.042141 | 0.3463 | 0.76501 | 0.37915 | 63.6403 | 62.3922 | 60.7683 | 59.6664 | 58.6098 | 57.8384 | 57.4941 | 57.0035 | 59.584 | 64.0155 | 69.0394 | 73.8497 | 77.5062 | 80.3089 | 82.1826 | 83.1504 | 83.3398 | 82.2447 | 80.1909 | 77.2271 | 73.0889 | 69.8099 | 67.214 | 64.7181 | 5.2654 | 4.664 | 3.9717 | 2.3434 | 2.5647 | 3.6192 | 3.3007 | 4.0021 | 3.7954 | 3.4654 | 3.2337 | 3.3132 | 3.4099 | 3.502 | 3.3998 | 3.137 | 3.1224 | 3.1465 | 3.3734 | 2.8323 | 2.499 | 2.6307 | 2.159 | 2.2321
Portfolio Adjusted1-in-2Size: Over 200kWOrange County2024May Monthly Peak | Portfolio Adjusted | 1-in-2 | Size: Over 200kW | Orange County | 2024 | May Monthly Peak | 5 | 124.6532 | 120.0728 | 116.2131 | 117.5183 | 128.6988 | 157.4697 | 184.6667 | 204.9817 | 219.4703 | 226.648 | 233.074 | 236.4653 | 236.1262 | 235.5521 | 228.2582 | 213.6332 | 198.6772 | 185.329 | 174.5187 | 170.9175 | 168.3402 | 159.1042 | 146.8723 | 138.0184 | 2.0586 | 1.7 | 1.3143 | 0.30475 | 0.20886 | 0.78084 | 0.66132 | 0.33477 | 0.040507 | -0.51408 | -0.6015 | -0.24548 | 0.89391 | 3.9978 | 11.342 | 10.8498 | 10.5585 | 8.644 | 1.6755 | 0.3213 | 0.043742 | 0.35946 | 0.79535 | 0.39609 | 63.5578 | 62.6947 | 61.5761 | 60.3324 | 59.2529 | 58.6178 | 58.4557 | 58.8455 | 60.6614 | 65.1253 | 70.2298 | 74.9782 | 79.5962 | 83.0102 | 84.8683 | 85.7925 | 85.7869 | 83.8265 | 81.3509 | 78.2112 | 73.8822 | 69.8978 | 67.633 | 65.8612 | 5.4571 | 4.8387 | 4.0975 | 2.4187 | 2.6688 | 3.7496 | 3.404 | 4.1583 | 3.9679 | 3.6436 | 3.3901 | 3.4742 | 3.5587 | 3.6266 | 3.5216 | 3.235 | 3.2241 | 3.2512 | 3.4968 | 2.8977 | 2.5939 | 2.7307 | 2.2446 | 2.3318
Portfolio Adjusted1-in-2Size: Over 200kWOrange County2024June Monthly Peak | Portfolio Adjusted | 1-in-2 | Size: Over 200kW | Orange County | 2024 | June Monthly Peak | 6 | 134.8251 | 130.1596 | 125.6971 | 127.0326 | 138.3225 | 166.7954 | 193.4877 | 212.1324 | 226.0543 | 233.5371 | 241.5937 | 244.6219 | 243.4261 | 241.6531 | 235.262 | 223.6565 | 210.1311 | 196.3086 | 186.1234 | 180.6883 | 176.8652 | 168.2413 | 155.3853 | 146.8546 | 0.82524 | 0.52421 | 0.45556 | -0.29554 | -0.41651 | 0.045186 | -0.24388 | -0.25033 | -0.34004 | -0.70359 | -0.96997 | -0.71709 | 0.32621 | 3.3991 | 11.1188 | 10.9846 | 10.6889 | 9.1501 | 2.2537 | 0.25215 | -0.22659 | -0.0057248 | 0.34694 | -0.029351 | 69.2274 | 68.113 | 66.9296 | 65.6283 | 64.7209 | 63.7744 | 62.9795 | 63.9369 | 67.1251 | 72.229 | 77.5757 | 82.4296 | 86.0184 | 88.043 | 89.819 | 90.7779 | 91.2468 | 90.3526 | 88.8887 | 85.942 | 81.7104 | 77.2411 | 74.6207 | 72.5845 | 5.5666 | 4.9468 | 4.1797 | 2.4657 | 2.7051 | 3.7457 | 3.3637 | 4.0586 | 3.8544 | 3.5407 | 3.3141 | 3.3896 | 3.46 | 3.5088 | 3.4232 | 3.1941 | 3.2159 | 3.2478 | 3.5171 | 2.889 | 2.5702 | 2.7233 | 2.2396 | 2.34
Portfolio Adjusted1-in-2Size: Over 200kWOrange County2024July Monthly Peak | Portfolio Adjusted | 1-in-2 | Size: Over 200kW | Orange County | 2024 | July Monthly Peak | 7 | 143.0852 | 137.85 | 133.6199 | 134.5279 | 146.6199 | 177.0989 | 205.2701 | 225.5619 | 240.6336 | 248.9233 | 257.0413 | 258.8872 | 257.2112 | 255.4621 | 248.995 | 236.7827 | 223.6454 | 208.8573 | 198.2386 | 192.4897 | 187.2015 | 177.0244 | 163.4337 | 154.5531 | -1.0357 | -1.2397 | -0.83557 | -1.1636 | -1.3148 | -1.019 | -1.5361 | -1.0817 | -0.88428 | -0.98815 | -1.5058 | -1.3889 | -0.46379 | 2.6393 | 10.9907 | 11.12 | 10.7222 | 9.7267 | 3.0395 | 0.14879 | -0.61058 | -0.5278 | -0.30357 | -0.64064 | 76.6849 | 75.7518 | 74.8559 | 73.8612 | 72.9904 | 72.2777 | 71.8128 | 72.7746 | 75.5347 | 79.4868 | 84.2107 | 88.5277 | 91.528 | 93.4187 | 95.0264 | 95.5098 | 94.6862 | 93.2772 | 91.7359 | 89.8178 | 87.0835 | 84.081 | 81.6499 | 79.8227 | 5.8637 | 5.2001 | 4.4102 | 2.5918 | 2.8461 | 3.9475 | 3.542 | 4.2834 | 4.0725 | 3.7459 | 3.4998 | 3.5606 | 3.6288 | 3.6818 | 3.596 | 3.3565 | 3.3973 | 3.4298 | 3.7182 | 3.0548 | 2.7002 | 2.8441 | 2.3381 | 2.4443
Portfolio Adjusted1-in-2Size: Over 200kWOrange County2024August Monthly Peak | Portfolio Adjusted | 1-in-2 | Size: Over 200kW | Orange County | 2024 | August Monthly Peak | 8 | 143.7386 | 138.4395 | 134.2007 | 134.5603 | 147.5631 | 179.8577 | 211.1569 | 233.1129 | 250.8005 | 259.6865 | 269.8528 | 271.4105 | 269.7563 | 267.7052 | 260.4424 | 245.0675 | 228.2815 | 210.5861 | 198.6388 | 195.2203 | 189.4719 | 178.3366 | 165.143 | 156.5204 | -1.1208 | -1.3204 | -0.89471 | -1.1995 | -1.36 | -1.0803 | -1.6351 | -1.1533 | -0.94444 | -1.0413 | -1.6017 | -1.4837 | -0.52192 | 2.7239 | 11.462 | 11.487 | 10.9165 | 9.8069 | 3.0724 | 0.14581 | -0.6337 | -0.55372 | -0.33503 | -0.67466 | 76.9695 | 75.4856 | 74.1544 | 73.3287 | 72.6558 | 71.818 | 71.5057 | 71.4925 | 73.6022 | 79.0405 | 84.5848 | 89.2494 | 92.7261 | 95.2168 | 96.7904 | 97.628 | 97.6466 | 96.4637 | 94.2608 | 90.8522 | 86.4761 | 83.2843 | 81.2058 | 79.4504 | 5.8993 | 5.2301 | 4.4359 | 2.5963 | 2.8687 | 4.0149 | 3.649 | 4.4334 | 4.2509 | 3.9137 | 3.6797 | 3.7384 | 3.8114 | 3.864 | 3.767 | 3.4791 | 3.4729 | 3.4633 | 3.7313 | 3.1028 | 2.737 | 2.8695 | 2.366 | 2.4791
Portfolio Adjusted1-in-2Size: Over 200kWOrange County2024September Monthly Peak | Portfolio Adjusted | 1-in-2 | Size: Over 200kW | Orange County | 2024 | September Monthly Peak | 9 | 140.996 | 136.3904 | 131.6156 | 133.2022 | 146.2651 | 179.9663 | 214.0325 | 234.5611 | 254.2335 | 263.8412 | 272.2591 | 273.2818 | 271.2821 | 270.3115 | 262.3398 | 245.5868 | 228.3055 | 210.2959 | 200.4842 | 198.647 | 188.989 | 177.3588 | 163.8833 | 154.8456 | -0.80765 | -1.0258 | -0.67609 | -1.0569 | -1.2131 | -0.91297 | -1.4511 | -1.029 | -0.87188 | -1.0188 | -1.5382 | -1.3909 | -0.39278 | 2.9068 | 11.6723 | 11.5932 | 11.0211 | 9.7946 | 3.0009 | 0.16753 | -0.5741 | -0.46971 | -0.22864 | -0.5728 | 75.0057 | 73.9082 | 73.0152 | 72.4224 | 71.892 | 71.0615 | 71.1331 | 71.1312 | 72.8065 | 77.1419 | 82.4694 | 87.4631 | 91.6865 | 94.4466 | 96.1309 | 96.8978 | 96.947 | 96.098 | 94.358 | 90.7451 | 86.7626 | 83.6108 | 81.4996 | 80.149 | 5.759 | 5.128 | 4.3297 | 2.5578 | 2.8298 | 3.9981 | 3.681 | 4.4396 | 4.2885 | 3.9573 | 3.6947 | 3.7461 | 3.8146 | 3.8829 | 3.7763 | 3.4698 | 3.4566 | 3.442 | 3.7479 | 3.1421 | 2.717 | 2.8401 | 2.3367 | 2.4409
Portfolio Adjusted1-in-2Size: Over 200kWOrange County2024October Monthly Peak | Portfolio Adjusted | 1-in-2 | Size: Over 200kW | Orange County | 2024 | October Monthly Peak | 10 | 115.9037 | 112.2634 | 109.4814 | 111.3653 | 122.531 | 150.6473 | 181.0991 | 198.6637 | 211.87 | 217.1565 | 223.9183 | 227.7575 | 227.7282 | 226.744 | 219.7621 | 205.3339 | 190.8446 | 182.4084 | 171.223 | 165.1218 | 157.8833 | 148.2563 | 137.6898 | 129.5177 | 1.1235 | 0.84304 | 0.686 | -0.07077 | -0.17379 | 0.28355 | 0.073113 | -0.042334 | -0.19572 | -0.59867 | -0.78863 | -0.51944 | 0.4966 | 3.4159 | 10.5696 | 10.2028 | 9.8572 | 8.5041 | 1.9257 | 0.25792 | -0.11864 | 0.11182 | 0.45805 | 0.11077 | 66.7731 | 65.4771 | 64.4005 | 63.5278 | 62.6629 | 62.0122 | 61.7674 | 61.8978 | 63.3842 | 67.124 | 73.5144 | 79.8972 | 85.7942 | 88.943 | 89.9428 | 90.7165 | 91.0849 | 90.2199 | 87.7057 | 82.7255 | 78.8781 | 75.7724 | 73.2633 | 71.5765 | 4.8604 | 4.3335 | 3.6976 | 2.1955 | 2.4339 | 3.436 | 3.1977 | 3.8604 | 3.6692 | 3.344 | 3.1198 | 3.2054 | 3.2876 | 3.344 | 3.2477 | 2.9784 | 2.9665 | 3.0652 | 3.2863 | 2.6815 | 2.3303 | 2.4374 | 2.0156 | 2.0961
Portfolio Adjusted1-in-2Size: Over 200kWOrange County2024November Monthly Peak | Portfolio Adjusted | 1-in-2 | Size: Over 200kW | Orange County | 2024 | November Monthly Peak | 11 | 121.1935 | 117.5308 | 113.8241 | 114.0334 | 125.0572 | 152.7315 | 180.9744 | 197.7349 | 209.5136 | 215.4292 | 220.4627 | 222.9912 | 222.4447 | 221.3714 | 213.3148 | 198.8434 | 185.6611 | 180.105 | 170.194 | 164.4034 | 158.4017 | 149.393 | 138.2499 | 129.8161 | 2.0015 | 1.664 | 1.2873 | 0.29571 | 0.20295 | 0.75735 | 0.6481 | 0.32294 | 0.038669 | -0.48864 | -0.56896 | -0.2315 | 0.84211 | 3.7571 | 10.5995 | 10.0987 | 9.8667 | 8.4004 | 1.6339 | 0.30905 | 0.04116 | 0.33752 | 0.74866 | 0.37255 | 58.9303 | 58.0556 | 57.8552 | 57.4771 | 56.442 | 55.3519 | 55.8141 | 55.3979 | 59.1733 | 63.2346 | 68.1693 | 73.1426 | 76.0751 | 77.7566 | 78.8386 | 78.7361 | 76.8083 | 73.6833 | 70.3083 | 67.3852 | 65.4735 | 64.6319 | 63.6084 | 62.9565 | 5.3057 | 4.7363 | 4.0133 | 2.347 | 2.5933 | 3.6367 | 3.336 | 4.0113 | 3.7879 | 3.4632 | 3.2067 | 3.2763 | 3.3525 | 3.4083 | 3.2911 | 3.0111 | 3.0128 | 3.1595 | 3.4101 | 2.7872 | 2.4408 | 2.564 | 2.1128 | 2.1933
Portfolio Adjusted1-in-2Size: Over 200kWOrange County2024December Monthly Peak | Portfolio Adjusted | 1-in-2 | Size: Over 200kW | Orange County | 2024 | December Monthly Peak | 12 | 115.3729 | 111.7183 | 108.9056 | 110.6893 | 121.3582 | 146.7461 | 175.0914 | 188.2985 | 197.8374 | 198.547 | 199.6879 | 198.4441 | 194.8951 | 191.8854 | 185.0938 | 173.3708 | 163.777 | 160.7917 | 152.4932 | 148.7066 | 144.265 | 137.4236 | 128.744 | 121.9711 | 1.9054 | 1.5817 | 1.2317 | 0.28704 | 0.19695 | 0.72767 | 0.62703 | 0.30753 | 0.036514 | -0.45035 | -0.51534 | -0.20601 | 0.73782 | 3.2567 | 9.1972 | 8.805 | 8.7037 | 7.4996 | 1.464 | 0.27955 | 0.037486 | 0.31048 | 0.69718 | 0.35003 | 50.0036 | 49.4176 | 48.6263 | 48.2054 | 47.705 | 47.1155 | 46.7235 | 46.52 | 47.3485 | 50.7282 | 54.4327 | 57.6262 | 60.1801 | 61.5418 | 62.138 | 62.4073 | 62.0957 | 60.1416 | 57.2985 | 54.7644 | 52.8413 | 51.0512 | 49.4623 | 48.0626 | 5.0508 | 4.502 | 3.8399 | 2.2781 | 2.5166 | 3.4942 | 3.2275 | 3.8199 | 3.5768 | 3.1918 | 2.9045 | 2.9156 | 2.9373 | 2.9543 | 2.8557 | 2.6254 | 2.6577 | 2.8207 | 3.0555 | 2.5211 | 2.223 | 2.3586 | 1.9675 | 2.0607
Portfolio Adjusted1-in-2Size: Over 200kWOrange County2024Typical Event Day | Portfolio Adjusted | 1-in-2 | Size: Over 200kW | Orange County | 2024 | Typical Event Day | 8 | 142.1731 | 136.9709 | 132.7925 | 133.2624 | 146.1352 | 177.7889 | 208.3286 | 229.1292 | 245.5875 | 253.9721 | 263.59 | 265.0922 | 263.4316 | 261.5768 | 254.4815 | 239.7507 | 223.5265 | 206.5431 | 194.8889 | 191.6807 | 186.3864 | 175.8961 | 162.9302 | 154.528 | -0.52047 | -0.75418 | -0.47914 | -0.927 | -1.0773 | -0.73615 | -1.2118 | -0.877 | -0.75974 | -0.94311 | -1.414 | -1.2494 | -0.25327 | 2.964 | 11.4456 | 11.3975 | 10.8916 | 9.6211 | 2.8199 | 0.18012 | -0.50907 | -0.3856 | -0.12417 | -0.47728 | 74.4718 | 73.3147 | 72.2388 | 71.3101 | 70.5648 | 69.7329 | 69.3578 | 69.8338 | 72.2671 | 76.9746 | 82.2101 | 86.9175 | 90.4898 | 92.7813 | 94.4417 | 95.2034 | 95.1317 | 94.0479 | 92.3109 | 89.3393 | 85.5081 | 82.0543 | 79.744 | 78.0016 | 5.7907 | 5.1353 | 4.356 | 2.5517 | 2.8193 | 3.9386 | 3.5728 | 4.3245 | 4.1309 | 3.7985 | 3.567 | 3.6236 | 3.6938 | 3.7468 | 3.6528 | 3.3777 | 3.3747 | 3.371 | 3.633 | 3.0234 | 2.672 | 2.8087 | 2.3166 | 2.429
Portfolio Adjusted1-in-2Size: Over 200kWOrange County2025January Monthly Peak | Portfolio Adjusted | 1-in-2 | Size: Over 200kW | Orange County | 2025 | January Monthly Peak | 1 | 120.5893 | 115.6807 | 113.1189 | 114.696 | 126.7498 | 157.0851 | 191.6461 | 209.4895 | 220.9302 | 219.7893 | 219.8049 | 218.0108 | 214.2538 | 210.0248 | 201.7479 | 187.6859 | 175.7185 | 171.4712 | 164.6325 | 162.0339 | 156.6823 | 149.226 | 139.5374 | 131.2199 | 1.9915 | 1.6378 | 1.2793 | 0.29743 | 0.2057 | 0.77893 | 0.68632 | 0.34214 | 0.040776 | -0.49853 | -0.56726 | -0.22633 | 0.8111 | 3.5645 | 10.0247 | 9.532 | 9.3384 | 7.9977 | 1.5806 | 0.3046 | 0.040713 | 0.33715 | 0.75563 | 0.37657 | 47.1944 | 46.1046 | 45.4018 | 45.1966 | 44.6103 | 44.3463 | 43.8202 | 43.4735 | 43.5395 | 45.1392 | 48.1989 | 50.9805 | 52.8175 | 54.3049 | 55.2747 | 55.6824 | 55.4496 | 54.0567 | 52.3441 | 50.8871 | 49.8505 | 48.9049 | 48.1023 | 47.2767 | 5.2792 | 4.6617 | 3.9884 | 2.3606 | 2.6284 | 3.7404 | 3.5327 | 4.2498 | 3.9943 | 3.5333 | 3.1971 | 3.2031 | 3.2291 | 3.2336 | 3.1126 | 2.8421 | 2.8515 | 3.0081 | 3.2987 | 2.7471 | 2.4143 | 2.5612 | 2.1325 | 2.217
Portfolio Adjusted1-in-2Size: Over 200kWOrange County2025February Monthly Peak | Portfolio Adjusted | 1-in-2 | Size: Over 200kW | Orange County | 2025 | February Monthly Peak | 2 | 119.3641 | 114.6394 | 112.0806 | 113.7415 | 125.6384 | 155.439 | 189.203 | 206.4931 | 217.573 | 216.915 | 217.4274 | 216.2302 | 212.8818 | 209.0998 | 201.0416 | 187.2305 | 175.2386 | 170.8508 | 163.6646 | 160.7744 | 155.4199 | 148.0155 | 138.3329 | 130.1311 | 1.9713 | 1.6231 | 1.2676 | 0.29495 | 0.2039 | 0.77077 | 0.67757 | 0.33724 | 0.040157 | -0.49201 | -0.56112 | -0.22448 | 0.80591 | 3.5488 | 9.9897 | 9.5089 | 9.3128 | 7.9687 | 1.5713 | 0.30223 | 0.040385 | 0.33441 | 0.74911 | 0.37345 | 48.9704 | 48.7238 | 48.2877 | 47.9576 | 47.2657 | 46.8298 | 46.7194 | 46.775 | 47.2772 | 48.9143 | 50.9686 | 52.809 | 53.6928 | 54.0908 | 54.2585 | 53.8563 | 53.6468 | 53.0037 | 51.8964 | 50.4332 | 49.015 | 48.6361 | 47.6485 | 46.5841 | 5.2256 | 4.6197 | 3.9518 | 2.3409 | 2.6053 | 3.7012 | 3.4876 | 4.189 | 3.9336 | 3.4871 | 3.1625 | 3.1769 | 3.2084 | 3.2193 | 3.1017 | 2.8352 | 2.8437 | 2.9972 | 3.2793 | 2.7257 | 2.3948 | 2.5404 | 2.1141 | 2.1986
Portfolio Adjusted1-in-2Size: Over 200kWOrange County2025March Monthly Peak | Portfolio Adjusted | 1-in-2 | Size: Over 200kW | Orange County | 2025 | March Monthly Peak | 3 | 124.7535 | 119.2028 | 116.2397 | 117.1551 | 127.7242 | 158.0976 | 188.7234 | 207.8507 | 219.9107 | 221.0011 | 223.002 | 221.9731 | 219.9103 | 218.5522 | 210.3802 | 197.0642 | 183.8774 | 173.5609 | 165.6561 | 166.8736 | 163.1362 | 155.4833 | 144 | 134.6043 | 2.0603 | 1.6877 | 1.3146 | 0.30381 | 0.20728 | 0.78395 | 0.67585 | 0.33946 | 0.040588 | -0.50128 | -0.57551 | -0.23044 | 0.83252 | 3.7093 | 10.4537 | 10.0083 | 9.7719 | 8.0952 | 1.5904 | 0.3137 | 0.04239 | 0.35128 | 0.77979 | 0.38629 | 49.0739 | 47.9197 | 46.9241 | 46.3987 | 46.2043 | 45.7062 | 45.1678 | 45.1755 | 47.1742 | 49.6603 | 52.1573 | 54.0102 | 55.2638 | 56.2229 | 56.7744 | 57.0633 | 56.8984 | 56.4905 | 55.1051 | 53.0355 | 51.5304 | 50.2139 | 49.1337 | 48.2892 | 5.4615 | 4.8036 | 4.0984 | 2.4112 | 2.6486 | 3.7645 | 3.4788 | 4.2165 | 3.9759 | 3.5528 | 3.2436 | 3.2613 | 3.3143 | 3.3649 | 3.2458 | 2.9841 | 2.9839 | 3.0447 | 3.3192 | 2.8291 | 2.5137 | 2.6686 | 2.2007 | 2.2742
Portfolio Adjusted1-in-2Size: Over 200kWOrange County2025April Monthly Peak | Portfolio Adjusted | 1-in-2 | Size: Over 200kW | Orange County | 2025 | April Monthly Peak | 4 | 120.2745 | 115.7387 | 112.6461 | 113.8594 | 123.6803 | 151.9933 | 179.0616 | 197.2806 | 209.9294 | 215.5636 | 222.3202 | 225.5057 | 226.2499 | 227.4572 | 220.3631 | 207.16 | 192.4109 | 179.3658 | 168.3604 | 167.0637 | 162.1778 | 153.2778 | 141.2699 | 132.117 | 1.9863 | 1.6386 | 1.274 | 0.29526 | 0.20072 | 0.75368 | 0.64125 | 0.3222 | 0.038746 | -0.48894 | -0.57375 | -0.23411 | 0.85652 | 3.8604 | 10.9497 | 10.5211 | 10.2255 | 8.3659 | 1.6163 | 0.31405 | 0.042141 | 0.3463 | 0.76501 | 0.37915 | 63.6403 | 62.3922 | 60.7683 | 59.6664 | 58.6098 | 57.8384 | 57.4941 | 57.0035 | 59.584 | 64.0155 | 69.0394 | 73.8497 | 77.5062 | 80.3089 | 82.1826 | 83.1504 | 83.3398 | 82.2447 | 80.1909 | 77.2271 | 73.0889 | 69.8099 | 67.214 | 64.7181 | 5.2654 | 4.664 | 3.9717 | 2.3434 | 2.5647 | 3.6192 | 3.3007 | 4.0021 | 3.7954 | 3.4654 | 3.2337 | 3.3132 | 3.4099 | 3.502 | 3.3998 | 3.137 | 3.1224 | 3.1465 | 3.3734 | 2.8323 | 2.499 | 2.6307 | 2.159 | 2.2321
Portfolio Adjusted1-in-2Size: Over 200kWOrange County2025May Monthly Peak | Portfolio Adjusted | 1-in-2 | Size: Over 200kW | Orange County | 2025 | May Monthly Peak | 5 | 124.6532 | 120.0728 | 116.2131 | 117.5183 | 128.6988 | 157.4697 | 184.6667 | 204.9817 | 219.4703 | 226.648 | 233.074 | 236.4653 | 236.1262 | 235.5521 | 228.2582 | 213.6332 | 198.6772 | 185.329 | 174.5187 | 170.9175 | 168.3401 | 159.1042 | 146.8723 | 138.0184 | 2.0586 | 1.7 | 1.3143 | 0.30475 | 0.20886 | 0.78084 | 0.66132 | 0.33477 | 0.040507 | -0.51408 | -0.6015 | -0.24548 | 0.89391 | 3.9978 | 11.342 | 10.8498 | 10.5585 | 8.644 | 1.6755 | 0.3213 | 0.043742 | 0.35946 | 0.79535 | 0.39609 | 63.5578 | 62.6947 | 61.5761 | 60.3324 | 59.2529 | 58.6178 | 58.4557 | 58.8455 | 60.6614 | 65.1253 | 70.2298 | 74.9782 | 79.5962 | 83.0103 | 84.8683 | 85.7925 | 85.7869 | 83.8265 | 81.3509 | 78.2112 | 73.8822 | 69.8978 | 67.633 | 65.8612 | 5.4571 | 4.8387 | 4.0975 | 2.4187 | 2.6688 | 3.7496 | 3.404 | 4.1583 | 3.9679 | 3.6436 | 3.3901 | 3.4742 | 3.5587 | 3.6266 | 3.5216 | 3.235 | 3.2241 | 3.2512 | 3.4968 | 2.8977 | 2.5939 | 2.7307 | 2.2446 | 2.3318
Portfolio Adjusted1-in-2Size: Over 200kWOrange County2025June Monthly Peak | Portfolio Adjusted | 1-in-2 | Size: Over 200kW | Orange County | 2025 | June Monthly Peak | 6 | 134.8251 | 130.1596 | 125.6971 | 127.0326 | 138.3225 | 166.7954 | 193.4877 | 212.1324 | 226.0543 | 233.5371 | 241.5937 | 244.6219 | 243.4261 | 241.6531 | 235.262 | 223.6565 | 210.1311 | 196.3086 | 186.1234 | 180.6883 | 176.8652 | 168.2413 | 155.3853 | 146.8546 | 0.82524 | 0.52421 | 0.45556 | -0.29554 | -0.41651 | 0.045186 | -0.24388 | -0.25033 | -0.34004 | -0.70359 | -0.96997 | -0.71709 | 0.32621 | 3.3991 | 11.1188 | 10.9846 | 10.6889 | 9.1501 | 2.2537 | 0.25215 | -0.22659 | -0.0057248 | 0.34694 | -0.029351 | 69.2274 | 68.113 | 66.9296 | 65.6283 | 64.7209 | 63.7744 | 62.9795 | 63.9369 | 67.1251 | 72.229 | 77.5757 | 82.4296 | 86.0184 | 88.043 | 89.819 | 90.7779 | 91.2468 | 90.3526 | 88.8887 | 85.942 | 81.7104 | 77.2411 | 74.6207 | 72.5845 | 5.5666 | 4.9468 | 4.1797 | 2.4657 | 2.7051 | 3.7457 | 3.3637 | 4.0586 | 3.8544 | 3.5407 | 3.3141 | 3.3896 | 3.46 | 3.5088 | 3.4232 | 3.1941 | 3.2159 | 3.2478 | 3.5171 | 2.889 | 2.5702 | 2.7233 | 2.2396 | 2.34
Portfolio Adjusted1-in-2Size: Over 200kWOrange County2025July Monthly Peak | Portfolio Adjusted | 1-in-2 | Size: Over 200kW | Orange County | 2025 | July Monthly Peak | 7 | 143.0852 | 137.85 | 133.6199 | 134.5279 | 146.6199 | 177.0989 | 205.2701 | 225.5619 | 240.6336 | 248.9233 | 257.0413 | 258.8872 | 257.2112 | 255.4621 | 248.995 | 236.7827 | 223.6454 | 208.8574 | 198.2386 | 192.4897 | 187.2014 | 177.0244 | 163.4337 | 154.5531 | -1.0357 | -1.2397 | -0.83557 | -1.1636 | -1.3148 | -1.019 | -1.5361 | -1.0817 | -0.88428 | -0.98815 | -1.5058 | -1.3889 | -0.46379 | 2.6393 | 10.9907 | 11.12 | 10.7222 | 9.7267 | 3.0395 | 0.14879 | -0.61058 | -0.5278 | -0.30357 | -0.64064 | 76.6849 | 75.7518 | 74.8559 | 73.8612 | 72.9904 | 72.2777 | 71.8128 | 72.7746 | 75.5347 | 79.4868 | 84.2107 | 88.5277 | 91.528 | 93.4187 | 95.0264 | 95.5098 | 94.6862 | 93.2772 | 91.7359 | 89.8178 | 87.0835 | 84.081 | 81.6499 | 79.8227 | 5.8637 | 5.2001 | 4.4102 | 2.5918 | 2.8461 | 3.9475 | 3.542 | 4.2834 | 4.0725 | 3.7459 | 3.4998 | 3.5606 | 3.6288 | 3.6818 | 3.596 | 3.3565 | 3.3973 | 3.4298 | 3.7182 | 3.0548 | 2.7002 | 2.8441 | 2.3381 | 2.4443
Portfolio Adjusted1-in-2Size: Over 200kWOrange County2025August Monthly Peak | Portfolio Adjusted | 1-in-2 | Size: Over 200kW | Orange County | 2025 | August Monthly Peak | 8 | 143.7386 | 138.4395 | 134.2007 | 134.5603 | 147.5631 | 179.8577 | 211.1569 | 233.1129 | 250.8005 | 259.6865 | 269.8528 | 271.4105 | 269.7564 | 267.7052 | 260.4424 | 245.0674 | 228.2815 | 210.5861 | 198.6388 | 195.2203 | 189.4719 | 178.3366 | 165.143 | 156.5204 | -1.1208 | -1.3204 | -0.89471 | -1.1995 | -1.36 | -1.0803 | -1.6351 | -1.1533 | -0.94444 | -1.0413 | -1.6017 | -1.4837 | -0.52192 | 2.7239 | 11.462 | 11.487 | 10.9165 | 9.8069 | 3.0724 | 0.14581 | -0.6337 | -0.55372 | -0.33503 | -0.67466 | 76.9695 | 75.4856 | 74.1544 | 73.3287 | 72.6558 | 71.818 | 71.5057 | 71.4925 | 73.6022 | 79.0405 | 84.5848 | 89.2494 | 92.7261 | 95.2168 | 96.7904 | 97.628 | 97.6466 | 96.4637 | 94.2608 | 90.8522 | 86.4761 | 83.2843 | 81.2058 | 79.4504 | 5.8993 | 5.2301 | 4.4359 | 2.5963 | 2.8687 | 4.0149 | 3.649 | 4.4334 | 4.2509 | 3.9137 | 3.6797 | 3.7384 | 3.8114 | 3.864 | 3.767 | 3.4791 | 3.4729 | 3.4633 | 3.7313 | 3.1028 | 2.737 | 2.8695 | 2.366 | 2.4791
Portfolio Adjusted1-in-2Size: Over 200kWOrange County2025September Monthly Peak | Portfolio Adjusted | 1-in-2 | Size: Over 200kW | Orange County | 2025 | September Monthly Peak | 9 | 140.996 | 136.3904 | 131.6156 | 133.2022 | 146.2651 | 179.9663 | 214.0325 | 234.5612 | 254.2336 | 263.8412 | 272.2592 | 273.2818 | 271.2821 | 270.3115 | 262.3398 | 245.5868 | 228.3055 | 210.2959 | 200.4842 | 198.647 | 188.989 | 177.3588 | 163.8833 | 154.8456 | -0.80765 | -1.0258 | -0.67609 | -1.0569 | -1.2131 | -0.91297 | -1.4511 | -1.029 | -0.87188 | -1.0188 | -1.5382 | -1.3909 | -0.39278 | 2.9068 | 11.6723 | 11.5932 | 11.0211 | 9.7946 | 3.0009 | 0.16753 | -0.5741 | -0.46971 | -0.22864 | -0.5728 | 75.0057 | 73.9082 | 73.0152 | 72.4224 | 71.892 | 71.0615 | 71.1331 | 71.1312 | 72.8065 | 77.1419 | 82.4694 | 87.4631 | 91.6865 | 94.4466 | 96.1309 | 96.8978 | 96.947 | 96.098 | 94.358 | 90.7451 | 86.7626 | 83.6108 | 81.4996 | 80.149 | 5.759 | 5.128 | 4.3297 | 2.5578 | 2.8298 | 3.9981 | 3.681 | 4.4396 | 4.2885 | 3.9573 | 3.6947 | 3.7461 | 3.8146 | 3.8829 | 3.7763 | 3.4698 | 3.4566 | 3.442 | 3.7479 | 3.1421 | 2.717 | 2.8401 | 2.3367 | 2.4409
Portfolio Adjusted1-in-2Size: Over 200kWOrange County2025October Monthly Peak | Portfolio Adjusted | 1-in-2 | Size: Over 200kW | Orange County | 2025 | October Monthly Peak | 10 | 115.9037 | 112.2634 | 109.4814 | 111.3653 | 122.531 | 150.6473 | 181.0991 | 198.6637 | 211.87 | 217.1565 | 223.9183 | 227.7575 | 227.7282 | 226.744 | 219.7621 | 205.3339 | 190.8446 | 182.4084 | 171.223 | 165.1217 | 157.8833 | 148.2563 | 137.6898 | 129.5177 | 1.1235 | 0.84304 | 0.686 | -0.07077 | -0.17379 | 0.28355 | 0.073113 | -0.042334 | -0.19572 | -0.59867 | -0.78863 | -0.51944 | 0.4966 | 3.4159 | 10.5696 | 10.2028 | 9.8572 | 8.5041 | 1.9257 | 0.25792 | -0.11864 | 0.11182 | 0.45805 | 0.11077 | 66.7731 | 65.4771 | 64.4005 | 63.5278 | 62.6629 | 62.0122 | 61.7674 | 61.8978 | 63.3842 | 67.124 | 73.5144 | 79.8972 | 85.7942 | 88.943 | 89.9428 | 90.7165 | 91.0849 | 90.2199 | 87.7057 | 82.7255 | 78.8781 | 75.7724 | 73.2633 | 71.5765 | 4.8604 | 4.3335 | 3.6976 | 2.1955 | 2.4339 | 3.436 | 3.1977 | 3.8604 | 3.6692 | 3.344 | 3.1198 | 3.2054 | 3.2876 | 3.344 | 3.2477 | 2.9784 | 2.9665 | 3.0652 | 3.2863 | 2.6815 | 2.3303 | 2.4374 | 2.0156 | 2.0961
Portfolio Adjusted1-in-2Size: Over 200kWOrange County2025November Monthly Peak | Portfolio Adjusted | 1-in-2 | Size: Over 200kW | Orange County | 2025 | November Monthly Peak | 11 | 121.1935 | 117.5308 | 113.8241 | 114.0334 | 125.0572 | 152.7315 | 180.9744 | 197.7349 | 209.5136 | 215.4292 | 220.4627 | 222.9911 | 222.4447 | 221.3714 | 213.3149 | 198.8434 | 185.6611 | 180.105 | 170.194 | 164.4034 | 158.4017 | 149.393 | 138.2499 | 129.8161 | 2.0015 | 1.664 | 1.2873 | 0.29571 | 0.20295 | 0.75735 | 0.6481 | 0.32294 | 0.038669 | -0.48864 | -0.56896 | -0.2315 | 0.84211 | 3.7571 | 10.5995 | 10.0987 | 9.8667 | 8.4004 | 1.6339 | 0.30905 | 0.04116 | 0.33752 | 0.74866 | 0.37255 | 58.9303 | 58.0555 | 57.8551 | 57.4771 | 56.442 | 55.3519 | 55.8141 | 55.3979 | 59.1733 | 63.2346 | 68.1693 | 73.1426 | 76.0751 | 77.7566 | 78.8386 | 78.736 | 76.8083 | 73.6833 | 70.3083 | 67.3852 | 65.4735 | 64.6319 | 63.6084 | 62.9565 | 5.3057 | 4.7363 | 4.0133 | 2.347 | 2.5933 | 3.6367 | 3.336 | 4.0113 | 3.7879 | 3.4632 | 3.2067 | 3.2763 | 3.3525 | 3.4083 | 3.2911 | 3.0111 | 3.0128 | 3.1595 | 3.4101 | 2.7872 | 2.4408 | 2.564 | 2.1128 | 2.1933
Portfolio Adjusted1-in-2Size: Over 200kWOrange County2025December Monthly Peak | Portfolio Adjusted | 1-in-2 | Size: Over 200kW | Orange County | 2025 | December Monthly Peak | 12 | 115.3729 | 111.7183 | 108.9056 | 110.6893 | 121.3582 | 146.7461 | 175.0914 | 188.2985 | 197.8374 | 198.547 | 199.6879 | 198.4441 | 194.8951 | 191.8854 | 185.0938 | 173.3708 | 163.777 | 160.7917 | 152.4932 | 148.7066 | 144.265 | 137.4236 | 128.744 | 121.9711 | 1.9054 | 1.5817 | 1.2317 | 0.28704 | 0.19695 | 0.72767 | 0.62703 | 0.30753 | 0.036514 | -0.45035 | -0.51534 | -0.20601 | 0.73782 | 3.2567 | 9.1972 | 8.805 | 8.7037 | 7.4996 | 1.464 | 0.27955 | 0.037486 | 0.31048 | 0.69718 | 0.35003 | 50.0036 | 49.4176 | 48.6263 | 48.2054 | 47.705 | 47.1155 | 46.7235 | 46.52 | 47.3485 | 50.7282 | 54.4327 | 57.6262 | 60.1801 | 61.5417 | 62.138 | 62.4073 | 62.0957 | 60.1416 | 57.2985 | 54.7644 | 52.8413 | 51.0512 | 49.4623 | 48.0626 | 5.0508 | 4.502 | 3.8399 | 2.2781 | 2.5166 | 3.4942 | 3.2275 | 3.8199 | 3.5768 | 3.1918 | 2.9045 | 2.9156 | 2.9373 | 2.9543 | 2.8557 | 2.6254 | 2.6577 | 2.8207 | 3.0555 | 2.5211 | 2.223 | 2.3586 | 1.9675 | 2.0607
Portfolio Adjusted1-in-2Size: Over 200kWOrange County2025Typical Event Day | Portfolio Adjusted | 1-in-2 | Size: Over 200kW | Orange County | 2025 | Typical Event Day | 8 | 142.1731 | 136.971 | 132.7925 | 133.2624 | 146.1352 | 177.7889 | 208.3286 | 229.1292 | 245.5875 | 253.9721 | 263.59 | 265.0922 | 263.4315 | 261.5768 | 254.4815 | 239.7506 | 223.5266 | 206.5431 | 194.8889 | 191.6807 | 186.3864 | 175.8961 | 162.9302 | 154.528 | -0.52047 | -0.75418 | -0.47914 | -0.927 | -1.0773 | -0.73615 | -1.2118 | -0.877 | -0.75974 | -0.94311 | -1.414 | -1.2494 | -0.25327 | 2.964 | 11.4456 | 11.3975 | 10.8916 | 9.6211 | 2.8199 | 0.18012 | -0.50907 | -0.3856 | -0.12417 | -0.47728 | 74.4718 | 73.3146 | 72.2388 | 71.3101 | 70.5648 | 69.7329 | 69.3578 | 69.8338 | 72.2671 | 76.9746 | 82.2101 | 86.9175 | 90.4898 | 92.7813 | 94.4417 | 95.2034 | 95.1317 | 94.0479 | 92.3109 | 89.3393 | 85.5081 | 82.0543 | 79.744 | 78.0016 | 5.7907 | 5.1353 | 4.356 | 2.5517 | 2.8193 | 3.9386 | 3.5728 | 4.3245 | 4.1309 | 3.7985 | 3.567 | 3.6236 | 3.6938 | 3.7468 | 3.6528 | 3.3777 | 3.3747 | 3.371 | 3.633 | 3.0234 | 2.672 | 2.8087 | 2.3166 | 2.429
Portfolio Adjusted1-in-10Size: Over 200kWSouth of Lugo2015January Monthly Peak | Portfolio Adjusted | 1-in-10 | Size: Over 200kW | South of Lugo | 2015 | January Monthly Peak | 1 | 104.089 | 101.1859 | 98.3868 | 98.8099 | 104.9884 | 119.7828 | 148.1011 | 167.1092 | 179.756 | 187.671 | 189.5133 | 188.3906 | 185.1916 | 184.6314 | 179.9442 | 170.6093 | 165.6817 | 165.822 | 158.2655 | 154.7185 | 146.3676 | 135.6723 | 118.8387 | 111.5674 | -1.1681 | -1.0069 | -1.1273 | -1.2209 | -1.4689 | -1.0826 | -1.4104 | -1.4036 | -2.7351 | -2.0969 | -1.5782 | -1.0732 | -1.5693 | 0.39781 | 4.1197 | 3.8921 | 2.4678 | 2.7129 | -0.81111 | -0.94365 | -0.16538 | -0.44219 | -0.29574 | -0.25052 | 45.7488 | 45.941 | 45.2506 | 44.5678 | 44.4311 | 44.1857 | 43.1399 | 42.8849 | 43.8256 | 46.5944 | 48.6018 | 50.5925 | 52.6577 | 53.7223 | 54.6387 | 54.8489 | 54.4753 | 53.558 | 51.9752 | 51.0266 | 50.0487 | 49.76 | 49.5919 | 48.5491 | 2.967 | 3.4398 | 3.2595 | 3.7635 | 4.05 | 3.0411 | 3.4736 | 3.613 | 4.3498 | 5.0486 | 5.0627 | 4.4958 | 3.7946 | 3.8954 | 3.8756 | 3.825 | 3.8828 | 4.268 | 4.0959 | 3.461 | 4.075 | 3.5758 | 3.5372 | 3.3276
Portfolio Adjusted1-in-10Size: Over 200kWSouth of Lugo2015February Monthly Peak | Portfolio Adjusted | 1-in-10 | Size: Over 200kW | South of Lugo | 2015 | February Monthly Peak | 2 | 102.4734 | 99.7096 | 97.0027 | 97.6657 | 103.3794 | 118.1922 | 143.5168 | 159.7154 | 171.4028 | 181.1512 | 185.6637 | 187.2295 | 185.6438 | 186.4433 | 182.2 | 172.9836 | 166.2858 | 165.2882 | 157.2348 | 151.8491 | 143.6058 | 133.2336 | 118.0338 | 110.6596 | -1.15 | -0.99217 | -1.1114 | -1.2068 | -1.4464 | -1.0682 | -1.3667 | -1.3415 | -2.608 | -2.0241 | -1.5461 | -1.0666 | -1.5732 | 0.40172 | 4.1713 | 3.9463 | 2.4768 | 2.7041 | -0.80582 | -0.92615 | -0.16226 | -0.43425 | -0.29373 | -0.24848 | 51.6447 | 50.9723 | 50.206 | 49.1421 | 48.4768 | 48.1987 | 47.3366 | 47.1926 | 48.6879 | 52.3788 | 56.2608 | 60.0484 | 61.9134 | 63.2386 | 63.9472 | 64.0557 | 63.1468 | 62.1217 | 60.054 | 58.0606 | 56.6088 | 55.3829 | 54.4129 | 53.0133 | 2.921 | 3.3896 | 3.2137 | 3.72 | 3.9879 | 3.0007 | 3.3661 | 3.4532 | 4.1476 | 4.8733 | 4.9598 | 4.4681 | 3.8039 | 3.9336 | 3.9242 | 3.8782 | 3.897 | 4.2543 | 4.0693 | 3.3968 | 3.9981 | 3.5115 | 3.5133 | 3.3005
Portfolio Adjusted1-in-10Size: Over 200kWSouth of Lugo2015March Monthly Peak | Portfolio Adjusted | 1-in-10 | Size: Over 200kW | South of Lugo | 2015 | March Monthly Peak | 3 | 110.4807 | 107.2794 | 102.4405 | 103.0434 | 108.7537 | 124.611 | 148.6386 | 168.7938 | 185.0921 | 198.134 | 206.7486 | 210.8259 | 209.722 | 212.2732 | 210.2354 | 202.2592 | 193.0192 | 182.2746 | 167.4838 | 164.9223 | 157.3819 | 146.4653 | 129.8567 | 119.5727 | -1.2398 | -1.0675 | -1.1737 | -1.2732 | -1.5216 | -1.1262 | -1.4155 | -1.4177 | -2.8162 | -2.2138 | -1.7217 | -1.201 | -1.7772 | 0.45737 | 4.8132 | 4.6142 | 2.875 | 2.982 | -0.85835 | -1.0059 | -0.17783 | -0.47737 | -0.32316 | -0.2685 | 61.1564 | 59.5159 | 58.8411 | 58.6455 | 57.753 | 55.8626 | 55.3251 | 56.0158 | 59.1539 | 64.0511 | 69.2004 | 73.8712 | 77.1629 | 78.5074 | 78.7667 | 79.1337 | 78.132 | 76.6862 | 75.0275 | 72.4745 | 69.6987 | 66.5005 | 63.5747 | 61.4744 | 3.1492 | 3.647 | 3.3938 | 3.9248 | 4.1952 | 3.1637 | 3.4862 | 3.6494 | 4.4789 | 5.3301 | 5.5231 | 5.0312 | 4.2972 | 4.4786 | 4.528 | 4.5346 | 4.5235 | 4.6915 | 4.3345 | 3.6892 | 4.3817 | 3.8603 | 3.8652 | 3.5664
Portfolio Adjusted1-in-10Size: Over 200kWSouth of Lugo2015April Monthly Peak | Portfolio Adjusted | 1-in-10 | Size: Over 200kW | South of Lugo | 2015 | April Monthly Peak | 4 | 113.3655 | 109.6913 | 104.6006 | 105.2315 | 111.0073 | 127.7652 | 153.7375 | 177.1309 | 197.3513 | 213.4013 | 224.4007 | 229.3096 | 228.9503 | 231.84 | 229.5303 | 220.7159 | 209.6946 | 196.9602 | 179.0294 | 174.8082 | 165.2497 | 152.8602 | 134.7169 | 123.7722 | -1.5924 | -1.7854 | -1.61 | -1.5019 | -1.5288 | -1.2489 | -1.7222 | -1.5202 | -2.0691 | -2.2698 | -2.0685 | -1.5156 | -1.6463 | 0.2689 | 4.8427 | 4.6997 | 3.6264 | 3.2506 | -0.31124 | -1.085 | -0.9197 | -1.1659 | -1.1171 | -1.088 | 70.8429 | 69.745 | 68.1534 | 66.5131 | 65.11 | 64.2412 | 63.7809 | 63.8764 | 66.561 | 72.1406 | 77.2151 | 82.3949 | 85.7239 | 87.2719 | 86.3088 | 86.0992 | 86.1572 | 86.0162 | 84.5797 | 80.4234 | 75.5045 | 71.171 | 68.7752 | 67.5608 | 2.9918 | 3.4524 | 3.2084 | 3.7109 | 3.9646 | 3.0032 | 3.3384 | 3.5457 | 4.4214 | 5.3151 | 5.5501 | 5.0664 | 4.3433 | 4.5286 | 4.5769 | 4.5814 | 4.5498 | 4.6935 | 4.2897 | 3.6203 | 4.2595 | 3.73 | 3.7125 | 3.4178
Portfolio Adjusted1-in-10Size: Over 200kWSouth of Lugo2015May Monthly Peak | Portfolio Adjusted | 1-in-10 | Size: Over 200kW | South of Lugo | 2015 | May Monthly Peak | 5 | 119.1499 | 116.113 | 110.6459 | 111.1798 | 117.8014 | 134.9063 | 160.2657 | 187.978 | 210.3524 | 228.1215 | 239.0309 | 241.7786 | 238.688 | 240.1412 | 237.2836 | 227.3949 | 215.1469 | 201.1202 | 183.6544 | 175.8697 | 169.4324 | 156.9117 | 140.2974 | 129.9393 | -1.6374 | -1.8107 | -1.6561 | -1.5638 | -1.6252 | -1.3079 | -1.7663 | -1.6096 | -2.3128 | -2.4395 | -2.1804 | -1.5742 | -1.7494 | 0.3043 | 5.0522 | 4.8792 | 3.665 | 3.3161 | -0.38639 | -1.0896 | -0.86189 | -1.1229 | -1.0755 | -1.0505 | 67.7882 | 66.9575 | 65.271 | 64.3372 | 63.8348 | 63.1435 | 63.3748 | 63.5511 | 66.8552 | 72.798 | 77.9556 | 81.8068 | 83.8998 | 84.9876 | 86.8129 | 87.9514 | 88.2854 | 87.3448 | 85.9625 | 83.3692 | 80.0825 | 76.0832 | 73.0082 | 70.9398 | 3.1547 | 3.6664 | 3.4049 | 3.9334 | 4.221 | 3.1814 | 3.4915 | 3.7751 | 4.728 | 5.7002 | 5.9312 | 5.3594 | 4.5428 | 4.7061 | 4.747 | 4.7354 | 4.6833 | 4.8083 | 4.4149 | 3.6542 | 4.3816 | 3.8414 | 3.8789 | 3.5998
Portfolio Adjusted1-in-10Size: Over 200kWSouth of Lugo2015June Monthly Peak | Portfolio Adjusted | 1-in-10 | Size: Over 200kW | South of Lugo | 2015 | June Monthly Peak | 6 | 124.8409 | 120.743 | 115.7881 | 115.6929 | 123.6548 | 141.9083 | 165.8134 | 190.7051 | 209.8637 | 224.5807 | 233.8554 | 235.8751 | 230.7443 | 232.0433 | 230.1563 | 221.8477 | 211.413 | 199.5172 | 183.2451 | 176.2916 | 171.4574 | 160.1201 | 145.0737 | 134.607 | -1.6433 | -1.7263 | -1.6397 | -1.5818 | -1.7115 | -1.3544 | -1.7704 | -1.6258 | -2.5109 | -2.4264 | -2.0905 | -1.4916 | -1.7519 | 0.34136 | 4.9852 | 4.8293 | 3.4974 | 3.2838 | -0.51274 | -1.0883 | -0.71629 | -1.0025 | -0.93956 | -0.90762 | 65.9083 | 65.3344 | 64.844 | 64.4226 | 62.9419 | 62.1611 | 62.3545 | 64.1404 | 67.1086 | 71.5232 | 76.4928 | 80.4917 | 82.3776 | 82.7949 | 83.7803 | 83.9588 | 85.179 | 84.7778 | 84.6465 | 83.0494 | 78.7375 | 74.6485 | 71.7695 | 69.9502 | 3.3382 | 3.8504 | 3.5984 | 4.1337 | 4.4746 | 3.3797 | 3.6482 | 3.8678 | 4.7638 | 5.6674 | 5.8603 | 5.2803 | 4.4351 | 4.5924 | 4.65 | 4.6657 | 4.6477 | 4.8172 | 4.4487 | 3.6993 | 4.4779 | 3.9588 | 4.0507 | 3.7661
Portfolio Adjusted1-in-10Size: Over 200kWSouth of Lugo2015July Monthly Peak | Portfolio Adjusted | 1-in-10 | Size: Over 200kW | South of Lugo | 2015 | July Monthly Peak | 7 | 126.8823 | 123.0547 | 118.7906 | 118.9795 | 127.8161 | 146.6074 | 173.3159 | 197.9834 | 214.6781 | 227.5398 | 238.6281 | 239.9511 | 234.6906 | 234.7673 | 232.2927 | 226.3204 | 215.8937 | 203.7249 | 187.0197 | 179.3758 | 175.1862 | 163.2718 | 147.1711 | 136.8268 | -1.8057 | -2.0538 | -1.859 | -1.713 | -1.7585 | -1.4401 | -1.9605 | -1.7016 | -2.1844 | -2.4121 | -2.2135 | -1.6003 | -1.6679 | 0.25704 | 4.8737 | 4.7965 | 3.7674 | 3.3642 | -0.28375 | -1.1146 | -1.0258 | -1.292 | -1.2762 | -1.2613 | 69.5213 | 68.8485 | 68.5786 | 68.3665 | 68.0278 | 67.7366 | 67.3339 | 67.5092 | 70.3677 | 74.4183 | 78.0947 | 79.7501 | 80.6587 | 82.4912 | 84.6199 | 85.6182 | 87.7802 | 86.553 | 84.3736 | 81.7963 | 78.5098 | 75.8436 | 74.0186 | 72.6488 | 3.3441 | 3.8679 | 3.6388 | 4.1902 | 4.5589 | 3.4416 | 3.7586 | 3.9579 | 4.8032 | 5.6598 | 5.8942 | 5.2946 | 4.4464 | 4.5798 | 4.6259 | 4.6916 | 4.6782 | 4.8484 | 4.4753 | 3.7101 | 4.5097 | 3.9789 | 4.0504 | 3.7734
Portfolio Adjusted1-in-10Size: Over 200kWSouth of Lugo2015August Monthly Peak | Portfolio Adjusted | 1-in-10 | Size: Over 200kW | South of Lugo | 2015 | August Monthly Peak | 8 | 123.7961 | 120.5532 | 116.6155 | 117.0477 | 125.5027 | 145.237 | 174.2781 | 198.063 | 214.9244 | 230.5997 | 244.0468 | 246.661 | 242.046 | 243.3273 | 240.1209 | 231.3076 | 219.5317 | 207.0521 | 189.7042 | 182.8517 | 175.5475 | 162.6682 | 144.9679 | 134.8652 | -1.8596 | -2.2254 | -1.9533 | -1.748 | -1.7189 | -1.4566 | -2.0533 | -1.7124 | -1.9024 | -2.4099 | -2.3245 | -1.708 | -1.6332 | 0.19868 | 4.9173 | 4.8038 | 3.9783 | 3.4274 | -0.10807 | -1.1417 | -1.2458 | -1.486 | -1.4925 | -1.4902 | 70.6814 | 70.2455 | 70.0524 | 69.7398 | 69.3437 | 69.2015 | 69.1054 | 69.3441 | 71.5922 | 75.2716 | 78.6531 | 82.3472 | 85.2047 | 86.9986 | 87.3372 | 88.2228 | 88.8591 | 89.023 | 88.2944 | 84.7838 | 79.4028 | 75.8696 | 73.6358 | 72.1636 | 3.2633 | 3.7898 | 3.5727 | 4.1227 | 4.477 | 3.4099 | 3.78 | 3.96 | 4.8094 | 5.7367 | 6.0289 | 5.4434 | 4.5864 | 4.7474 | 4.7825 | 4.7956 | 4.7577 | 4.9282 | 4.5401 | 3.7825 | 4.5196 | 3.9647 | 3.9903 | 3.7198
Portfolio Adjusted1-in-10Size: Over 200kWSouth of Lugo2015September Monthly Peak | Portfolio Adjusted | 1-in-10 | Size: Over 200kW | South of Lugo | 2015 | September Monthly Peak | 9 | 127.3249 | 124.2055 | 119.3521 | 119.8657 | 129.2992 | 151.2441 | 186.2801 | 215.0108 | 239.4188 | 259.0398 | 272.6837 | 274.1827 | 269.0798 | 270.1556 | 264.4115 | 251.8975 | 238.3687 | 222.2648 | 202.3661 | 196.9285 | 184.746 | 169.3175 | 149.9138 | 139.0118 | -2.1278 | -2.7629 | -2.2801 | -1.9274 | -1.754 | -1.5835 | -2.3817 | -1.8826 | -1.4417 | -2.6239 | -2.7425 | -2.0483 | -1.6091 | 0.059834 | 5.1306 | 5.0024 | 4.6617 | 3.6983 | 0.29464 | -1.2423 | -1.8012 | -1.9892 | -2.0639 | -2.0803 | 74.3657 | 73.1934 | 72.6089 | 72.3687 | 71.5589 | 71.0513 | 70.8339 | 71.2253 | 73.4875 | 77.5077 | 81.8967 | 87.5579 | 92.0186 | 95.3982 | 95.9851 | 95.5477 | 95.0328 | 93.6783 | 92.4532 | 90.0079 | 86.2978 | 80.9499 | 77.6633 | 75.6451 | 3.4606 | 4.026 | 3.7702 | 4.3533 | 4.7559 | 3.6613 | 4.1659 | 4.4325 | 5.5241 | 6.6446 | 6.9458 | 6.2389 | 5.2571 | 5.4348 | 5.43 | 5.3849 | 5.3265 | 5.4548 | 4.9937 | 4.2003 | 4.9044 | 4.2551 | 4.2547 | 3.9534
Portfolio Adjusted1-in-10Size: Over 200kWSouth of Lugo2015October Monthly Peak | Portfolio Adjusted | 1-in-10 | Size: Over 200kW | South of Lugo | 2015 | October Monthly Peak | 10 | 106.6228 | 103.0722 | 99.9616 | 100.8822 | 106.3263 | 122.8786 | 149.3821 | 169.3922 | 187.7723 | 204.8364 | 216.1826 | 221.6244 | 222.8345 | 225.4375 | 221.0507 | 210.3307 | 198.719 | 192.9458 | 178.4596 | 168.3345 | 156.3197 | 143.4027 | 126.6533 | 117.9268 | -1.5724 | -1.8393 | -1.6361 | -1.4878 | -1.4586 | -1.2235 | -1.7356 | -1.4615 | -1.7484 | -2.1514 | -2.0404 | -1.515 | -1.5314 | 0.20588 | 4.5653 | 4.3993 | 3.5548 | 3.1912 | -0.16043 | -1.0493 | -1.0419 | -1.2491 | -1.2325 | -1.228 | 71.9074 | 71.425 | 70.594 | 69.7565 | 68.6117 | 68.3773 | 68.5444 | 68.7712 | 69.7501 | 72.4225 | 76.5918 | 81.6183 | 85.0766 | 86.6276 | 87.1309 | 87.3398 | 86.3682 | 83.5967 | 80.0738 | 77.6091 | 75.5027 | 74.0791 | 72.8373 | 71.8278 | 2.8075 | 3.2367 | 3.0591 | 3.5494 | 3.7888 | 2.8818 | 3.2364 | 3.383 | 4.1972 | 5.0901 | 5.3346 | 4.8855 | 4.2177 | 4.3935 | 4.3978 | 4.3559 | 4.3018 | 4.5874 | 4.2663 | 3.4783 | 4.0201 | 3.4913 | 3.4823 | 3.249
Portfolio Adjusted1-in-10Size: Over 200kWSouth of Lugo2015November Monthly Peak | Portfolio Adjusted | 1-in-10 | Size: Over 200kW | South of Lugo | 2015 | November Monthly Peak | 11 | 105.3963 | 101.0665 | 97.9609 | 99.9727 | 105.6423 | 122.1431 | 144.5788 | 163.0131 | 180.9684 | 195.3258 | 205.3545 | 209.3574 | 208.6252 | 210.0956 | 206.3784 | 196.5412 | 186.6432 | 181.0131 | 168.3576 | 159.4051 | 149.2495 | 138.1873 | 121.6127 | 113.1273 | -1.2333 | -1.1142 | -1.1878 | -1.2678 | -1.4741 | -1.1192 | -1.4181 | -1.3743 | -2.6082 | -2.1646 | -1.7411 | -1.2251 | -1.7225 | 0.4172 | 4.6619 | 4.433 | 2.856 | 2.9658 | -0.76605 | -0.97515 | -0.28101 | -0.55286 | -0.42245 | -0.37971 | 64.5812 | 62.8932 | 62.1987 | 60.6045 | 59.4443 | 58.7504 | 58.189 | 59.4997 | 62.2222 | 67.1536 | 72.7173 | 76.781 | 78.8238 | 80.4859 | 81.2991 | 80.8217 | 79.2905 | 77.1608 | 75.1707 | 72.6927 | 70.8743 | 69.3276 | 67.4973 | 66.3791 | 2.9458 | 3.3688 | 3.1822 | 3.7336 | 3.9958 | 3.0406 | 3.3249 | 3.4558 | 4.2938 | 5.1522 | 5.3789 | 4.8988 | 4.1915 | 4.3462 | 4.3583 | 4.3205 | 4.2888 | 4.5682 | 4.2722 | 3.4963 | 4.0743 | 3.5711 | 3.5492 | 3.3084
Portfolio Adjusted1-in-10Size: Over 200kWSouth of Lugo2015December Monthly Peak | Portfolio Adjusted | 1-in-10 | Size: Over 200kW | South of Lugo | 2015 | December Monthly Peak | 12 | 101.5141 | 98.7227 | 96.1132 | 97.0897 | 102.485 | 115.8051 | 140.5092 | 157.8271 | 170.2668 | 177.0924 | 178.3461 | 176.3872 | 172.1516 | 169.483 | 165.4414 | 157.6971 | 154.739 | 154.8096 | 147.7186 | 143.9855 | 136.5001 | 128.9463 | 113.2929 | 106.9333 | -1.1392 | -0.98235 | -1.1012 | -1.1997 | -1.4339 | -1.0466 | -1.3381 | -1.3256 | -2.5907 | -1.9787 | -1.4852 | -1.0048 | -1.4588 | 0.36518 | 3.7876 | 3.5976 | 2.3048 | 2.5327 | -0.75705 | -0.87819 | -0.15423 | -0.42027 | -0.28194 | -0.24011 | 47.0274 | 46.4327 | 45.5575 | 44.8471 | 44.2937 | 43.0162 | 43.9875 | 44.6732 | 45.9721 | 47.6746 | 49.9565 | 51.777 | 53.0477 | 52.5862 | 52.4708 | 52.2052 | 51.9058 | 50.7355 | 49.4243 | 48.6421 | 47.6142 | 47.0454 | 46.3489 | 45.9611 | 2.8936 | 3.3561 | 3.1842 | 3.698 | 3.9534 | 2.9401 | 3.2956 | 3.4123 | 4.1201 | 4.7641 | 4.7644 | 4.2093 | 3.5274 | 3.5758 | 3.5632 | 3.5355 | 3.6264 | 3.9846 | 3.823 | 3.2209 | 3.8003 | 3.3985 | 3.3722 | 3.1894
Portfolio Adjusted1-in-10Size: Over 200kWSouth of Lugo2015Typical Event Day | Portfolio Adjusted | 1-in-10 | Size: Over 200kW | South of Lugo | 2015 | Typical Event Day | 8 | 123.4805 | 120.2856 | 116.374 | 116.8107 | 125.246 | 144.897 | 173.6694 | 197.0709 | 213.5394 | 228.989 | 242.2929 | 244.9088 | 240.272 | 241.5617 | 238.3936 | 229.6617 | 217.9994 | 205.6714 | 188.6007 | 181.8485 | 174.735 | 162.0021 | 144.4925 | 134.4482 | -1.8253 | -2.1559 | -1.9104 | -1.7254 | -1.7178 | -1.4441 | -2.0213 | -1.7008 | -1.9759 | -2.4035 | -2.2895 | -1.6769 | -1.6475 | 0.21765 | 4.9183 | 4.7993 | 3.9061 | 3.4021 | -0.16168 | -1.1338 | -1.1742 | -1.4198 | -1.4164 | -1.4109 | 70.1192 | 69.4054 | 69.021 | 68.7244 | 67.9681 | 67.5376 | 67.4069 | 68.0547 | 70.639 | 74.6802 | 78.7843 | 82.5367 | 85.0649 | 86.9207 | 87.9306 | 88.3369 | 89.2128 | 88.508 | 87.4419 | 84.9093 | 80.737 | 76.8279 | 74.2718 | 72.6019 | 3.2516 | 3.7775 | 3.5616 | 4.1101 | 4.4633 | 3.3984 | 3.7629 | 3.9361 | 4.7735 | 5.6908 | 5.9794 | 5.3992 | 4.5481 | 4.7081 | 4.7432 | 4.7566 | 4.7196 | 4.8903 | 4.5091 | 3.7579 | 4.4941 | 3.9444 | 3.9731 | 3.7045
Portfolio Adjusted1-in-10Size: Over 200kWSouth of Lugo2016January Monthly Peak | Portfolio Adjusted | 1-in-10 | Size: Over 200kW | South of Lugo | 2016 | January Monthly Peak | 1 | 104.089 | 101.1859 | 98.3868 | 98.8099 | 104.9884 | 119.7828 | 148.1011 | 167.1092 | 179.756 | 187.671 | 189.5133 | 188.3906 | 185.1916 | 184.6314 | 179.9442 | 170.6093 | 165.6817 | 165.822 | 158.2655 | 154.7185 | 146.3676 | 135.6723 | 118.8387 | 111.5674 | -1.1681 | -1.0069 | -1.1273 | -1.2209 | -1.4689 | -1.0826 | -1.4104 | -1.4036 | -2.7351 | -2.0969 | -1.5782 | -1.0732 | -1.5693 | 0.39781 | 4.1197 | 3.8921 | 2.4678 | 2.7129 | -0.81111 | -0.94365 | -0.16538 | -0.44219 | -0.29574 | -0.25052 | 45.7488 | 45.941 | 45.2505 | 44.5678 | 44.4311 | 44.1857 | 43.1399 | 42.8849 | 43.8257 | 46.5944 | 48.6018 | 50.5925 | 52.6577 | 53.7223 | 54.6387 | 54.8489 | 54.4753 | 53.558 | 51.9752 | 51.0266 | 50.0487 | 49.76 | 49.5919 | 48.5491 | 2.967 | 3.4398 | 3.2595 | 3.7635 | 4.05 | 3.0411 | 3.4736 | 3.613 | 4.3498 | 5.0486 | 5.0627 | 4.4958 | 3.7946 | 3.8954 | 3.8756 | 3.825 | 3.8828 | 4.268 | 4.0959 | 3.461 | 4.075 | 3.5758 | 3.5372 | 3.3276
Portfolio Adjusted1-in-10Size: Over 200kWSouth of Lugo2016February Monthly Peak | Portfolio Adjusted | 1-in-10 | Size: Over 200kW | South of Lugo | 2016 | February Monthly Peak | 2 | 102.4734 | 99.7096 | 97.0027 | 97.6657 | 103.3794 | 118.1922 | 143.5168 | 159.7154 | 171.4028 | 181.1512 | 185.6637 | 187.2295 | 185.6438 | 186.4433 | 182.2 | 172.9836 | 166.2858 | 165.2882 | 157.2348 | 151.8491 | 143.6058 | 133.2336 | 118.0338 | 110.6596 | -1.15 | -0.99217 | -1.1114 | -1.2068 | -1.4464 | -1.0682 | -1.3667 | -1.3415 | -2.608 | -2.0241 | -1.5461 | -1.0666 | -1.5732 | 0.40172 | 4.1713 | 3.9463 | 2.4768 | 2.7041 | -0.80582 | -0.92615 | -0.16226 | -0.43425 | -0.29373 | -0.24848 | 51.6447 | 50.9723 | 50.206 | 49.1421 | 48.4768 | 48.1987 | 47.3366 | 47.1926 | 48.6879 | 52.3788 | 56.2608 | 60.0484 | 61.9134 | 63.2386 | 63.9472 | 64.0557 | 63.1468 | 62.1217 | 60.054 | 58.0606 | 56.6088 | 55.3829 | 54.4129 | 53.0133 | 2.921 | 3.3896 | 3.2137 | 3.72 | 3.9879 | 3.0007 | 3.3661 | 3.4532 | 4.1476 | 4.8733 | 4.9598 | 4.4681 | 3.8039 | 3.9336 | 3.9242 | 3.8782 | 3.897 | 4.2543 | 4.0693 | 3.3968 | 3.9981 | 3.5115 | 3.5133 | 3.3005
Portfolio Adjusted1-in-10Size: Over 200kWSouth of Lugo2016March Monthly Peak | Portfolio Adjusted | 1-in-10 | Size: Over 200kW | South of Lugo | 2016 | March Monthly Peak | 3 | 110.4807 | 107.2794 | 102.4405 | 103.0434 | 108.7537 | 124.6109 | 148.6386 | 168.7938 | 185.0921 | 198.134 | 206.7486 | 210.8259 | 209.722 | 212.2732 | 210.2354 | 202.2592 | 193.0192 | 182.2746 | 167.4838 | 164.9223 | 157.3819 | 146.4653 | 129.8567 | 119.5727 | -1.2398 | -1.0675 | -1.1737 | -1.2732 | -1.5216 | -1.1262 | -1.4155 | -1.4177 | -2.8162 | -2.2138 | -1.7217 | -1.201 | -1.7772 | 0.45737 | 4.8132 | 4.6142 | 2.875 | 2.982 | -0.85835 | -1.0059 | -0.17783 | -0.47737 | -0.32316 | -0.2685 | 61.1564 | 59.5159 | 58.8411 | 58.6455 | 57.7531 | 55.8626 | 55.3251 | 56.0158 | 59.1539 | 64.0511 | 69.2004 | 73.8712 | 77.1629 | 78.5074 | 78.7667 | 79.1337 | 78.132 | 76.6862 | 75.0275 | 72.4745 | 69.6987 | 66.5006 | 63.5747 | 61.4744 | 3.1492 | 3.647 | 3.3938 | 3.9248 | 4.1952 | 3.1637 | 3.4862 | 3.6494 | 4.4789 | 5.3301 | 5.5231 | 5.0312 | 4.2972 | 4.4786 | 4.528 | 4.5346 | 4.5235 | 4.6915 | 4.3345 | 3.6892 | 4.3817 | 3.8603 | 3.8652 | 3.5664
Portfolio Adjusted1-in-10Size: Over 200kWSouth of Lugo2016April Monthly Peak | Portfolio Adjusted | 1-in-10 | Size: Over 200kW | South of Lugo | 2016 | April Monthly Peak | 4 | 113.3655 | 109.6913 | 104.6006 | 105.2315 | 111.0073 | 127.7652 | 153.7375 | 177.1309 | 197.3513 | 213.4013 | 224.4007 | 229.3096 | 228.9503 | 231.84 | 229.5303 | 220.7159 | 209.6946 | 196.9602 | 179.0294 | 174.8081 | 165.2496 | 152.8602 | 134.7169 | 123.7722 | -1.5924 | -1.7854 | -1.61 | -1.5019 | -1.5288 | -1.2489 | -1.7222 | -1.5202 | -2.0691 | -2.2698 | -2.0685 | -1.5156 | -1.6463 | 0.2689 | 4.8427 | 4.6997 | 3.6264 | 3.2506 | -0.31124 | -1.085 | -0.9197 | -1.1659 | -1.1171 | -1.088 | 70.8429 | 69.745 | 68.1534 | 66.5131 | 65.11 | 64.2412 | 63.7809 | 63.8764 | 66.561 | 72.1406 | 77.2151 | 82.3949 | 85.7239 | 87.2719 | 86.3088 | 86.0992 | 86.1572 | 86.0162 | 84.5797 | 80.4234 | 75.5045 | 71.171 | 68.7752 | 67.5608 | 2.9918 | 3.4524 | 3.2084 | 3.7109 | 3.9646 | 3.0032 | 3.3384 | 3.5457 | 4.4214 | 5.3151 | 5.5501 | 5.0664 | 4.3433 | 4.5286 | 4.5769 | 4.5814 | 4.5498 | 4.6935 | 4.2897 | 3.6203 | 4.2595 | 3.73 | 3.7125 | 3.4178
Portfolio Adjusted1-in-10Size: Over 200kWSouth of Lugo2016May Monthly Peak | Portfolio Adjusted | 1-in-10 | Size: Over 200kW | South of Lugo | 2016 | May Monthly Peak | 5 | 119.1499 | 116.113 | 110.6459 | 111.1798 | 117.8014 | 134.9063 | 160.2657 | 187.978 | 210.3524 | 228.1215 | 239.0309 | 241.7786 | 238.688 | 240.1412 | 237.2836 | 227.3949 | 215.1469 | 201.1202 | 183.6545 | 175.8697 | 169.4324 | 156.9117 | 140.2974 | 129.9393 | -1.6374 | -1.8107 | -1.6561 | -1.5638 | -1.6252 | -1.3079 | -1.7663 | -1.6096 | -2.3128 | -2.4395 | -2.1804 | -1.5742 | -1.7494 | 0.3043 | 5.0522 | 4.8792 | 3.665 | 3.3161 | -0.38639 | -1.0896 | -0.86189 | -1.1229 | -1.0755 | -1.0505 | 67.7882 | 66.9575 | 65.271 | 64.3372 | 63.8348 | 63.1435 | 63.3748 | 63.5511 | 66.8552 | 72.798 | 77.9556 | 81.8068 | 83.8998 | 84.9876 | 86.8129 | 87.9514 | 88.2854 | 87.3448 | 85.9625 | 83.3692 | 80.0825 | 76.0832 | 73.0081 | 70.9398 | 3.1547 | 3.6664 | 3.4049 | 3.9334 | 4.221 | 3.1814 | 3.4915 | 3.7751 | 4.728 | 5.7002 | 5.9312 | 5.3594 | 4.5428 | 4.7061 | 4.747 | 4.7354 | 4.6833 | 4.8083 | 4.4149 | 3.6542 | 4.3816 | 3.8414 | 3.8789 | 3.5998
Portfolio Adjusted1-in-10Size: Over 200kWSouth of Lugo2016June Monthly Peak | Portfolio Adjusted | 1-in-10 | Size: Over 200kW | South of Lugo | 2016 | June Monthly Peak | 6 | 124.8409 | 120.743 | 115.7881 | 115.6929 | 123.6548 | 141.9083 | 165.8134 | 190.7051 | 209.8637 | 224.5807 | 233.8553 | 235.8751 | 230.7443 | 232.0433 | 230.1563 | 221.8477 | 211.413 | 199.5172 | 183.2451 | 176.2916 | 171.4574 | 160.1201 | 145.0737 | 134.6069 | -1.6433 | -1.7263 | -1.6397 | -1.5818 | -1.7115 | -1.3544 | -1.7704 | -1.6258 | -2.5109 | -2.4264 | -2.0905 | -1.4916 | -1.7519 | 0.34136 | 4.9852 | 4.8293 | 3.4974 | 3.2838 | -0.51274 | -1.0883 | -0.71629 | -1.0025 | -0.93956 | -0.90762 | 65.9083 | 65.3344 | 64.844 | 64.4226 | 62.9418 | 62.1611 | 62.3545 | 64.1404 | 67.1085 | 71.5232 | 76.4928 | 80.4917 | 82.3776 | 82.7949 | 83.7803 | 83.9588 | 85.179 | 84.7778 | 84.6465 | 83.0494 | 78.7375 | 74.6485 | 71.7695 | 69.9502 | 3.3382 | 3.8504 | 3.5984 | 4.1337 | 4.4746 | 3.3797 | 3.6482 | 3.8678 | 4.7638 | 5.6674 | 5.8603 | 5.2803 | 4.4351 | 4.5924 | 4.65 | 4.6657 | 4.6477 | 4.8172 | 4.4487 | 3.6993 | 4.4779 | 3.9588 | 4.0507 | 3.7661
Portfolio Adjusted1-in-10Size: Over 200kWSouth of Lugo2016July Monthly Peak | Portfolio Adjusted | 1-in-10 | Size: Over 200kW | South of Lugo | 2016 | July Monthly Peak | 7 | 126.8823 | 123.0547 | 118.7906 | 118.9795 | 127.8161 | 146.6074 | 173.3159 | 197.9834 | 214.6781 | 227.5398 | 238.6281 | 239.9511 | 234.6906 | 234.7673 | 232.2927 | 226.3204 | 215.8937 | 203.7249 | 187.0197 | 179.3757 | 175.1862 | 163.2718 | 147.1711 | 136.8268 | -1.8057 | -2.0538 | -1.859 | -1.713 | -1.7585 | -1.4401 | -1.9605 | -1.7016 | -2.1844 | -2.4121 | -2.2135 | -1.6003 | -1.6679 | 0.25704 | 4.8737 | 4.7965 | 3.7674 | 3.3642 | -0.28375 | -1.1146 | -1.0258 | -1.292 | -1.2762 | -1.2613 | 69.5213 | 68.8485 | 68.5786 | 68.3665 | 68.0278 | 67.7366 | 67.3339 | 67.5092 | 70.3677 | 74.4183 | 78.0947 | 79.7501 | 80.6587 | 82.4912 | 84.6199 | 85.6182 | 87.7802 | 86.553 | 84.3736 | 81.7963 | 78.5098 | 75.8436 | 74.0186 | 72.6488 | 3.3441 | 3.8679 | 3.6388 | 4.1902 | 4.5589 | 3.4416 | 3.7586 | 3.9579 | 4.8032 | 5.6598 | 5.8942 | 5.2946 | 4.4464 | 4.5798 | 4.6259 | 4.6916 | 4.6782 | 4.8484 | 4.4753 | 3.7101 | 4.5097 | 3.9789 | 4.0504 | 3.7734
Portfolio Adjusted1-in-10Size: Over 200kWSouth of Lugo2016August Monthly Peak | Portfolio Adjusted | 1-in-10 | Size: Over 200kW | South of Lugo | 2016 | August Monthly Peak | 8 | 123.7961 | 120.5532 | 116.6155 | 117.0477 | 125.5027 | 145.237 | 174.2781 | 198.063 | 214.9244 | 230.5997 | 244.0468 | 246.661 | 242.0461 | 243.3273 | 240.1209 | 231.3076 | 219.5317 | 207.0521 | 189.7042 | 182.8517 | 175.5475 | 162.6682 | 144.9679 | 134.8652 | -1.8596 | -2.2254 | -1.9533 | -1.748 | -1.7189 | -1.4566 | -2.0533 | -1.7124 | -1.9024 | -2.4099 | -2.3245 | -1.708 | -1.6332 | 0.19868 | 4.9173 | 4.8038 | 3.9783 | 3.4274 | -0.10807 | -1.1417 | -1.2458 | -1.486 | -1.4925 | -1.4902 | 70.6814 | 70.2455 | 70.0524 | 69.7398 | 69.3437 | 69.2015 | 69.1054 | 69.3441 | 71.5922 | 75.2716 | 78.6531 | 82.3472 | 85.2047 | 86.9986 | 87.3372 | 88.2228 | 88.8591 | 89.023 | 88.2944 | 84.7838 | 79.4028 | 75.8696 | 73.6358 | 72.1636 | 3.2633 | 3.7898 | 3.5727 | 4.1227 | 4.477 | 3.4099 | 3.78 | 3.96 | 4.8094 | 5.7367 | 6.0289 | 5.4434 | 4.5864 | 4.7474 | 4.7825 | 4.7956 | 4.7577 | 4.9282 | 4.5401 | 3.7825 | 4.5196 | 3.9647 | 3.9903 | 3.7198
Portfolio Adjusted1-in-10Size: Over 200kWSouth of Lugo2016September Monthly Peak | Portfolio Adjusted | 1-in-10 | Size: Over 200kW | South of Lugo | 2016 | September Monthly Peak | 9 | 127.3249 | 124.2055 | 119.3521 | 119.8657 | 129.2991 | 151.2441 | 186.2801 | 215.0108 | 239.4188 | 259.0398 | 272.6837 | 274.1827 | 269.0798 | 270.1556 | 264.4115 | 251.8975 | 238.3687 | 222.2648 | 202.3661 | 196.9285 | 184.746 | 169.3175 | 149.9139 | 139.0118 | -2.1278 | -2.7629 | -2.2801 | -1.9274 | -1.754 | -1.5835 | -2.3817 | -1.8826 | -1.4417 | -2.6239 | -2.7425 | -2.0483 | -1.6091 | 0.059834 | 5.1306 | 5.0024 | 4.6617 | 3.6983 | 0.29464 | -1.2423 | -1.8012 | -1.9892 | -2.0639 | -2.0803 | 74.3657 | 73.1934 | 72.6089 | 72.3687 | 71.5589 | 71.0513 | 70.8339 | 71.2253 | 73.4875 | 77.5077 | 81.8968 | 87.5579 | 92.0186 | 95.3982 | 95.9851 | 95.5477 | 95.0328 | 93.6783 | 92.4532 | 90.0079 | 86.2978 | 80.9499 | 77.6633 | 75.6451 | 3.4606 | 4.026 | 3.7702 | 4.3533 | 4.7559 | 3.6613 | 4.1659 | 4.4325 | 5.5241 | 6.6446 | 6.9458 | 6.2389 | 5.2571 | 5.4348 | 5.43 | 5.3849 | 5.3265 | 5.4548 | 4.9937 | 4.2003 | 4.9044 | 4.2551 | 4.2547 | 3.9534
Portfolio Adjusted1-in-10Size: Over 200kWSouth of Lugo2016October Monthly Peak | Portfolio Adjusted | 1-in-10 | Size: Over 200kW | South of Lugo | 2016 | October Monthly Peak | 10 | 106.6228 | 103.0722 | 99.9616 | 100.8822 | 106.3263 | 122.8786 | 149.3821 | 169.3922 | 187.7723 | 204.8364 | 216.1826 | 221.6244 | 222.8345 | 225.4375 | 221.0507 | 210.3307 | 198.719 | 192.9458 | 178.4596 | 168.3345 | 156.3197 | 143.4027 | 126.6533 | 117.9268 | -1.5724 | -1.8393 | -1.6361 | -1.4878 | -1.4586 | -1.2235 | -1.7356 | -1.4615 | -1.7484 | -2.1514 | -2.0404 | -1.515 | -1.5314 | 0.20588 | 4.5653 | 4.3993 | 3.5548 | 3.1912 | -0.16043 | -1.0493 | -1.0419 | -1.2491 | -1.2325 | -1.228 | 71.9074 | 71.425 | 70.594 | 69.7565 | 68.6117 | 68.3773 | 68.5444 | 68.7712 | 69.7501 | 72.4225 | 76.5918 | 81.6183 | 85.0766 | 86.6276 | 87.1309 | 87.3398 | 86.3682 | 83.5967 | 80.0738 | 77.6091 | 75.5027 | 74.0791 | 72.8373 | 71.8279 | 2.8075 | 3.2367 | 3.0591 | 3.5494 | 3.7888 | 2.8818 | 3.2364 | 3.383 | 4.1972 | 5.0901 | 5.3346 | 4.8855 | 4.2177 | 4.3935 | 4.3978 | 4.3559 | 4.3018 | 4.5874 | 4.2663 | 3.4783 | 4.0201 | 3.4913 | 3.4823 | 3.249
Portfolio Adjusted1-in-10Size: Over 200kWSouth of Lugo2016November Monthly Peak | Portfolio Adjusted | 1-in-10 | Size: Over 200kW | South of Lugo | 2016 | November Monthly Peak | 11 | 105.3963 | 101.0665 | 97.9609 | 99.9727 | 105.6423 | 122.1431 | 144.5788 | 163.0131 | 180.9684 | 195.3258 | 205.3545 | 209.3574 | 208.6252 | 210.0956 | 206.3784 | 196.5412 | 186.6432 | 181.0132 | 168.3576 | 159.4051 | 149.2495 | 138.1873 | 121.6127 | 113.1273 | -1.2333 | -1.1142 | -1.1878 | -1.2678 | -1.4741 | -1.1192 | -1.4181 | -1.3743 | -2.6082 | -2.1646 | -1.7411 | -1.2251 | -1.7225 | 0.4172 | 4.6619 | 4.433 | 2.856 | 2.9658 | -0.76605 | -0.97515 | -0.28101 | -0.55286 | -0.42245 | -0.37971 | 64.5812 | 62.8931 | 62.1987 | 60.6045 | 59.4443 | 58.7504 | 58.189 | 59.4997 | 62.2222 | 67.1536 | 72.7173 | 76.781 | 78.8238 | 80.4859 | 81.2991 | 80.8217 | 79.2905 | 77.1608 | 75.1707 | 72.6927 | 70.8743 | 69.3276 | 67.4973 | 66.3791 | 2.9458 | 3.3688 | 3.1822 | 3.7336 | 3.9958 | 3.0406 | 3.3249 | 3.4558 | 4.2938 | 5.1522 | 5.3789 | 4.8988 | 4.1915 | 4.3462 | 4.3583 | 4.3205 | 4.2888 | 4.5682 | 4.2722 | 3.4963 | 4.0743 | 3.5711 | 3.5492 | 3.3084
Portfolio Adjusted1-in-10Size: Over 200kWSouth of Lugo2016December Monthly Peak | Portfolio Adjusted | 1-in-10 | Size: Over 200kW | South of Lugo | 2016 | December Monthly Peak | 12 | 101.5141 | 98.7227 | 96.1132 | 97.0897 | 102.485 | 115.8051 | 140.5092 | 157.8271 | 170.2668 | 177.0924 | 178.3461 | 176.3872 | 172.1516 | 169.483 | 165.4414 | 157.6971 | 154.739 | 154.8096 | 147.7186 | 143.9855 | 136.5001 | 128.9463 | 113.2929 | 106.9333 | -1.1392 | -0.98235 | -1.1012 | -1.1997 | -1.4339 | -1.0466 | -1.3381 | -1.3256 | -2.5907 | -1.9787 | -1.4852 | -1.0048 | -1.4588 | 0.36518 | 3.7876 | 3.5976 | 2.3048 | 2.5327 | -0.75705 | -0.87819 | -0.15423 | -0.42027 | -0.28194 | -0.24011 | 47.0274 | 46.4327 | 45.5575 | 44.8471 | 44.2937 | 43.0162 | 43.9875 | 44.6732 | 45.9721 | 47.6746 | 49.9565 | 51.777 | 53.0477 | 52.5862 | 52.4708 | 52.2052 | 51.9058 | 50.7355 | 49.4243 | 48.6421 | 47.6142 | 47.0454 | 46.3489 | 45.9611 | 2.8936 | 3.3561 | 3.1842 | 3.698 | 3.9534 | 2.9401 | 3.2956 | 3.4123 | 4.1201 | 4.7641 | 4.7644 | 4.2093 | 3.5274 | 3.5758 | 3.5632 | 3.5355 | 3.6264 | 3.9846 | 3.823 | 3.2209 | 3.8003 | 3.3985 | 3.3722 | 3.1894
Portfolio Adjusted1-in-10Size: Over 200kWSouth of Lugo2016Typical Event Day | Portfolio Adjusted | 1-in-10 | Size: Over 200kW | South of Lugo | 2016 | Typical Event Day | 8 | 123.4805 | 120.2856 | 116.374 | 116.8107 | 125.2459 | 144.8971 | 173.6694 | 197.0709 | 213.5394 | 228.989 | 242.2929 | 244.9088 | 240.272 | 241.5617 | 238.3936 | 229.6617 | 217.9994 | 205.6714 | 188.6007 | 181.8485 | 174.735 | 162.0021 | 144.4925 | 134.4482 | -1.8253 | -2.1559 | -1.9104 | -1.7254 | -1.7178 | -1.4441 | -2.0213 | -1.7008 | -1.9759 | -2.4035 | -2.2895 | -1.6769 | -1.6475 | 0.21765 | 4.9183 | 4.7993 | 3.9061 | 3.4021 | -0.16168 | -1.1338 | -1.1742 | -1.4198 | -1.4164 | -1.4109 | 70.1192 | 69.4054 | 69.021 | 68.7244 | 67.9681 | 67.5376 | 67.4069 | 68.0547 | 70.639 | 74.6802 | 78.7843 | 82.5367 | 85.0649 | 86.9207 | 87.9306 | 88.3369 | 89.2128 | 88.508 | 87.4419 | 84.9093 | 80.737 | 76.8279 | 74.2718 | 72.6019 | 3.2516 | 3.7775 | 3.5616 | 4.1101 | 4.4633 | 3.3984 | 3.7629 | 3.9361 | 4.7735 | 5.6908 | 5.9794 | 5.3992 | 4.5481 | 4.7081 | 4.7432 | 4.7566 | 4.7196 | 4.8903 | 4.5091 | 3.7579 | 4.4941 | 3.9444 | 3.9731 | 3.7045
Portfolio Adjusted1-in-10Size: Over 200kWSouth of Lugo2017January Monthly Peak | Portfolio Adjusted | 1-in-10 | Size: Over 200kW | South of Lugo | 2017 | January Monthly Peak | 1 | 104.089 | 101.1859 | 98.3868 | 98.8099 | 104.9884 | 119.7828 | 148.1011 | 167.1092 | 179.756 | 187.671 | 189.5133 | 188.3906 | 185.1916 | 184.6314 | 179.9442 | 170.6093 | 165.6818 | 165.822 | 158.2655 | 154.7185 | 146.3676 | 135.6723 | 118.8387 | 111.5674 | -1.1681 | -1.0069 | -1.1273 | -1.2209 | -1.4689 | -1.0826 | -1.4104 | -1.4036 | -2.7351 | -2.0969 | -1.5782 | -1.0732 | -1.5693 | 0.39781 | 4.1197 | 3.8921 | 2.4678 | 2.7129 | -0.81111 | -0.94365 | -0.16538 | -0.44219 | -0.29574 | -0.25052 | 45.7488 | 45.941 | 45.2506 | 44.5678 | 44.4311 | 44.1857 | 43.1399 | 42.8849 | 43.8257 | 46.5944 | 48.6018 | 50.5925 | 52.6577 | 53.7223 | 54.6387 | 54.8489 | 54.4753 | 53.558 | 51.9752 | 51.0266 | 50.0487 | 49.76 | 49.5919 | 48.5491 | 2.967 | 3.4398 | 3.2595 | 3.7635 | 4.05 | 3.0411 | 3.4736 | 3.613 | 4.3498 | 5.0486 | 5.0627 | 4.4958 | 3.7946 | 3.8954 | 3.8756 | 3.825 | 3.8828 | 4.268 | 4.0959 | 3.461 | 4.075 | 3.5758 | 3.5372 | 3.3276
Portfolio Adjusted1-in-10Size: Over 200kWSouth of Lugo2017February Monthly Peak | Portfolio Adjusted | 1-in-10 | Size: Over 200kW | South of Lugo | 2017 | February Monthly Peak | 2 | 102.4734 | 99.7096 | 97.0027 | 97.6657 | 103.3794 | 118.1922 | 143.5168 | 159.7154 | 171.4028 | 181.1512 | 185.6637 | 187.2295 | 185.6438 | 186.4433 | 182.2 | 172.9836 | 166.2858 | 165.2882 | 157.2348 | 151.8491 | 143.6058 | 133.2336 | 118.0338 | 110.6596 | -1.15 | -0.99217 | -1.1114 | -1.2068 | -1.4464 | -1.0682 | -1.3667 | -1.3415 | -2.608 | -2.0241 | -1.5461 | -1.0666 | -1.5732 | 0.40172 | 4.1713 | 3.9463 | 2.4768 | 2.7041 | -0.80582 | -0.92615 | -0.16226 | -0.43425 | -0.29373 | -0.24848 | 51.6447 | 50.9723 | 50.206 | 49.1421 | 48.4768 | 48.1987 | 47.3366 | 47.1926 | 48.6879 | 52.3788 | 56.2608 | 60.0484 | 61.9134 | 63.2386 | 63.9472 | 64.0557 | 63.1468 | 62.1217 | 60.054 | 58.0606 | 56.6088 | 55.3829 | 54.4129 | 53.0133 | 2.921 | 3.3896 | 3.2137 | 3.72 | 3.9879 | 3.0007 | 3.3661 | 3.4532 | 4.1476 | 4.8733 | 4.9598 | 4.4681 | 3.8039 | 3.9336 | 3.9242 | 3.8782 | 3.897 | 4.2543 | 4.0693 | 3.3968 | 3.9981 | 3.5115 | 3.5133 | 3.3005
Portfolio Adjusted1-in-10Size: Over 200kWSouth of Lugo2017March Monthly Peak | Portfolio Adjusted | 1-in-10 | Size: Over 200kW | South of Lugo | 2017 | March Monthly Peak | 3 | 110.4807 | 107.2794 | 102.4405 | 103.0433 | 108.7537 | 124.6109 | 148.6386 | 168.7938 | 185.0921 | 198.134 | 206.7486 | 210.8259 | 209.7221 | 212.2732 | 210.2354 | 202.2592 | 193.0192 | 182.2746 | 167.4838 | 164.9223 | 157.3819 | 146.4653 | 129.8567 | 119.5727 | -1.2398 | -1.0675 | -1.1737 | -1.2732 | -1.5216 | -1.1262 | -1.4155 | -1.4177 | -2.8162 | -2.2138 | -1.7217 | -1.201 | -1.7772 | 0.45737 | 4.8132 | 4.6142 | 2.875 | 2.982 | -0.85835 | -1.0059 | -0.17783 | -0.47737 | -0.32316 | -0.2685 | 61.1564 | 59.5159 | 58.8411 | 58.6455 | 57.753 | 55.8626 | 55.3251 | 56.0158 | 59.1539 | 64.0511 | 69.2004 | 73.8712 | 77.1629 | 78.5074 | 78.7667 | 79.1337 | 78.132 | 76.6862 | 75.0275 | 72.4745 | 69.6987 | 66.5005 | 63.5747 | 61.4743 | 3.1492 | 3.647 | 3.3938 | 3.9248 | 4.1952 | 3.1637 | 3.4862 | 3.6494 | 4.4789 | 5.3301 | 5.5231 | 5.0312 | 4.2972 | 4.4786 | 4.528 | 4.5346 | 4.5235 | 4.6915 | 4.3345 | 3.6892 | 4.3817 | 3.8603 | 3.8652 | 3.5664
Portfolio Adjusted1-in-10Size: Over 200kWSouth of Lugo2017April Monthly Peak | Portfolio Adjusted | 1-in-10 | Size: Over 200kW | South of Lugo | 2017 | April Monthly Peak | 4 | 113.3655 | 109.6913 | 104.6006 | 105.2315 | 111.0073 | 127.7652 | 153.7375 | 177.1309 | 197.3513 | 213.4013 | 224.4007 | 229.3096 | 228.9503 | 231.84 | 229.5303 | 220.7159 | 209.6946 | 196.9602 | 179.0294 | 174.8081 | 165.2496 | 152.8602 | 134.7169 | 123.7722 | -1.5924 | -1.7854 | -1.61 | -1.5019 | -1.5288 | -1.2489 | -1.7222 | -1.5202 | -2.0691 | -2.2698 | -2.0685 | -1.5156 | -1.6463 | 0.2689 | 4.8427 | 4.6997 | 3.6264 | 3.2506 | -0.31124 | -1.085 | -0.9197 | -1.1659 | -1.1171 | -1.088 | 70.8429 | 69.745 | 68.1534 | 66.5131 | 65.11 | 64.2412 | 63.7809 | 63.8764 | 66.561 | 72.1406 | 77.2151 | 82.3949 | 85.7239 | 87.2719 | 86.3088 | 86.0992 | 86.1572 | 86.0162 | 84.5797 | 80.4234 | 75.5045 | 71.171 | 68.7752 | 67.5608 | 2.9918 | 3.4524 | 3.2084 | 3.7109 | 3.9646 | 3.0032 | 3.3384 | 3.5457 | 4.4214 | 5.3151 | 5.5501 | 5.0664 | 4.3433 | 4.5286 | 4.5769 | 4.5814 | 4.5498 | 4.6935 | 4.2897 | 3.6203 | 4.2595 | 3.73 | 3.7125 | 3.4178
Portfolio Adjusted1-in-10Size: Over 200kWSouth of Lugo2017May Monthly Peak | Portfolio Adjusted | 1-in-10 | Size: Over 200kW | South of Lugo | 2017 | May Monthly Peak | 5 | 119.1499 | 116.113 | 110.6459 | 111.1798 | 117.8014 | 134.9063 | 160.2657 | 187.978 | 210.3524 | 228.1215 | 239.0309 | 241.7786 | 238.688 | 240.1412 | 237.2835 | 227.3949 | 215.1469 | 201.1202 | 183.6544 | 175.8697 | 169.4324 | 156.9117 | 140.2974 | 129.9393 | -1.6374 | -1.8107 | -1.6561 | -1.5638 | -1.6252 | -1.3079 | -1.7663 | -1.6096 | -2.3128 | -2.4395 | -2.1804 | -1.5742 | -1.7494 | 0.3043 | 5.0522 | 4.8792 | 3.665 | 3.3161 | -0.38639 | -1.0896 | -0.86189 | -1.1229 | -1.0755 | -1.0505 | 67.7882 | 66.9575 | 65.271 | 64.3372 | 63.8348 | 63.1435 | 63.3748 | 63.5511 | 66.8552 | 72.798 | 77.9556 | 81.8068 | 83.8998 | 84.9876 | 86.8129 | 87.9514 | 88.2854 | 87.3448 | 85.9625 | 83.3692 | 80.0825 | 76.0832 | 73.0081 | 70.9398 | 3.1547 | 3.6664 | 3.4049 | 3.9334 | 4.221 | 3.1814 | 3.4915 | 3.7751 | 4.728 | 5.7002 | 5.9312 | 5.3594 | 4.5428 | 4.7061 | 4.747 | 4.7354 | 4.6833 | 4.8083 | 4.4149 | 3.6542 | 4.3816 | 3.8414 | 3.8789 | 3.5998
Portfolio Adjusted1-in-10Size: Over 200kWSouth of Lugo2017June Monthly Peak | Portfolio Adjusted | 1-in-10 | Size: Over 200kW | South of Lugo | 2017 | June Monthly Peak | 6 | 124.8409 | 120.743 | 115.7881 | 115.6928 | 123.6548 | 141.9083 | 165.8134 | 190.7051 | 209.8637 | 224.5807 | 233.8553 | 235.875 | 230.7443 | 232.0433 | 230.1563 | 221.8477 | 211.413 | 199.5171 | 183.2451 | 176.2916 | 171.4574 | 160.1201 | 145.0737 | 134.607 | -1.6433 | -1.7263 | -1.6397 | -1.5818 | -1.7115 | -1.3544 | -1.7704 | -1.6258 | -2.5109 | -2.4264 | -2.0905 | -1.4916 | -1.7519 | 0.34136 | 4.9852 | 4.8293 | 3.4974 | 3.2838 | -0.51274 | -1.0883 | -0.71629 | -1.0025 | -0.93956 | -0.90762 | 65.9083 | 65.3344 | 64.844 | 64.4226 | 62.9418 | 62.1611 | 62.3545 | 64.1404 | 67.1085 | 71.5232 | 76.4928 | 80.4917 | 82.3776 | 82.7949 | 83.7803 | 83.9588 | 85.179 | 84.7778 | 84.6465 | 83.0494 | 78.7375 | 74.6485 | 71.7695 | 69.9502 | 3.3382 | 3.8504 | 3.5984 | 4.1337 | 4.4746 | 3.3797 | 3.6482 | 3.8678 | 4.7638 | 5.6674 | 5.8603 | 5.2803 | 4.4351 | 4.5924 | 4.65 | 4.6657 | 4.6477 | 4.8172 | 4.4487 | 3.6993 | 4.4779 | 3.9588 | 4.0507 | 3.7661
Portfolio Adjusted1-in-10Size: Over 200kWSouth of Lugo2017July Monthly Peak | Portfolio Adjusted | 1-in-10 | Size: Over 200kW | South of Lugo | 2017 | July Monthly Peak | 7 | 126.8823 | 123.0547 | 118.7906 | 118.9795 | 127.8161 | 146.6074 | 173.3159 | 197.9834 | 214.6781 | 227.5398 | 238.6281 | 239.9511 | 234.6907 | 234.7673 | 232.2927 | 226.3204 | 215.8937 | 203.7249 | 187.0197 | 179.3757 | 175.1862 | 163.2718 | 147.1711 | 136.8268 | -1.8057 | -2.0538 | -1.859 | -1.713 | -1.7585 | -1.4401 | -1.9605 | -1.7016 | -2.1844 | -2.4121 | -2.2135 | -1.6003 | -1.6679 | 0.25704 | 4.8737 | 4.7965 | 3.7674 | 3.3642 | -0.28375 | -1.1146 | -1.0258 | -1.292 | -1.2762 | -1.2613 | 69.5213 | 68.8485 | 68.5786 | 68.3665 | 68.0278 | 67.7366 | 67.3339 | 67.5092 | 70.3677 | 74.4183 | 78.0947 | 79.7501 | 80.6587 | 82.4912 | 84.6199 | 85.6182 | 87.7802 | 86.553 | 84.3736 | 81.7963 | 78.5098 | 75.8436 | 74.0186 | 72.6488 | 3.3441 | 3.8679 | 3.6388 | 4.1902 | 4.5589 | 3.4416 | 3.7586 | 3.9579 | 4.8032 | 5.6598 | 5.8942 | 5.2946 | 4.4464 | 4.5798 | 4.6259 | 4.6916 | 4.6782 | 4.8484 | 4.4753 | 3.7101 | 4.5097 | 3.9789 | 4.0504 | 3.7734
Portfolio Adjusted1-in-10Size: Over 200kWSouth of Lugo2017August Monthly Peak | Portfolio Adjusted | 1-in-10 | Size: Over 200kW | South of Lugo | 2017 | August Monthly Peak | 8 | 123.7961 | 120.5532 | 116.6155 | 117.0477 | 125.5027 | 145.237 | 174.2781 | 198.063 | 214.9244 | 230.5997 | 244.0468 | 246.661 | 242.046 | 243.3273 | 240.1209 | 231.3076 | 219.5317 | 207.0521 | 189.7042 | 182.8517 | 175.5475 | 162.6682 | 144.9679 | 134.8652 | -1.8596 | -2.2254 | -1.9533 | -1.748 | -1.7189 | -1.4566 | -2.0533 | -1.7124 | -1.9024 | -2.4099 | -2.3245 | -1.708 | -1.6332 | 0.19868 | 4.9173 | 4.8038 | 3.9783 | 3.4274 | -0.10807 | -1.1417 | -1.2458 | -1.486 | -1.4925 | -1.4902 | 70.6814 | 70.2455 | 70.0524 | 69.7398 | 69.3437 | 69.2015 | 69.1054 | 69.3441 | 71.5922 | 75.2716 | 78.6531 | 82.3472 | 85.2047 | 86.9986 | 87.3372 | 88.2228 | 88.8591 | 89.023 | 88.2944 | 84.7838 | 79.4028 | 75.8696 | 73.6358 | 72.1636 | 3.2633 | 3.7898 | 3.5727 | 4.1227 | 4.477 | 3.4099 | 3.78 | 3.96 | 4.8094 | 5.7367 | 6.0289 | 5.4434 | 4.5864 | 4.7474 | 4.7825 | 4.7956 | 4.7577 | 4.9282 | 4.5401 | 3.7825 | 4.5196 | 3.9647 | 3.9903 | 3.7198
Portfolio Adjusted1-in-10Size: Over 200kWSouth of Lugo2017September Monthly Peak | Portfolio Adjusted | 1-in-10 | Size: Over 200kW | South of Lugo | 2017 | September Monthly Peak | 9 | 127.3249 | 124.2055 | 119.3521 | 119.8657 | 129.2991 | 151.2441 | 186.2801 | 215.0108 | 239.4188 | 259.0398 | 272.6837 | 274.1827 | 269.0798 | 270.1557 | 264.4116 | 251.8975 | 238.3687 | 222.2648 | 202.3661 | 196.9285 | 184.746 | 169.3175 | 149.9138 | 139.0118 | -2.1278 | -2.7629 | -2.2801 | -1.9274 | -1.754 | -1.5835 | -2.3817 | -1.8826 | -1.4417 | -2.6239 | -2.7425 | -2.0483 | -1.6091 | 0.059834 | 5.1306 | 5.0024 | 4.6617 | 3.6983 | 0.29464 | -1.2423 | -1.8012 | -1.9892 | -2.0639 | -2.0803 | 74.3656 | 73.1934 | 72.6089 | 72.3687 | 71.5589 | 71.0513 | 70.8339 | 71.2253 | 73.4875 | 77.5077 | 81.8968 | 87.5579 | 92.0186 | 95.3982 | 95.9851 | 95.5477 | 95.0328 | 93.6783 | 92.4532 | 90.0079 | 86.2978 | 80.9499 | 77.6633 | 75.6451 | 3.4606 | 4.026 | 3.7702 | 4.3533 | 4.7559 | 3.6613 | 4.1659 | 4.4325 | 5.5241 | 6.6446 | 6.9458 | 6.2389 | 5.2571 | 5.4348 | 5.43 | 5.3849 | 5.3265 | 5.4548 | 4.9937 | 4.2003 | 4.9044 | 4.2551 | 4.2547 | 3.9534
Portfolio Adjusted1-in-10Size: Over 200kWSouth of Lugo2017October Monthly Peak | Portfolio Adjusted | 1-in-10 | Size: Over 200kW | South of Lugo | 2017 | October Monthly Peak | 10 | 106.6228 | 103.0722 | 99.9616 | 100.8822 | 106.3263 | 122.8786 | 149.3821 | 169.3922 | 187.7723 | 204.8364 | 216.1826 | 221.6244 | 222.8345 | 225.4375 | 221.0507 | 210.3307 | 198.719 | 192.9458 | 178.4596 | 168.3345 | 156.3197 | 143.4027 | 126.6533 | 117.9268 | -1.5724 | -1.8393 | -1.6361 | -1.4878 | -1.4586 | -1.2235 | -1.7356 | -1.4615 | -1.7484 | -2.1514 | -2.0404 | -1.515 | -1.5314 | 0.20588 | 4.5653 | 4.3993 | 3.5548 | 3.1912 | -0.16043 | -1.0493 | -1.0419 | -1.2491 | -1.2325 | -1.228 | 71.9074 | 71.425 | 70.594 | 69.7565 | 68.6117 | 68.3773 | 68.5444 | 68.7712 | 69.7501 | 72.4225 | 76.5918 | 81.6183 | 85.0766 | 86.6276 | 87.1309 | 87.3398 | 86.3682 | 83.5967 | 80.0738 | 77.6091 | 75.5027 | 74.0791 | 72.8373 | 71.8279 | 2.8075 | 3.2367 | 3.0591 | 3.5494 | 3.7888 | 2.8818 | 3.2364 | 3.383 | 4.1972 | 5.0901 | 5.3346 | 4.8855 | 4.2177 | 4.3935 | 4.3978 | 4.3559 | 4.3018 | 4.5874 | 4.2663 | 3.4783 | 4.0201 | 3.4913 | 3.4823 | 3.249
Portfolio Adjusted1-in-10Size: Over 200kWSouth of Lugo2017November Monthly Peak | Portfolio Adjusted | 1-in-10 | Size: Over 200kW | South of Lugo | 2017 | November Monthly Peak | 11 | 105.3963 | 101.0665 | 97.9609 | 99.9727 | 105.6423 | 122.1431 | 144.5788 | 163.0131 | 180.9684 | 195.3258 | 205.3545 | 209.3574 | 208.6252 | 210.0956 | 206.3784 | 196.5412 | 186.6432 | 181.0132 | 168.3576 | 159.4051 | 149.2495 | 138.1873 | 121.6127 | 113.1273 | -1.2333 | -1.1142 | -1.1878 | -1.2678 | -1.4741 | -1.1192 | -1.4181 | -1.3743 | -2.6082 | -2.1646 | -1.7411 | -1.2251 | -1.7225 | 0.4172 | 4.6619 | 4.433 | 2.856 | 2.9658 | -0.76605 | -0.97515 | -0.28101 | -0.55286 | -0.42245 | -0.37971 | 64.5812 | 62.8932 | 62.1987 | 60.6045 | 59.4443 | 58.7504 | 58.189 | 59.4997 | 62.2222 | 67.1536 | 72.7173 | 76.781 | 78.8238 | 80.4859 | 81.2991 | 80.8217 | 79.2905 | 77.1608 | 75.1707 | 72.6927 | 70.8743 | 69.3276 | 67.4973 | 66.3791 | 2.9458 | 3.3688 | 3.1822 | 3.7336 | 3.9958 | 3.0406 | 3.3249 | 3.4558 | 4.2938 | 5.1522 | 5.3789 | 4.8988 | 4.1915 | 4.3462 | 4.3583 | 4.3205 | 4.2888 | 4.5682 | 4.2722 | 3.4963 | 4.0743 | 3.5711 | 3.5492 | 3.3084
Portfolio Adjusted1-in-10Size: Over 200kWSouth of Lugo2017December Monthly Peak | Portfolio Adjusted | 1-in-10 | Size: Over 200kW | South of Lugo | 2017 | December Monthly Peak | 12 | 101.5141 | 98.7227 | 96.1132 | 97.0897 | 102.485 | 115.8051 | 140.5092 | 157.8271 | 170.2668 | 177.0925 | 178.3461 | 176.3872 | 172.1516 | 169.483 | 165.4414 | 157.6971 | 154.739 | 154.8096 | 147.7186 | 143.9855 | 136.5001 | 128.9463 | 113.2929 | 106.9333 | -1.1392 | -0.98235 | -1.1012 | -1.1997 | -1.4339 | -1.0466 | -1.3381 | -1.3256 | -2.5907 | -1.9787 | -1.4852 | -1.0048 | -1.4588 | 0.36518 | 3.7876 | 3.5976 | 2.3048 | 2.5327 | -0.75705 | -0.87819 | -0.15423 | -0.42027 | -0.28194 | -0.24011 | 47.0274 | 46.4327 | 45.5575 | 44.8471 | 44.2937 | 43.0162 | 43.9875 | 44.6732 | 45.9721 | 47.6746 | 49.9565 | 51.777 | 53.0477 | 52.5862 | 52.4708 | 52.2052 | 51.9058 | 50.7355 | 49.4243 | 48.6421 | 47.6142 | 47.0454 | 46.3489 | 45.9611 | 2.8936 | 3.3561 | 3.1842 | 3.698 | 3.9534 | 2.9401 | 3.2956 | 3.4123 | 4.1201 | 4.7641 | 4.7644 | 4.2093 | 3.5274 | 3.5758 | 3.5632 | 3.5355 | 3.6264 | 3.9846 | 3.823 | 3.2209 | 3.8003 | 3.3985 | 3.3722 | 3.1894
Portfolio Adjusted1-in-10Size: Over 200kWSouth of Lugo2017Typical Event Day | Portfolio Adjusted | 1-in-10 | Size: Over 200kW | South of Lugo | 2017 | Typical Event Day | 8 | 123.4805 | 120.2856 | 116.374 | 116.8107 | 125.246 | 144.897 | 173.6694 | 197.0709 | 213.5394 | 228.989 | 242.2929 | 244.9088 | 240.272 | 241.5617 | 238.3936 | 229.6617 | 217.9994 | 205.6714 | 188.6007 | 181.8485 | 174.735 | 162.0021 | 144.4925 | 134.4482 | -1.8253 | -2.1559 | -1.9104 | -1.7254 | -1.7178 | -1.4441 | -2.0213 | -1.7008 | -1.9759 | -2.4035 | -2.2895 | -1.6769 | -1.6475 | 0.21765 | 4.9183 | 4.7993 | 3.9061 | 3.4021 | -0.16168 | -1.1338 | -1.1742 | -1.4198 | -1.4164 | -1.4109 | 70.1192 | 69.4054 | 69.021 | 68.7244 | 67.9681 | 67.5376 | 67.4069 | 68.0547 | 70.639 | 74.6802 | 78.7843 | 82.5367 | 85.0649 | 86.9207 | 87.9306 | 88.3369 | 89.2128 | 88.508 | 87.4419 | 84.9093 | 80.737 | 76.8279 | 74.2718 | 72.6019 | 3.2516 | 3.7775 | 3.5616 | 4.1101 | 4.4633 | 3.3984 | 3.7629 | 3.9361 | 4.7735 | 5.6908 | 5.9794 | 5.3992 | 4.5481 | 4.7081 | 4.7432 | 4.7566 | 4.7196 | 4.8903 | 4.5091 | 3.7579 | 4.4941 | 3.9444 | 3.9731 | 3.7045
Portfolio Adjusted1-in-10Size: Over 200kWSouth of Lugo2018January Monthly Peak | Portfolio Adjusted | 1-in-10 | Size: Over 200kW | South of Lugo | 2018 | January Monthly Peak | 1 | 104.089 | 101.1859 | 98.3868 | 98.8099 | 104.9884 | 119.7828 | 148.1011 | 167.1092 | 179.756 | 187.671 | 189.5133 | 188.3906 | 185.1916 | 184.6314 | 179.9442 | 170.6092 | 165.6818 | 165.822 | 158.2655 | 154.7185 | 146.3676 | 135.6723 | 118.8387 | 111.5674 | -1.1681 | -1.0069 | -1.1273 | -1.2209 | -1.4689 | -1.0826 | -1.4104 | -1.4036 | -2.7351 | -2.0969 | -1.5782 | -1.0732 | -1.5693 | 0.39781 | 4.1197 | 3.8921 | 2.4678 | 2.7129 | -0.81111 | -0.94365 | -0.16538 | -0.44219 | -0.29574 | -0.25052 | 45.7488 | 45.941 | 45.2505 | 44.5678 | 44.4311 | 44.1857 | 43.1399 | 42.8849 | 43.8256 | 46.5944 | 48.6018 | 50.5925 | 52.6577 | 53.7223 | 54.6387 | 54.8489 | 54.4753 | 53.558 | 51.9752 | 51.0266 | 50.0487 | 49.76 | 49.5919 | 48.5491 | 2.967 | 3.4398 | 3.2595 | 3.7635 | 4.05 | 3.0411 | 3.4736 | 3.613 | 4.3498 | 5.0486 | 5.0627 | 4.4958 | 3.7946 | 3.8954 | 3.8756 | 3.825 | 3.8828 | 4.268 | 4.0959 | 3.461 | 4.075 | 3.5758 | 3.5372 | 3.3276
Portfolio Adjusted1-in-10Size: Over 200kWSouth of Lugo2018February Monthly Peak | Portfolio Adjusted | 1-in-10 | Size: Over 200kW | South of Lugo | 2018 | February Monthly Peak | 2 | 102.4734 | 99.7096 | 97.0027 | 97.6657 | 103.3794 | 118.1922 | 143.5168 | 159.7154 | 171.4029 | 181.1512 | 185.6637 | 187.2295 | 185.6438 | 186.4433 | 182.2 | 172.9836 | 166.2858 | 165.2882 | 157.2348 | 151.8491 | 143.6058 | 133.2336 | 118.0338 | 110.6596 | -1.15 | -0.99217 | -1.1114 | -1.2068 | -1.4464 | -1.0682 | -1.3667 | -1.3415 | -2.608 | -2.0241 | -1.5461 | -1.0666 | -1.5732 | 0.40172 | 4.1713 | 3.9463 | 2.4768 | 2.7041 | -0.80582 | -0.92615 | -0.16226 | -0.43425 | -0.29373 | -0.24848 | 51.6447 | 50.9723 | 50.206 | 49.1421 | 48.4768 | 48.1987 | 47.3366 | 47.1926 | 48.6879 | 52.3788 | 56.2608 | 60.0484 | 61.9134 | 63.2386 | 63.9472 | 64.0557 | 63.1468 | 62.1217 | 60.054 | 58.0606 | 56.6088 | 55.3829 | 54.4129 | 53.0133 | 2.921 | 3.3896 | 3.2137 | 3.72 | 3.9879 | 3.0007 | 3.3661 | 3.4532 | 4.1476 | 4.8733 | 4.9598 | 4.4681 | 3.8039 | 3.9336 | 3.9242 | 3.8782 | 3.897 | 4.2543 | 4.0693 | 3.3968 | 3.9981 | 3.5115 | 3.5133 | 3.3005
Portfolio Adjusted1-in-10Size: Over 200kWSouth of Lugo2018March Monthly Peak | Portfolio Adjusted | 1-in-10 | Size: Over 200kW | South of Lugo | 2018 | March Monthly Peak | 3 | 110.4807 | 107.2794 | 102.4405 | 103.0434 | 108.7537 | 124.6109 | 148.6386 | 168.7938 | 185.0921 | 198.134 | 206.7486 | 210.8259 | 209.722 | 212.2732 | 210.2354 | 202.2592 | 193.0192 | 182.2746 | 167.4838 | 164.9223 | 157.3819 | 146.4653 | 129.8567 | 119.5727 | -1.2398 | -1.0675 | -1.1737 | -1.2732 | -1.5216 | -1.1262 | -1.4155 | -1.4177 | -2.8162 | -2.2138 | -1.7217 | -1.201 | -1.7772 | 0.45737 | 4.8132 | 4.6142 | 2.875 | 2.982 | -0.85835 | -1.0059 | -0.17783 | -0.47737 | -0.32316 | -0.2685 | 61.1564 | 59.5159 | 58.8411 | 58.6455 | 57.753 | 55.8626 | 55.3251 | 56.0158 | 59.1539 | 64.0511 | 69.2004 | 73.8712 | 77.1629 | 78.5074 | 78.7667 | 79.1337 | 78.132 | 76.6862 | 75.0275 | 72.4745 | 69.6987 | 66.5006 | 63.5747 | 61.4743 | 3.1492 | 3.647 | 3.3938 | 3.9248 | 4.1952 | 3.1637 | 3.4862 | 3.6494 | 4.4789 | 5.3301 | 5.5231 | 5.0312 | 4.2972 | 4.4786 | 4.528 | 4.5346 | 4.5235 | 4.6915 | 4.3345 | 3.6892 | 4.3817 | 3.8603 | 3.8652 | 3.5664
Portfolio Adjusted1-in-10Size: Over 200kWSouth of Lugo2018April Monthly Peak | Portfolio Adjusted | 1-in-10 | Size: Over 200kW | South of Lugo | 2018 | April Monthly Peak | 4 | 113.3655 | 109.6913 | 104.6006 | 105.2315 | 111.0073 | 127.7652 | 153.7375 | 177.1309 | 197.3513 | 213.4013 | 224.4007 | 229.3096 | 228.9503 | 231.84 | 229.5303 | 220.7159 | 209.6946 | 196.9602 | 179.0294 | 174.8081 | 165.2497 | 152.8602 | 134.7169 | 123.7722 | -1.5924 | -1.7854 | -1.61 | -1.5019 | -1.5288 | -1.2489 | -1.7222 | -1.5202 | -2.0691 | -2.2698 | -2.0685 | -1.5156 | -1.6463 | 0.2689 | 4.8427 | 4.6997 | 3.6264 | 3.2506 | -0.31124 | -1.085 | -0.9197 | -1.1659 | -1.1171 | -1.088 | 70.8429 | 69.745 | 68.1534 | 66.5131 | 65.11 | 64.2412 | 63.7809 | 63.8764 | 66.561 | 72.1405 | 77.2151 | 82.3949 | 85.7239 | 87.2719 | 86.3088 | 86.0992 | 86.1572 | 86.0162 | 84.5797 | 80.4234 | 75.5045 | 71.171 | 68.7752 | 67.5608 | 2.9918 | 3.4524 | 3.2084 | 3.7109 | 3.9646 | 3.0032 | 3.3384 | 3.5457 | 4.4214 | 5.3151 | 5.5501 | 5.0664 | 4.3433 | 4.5286 | 4.5769 | 4.5814 | 4.5498 | 4.6935 | 4.2897 | 3.6203 | 4.2595 | 3.73 | 3.7125 | 3.4178
Portfolio Adjusted1-in-10Size: Over 200kWSouth of Lugo2018May Monthly Peak | Portfolio Adjusted | 1-in-10 | Size: Over 200kW | South of Lugo | 2018 | May Monthly Peak | 5 | 119.1499 | 116.113 | 110.6459 | 111.1798 | 117.8014 | 134.9063 | 160.2658 | 187.978 | 210.3524 | 228.1215 | 239.0309 | 241.7787 | 238.688 | 240.1412 | 237.2836 | 227.3949 | 215.1469 | 201.1202 | 183.6545 | 175.8697 | 169.4324 | 156.9117 | 140.2974 | 129.9393 | -1.6374 | -1.8107 | -1.6561 | -1.5638 | -1.6252 | -1.3079 | -1.7663 | -1.6096 | -2.3128 | -2.4395 | -2.1804 | -1.5742 | -1.7494 | 0.3043 | 5.0522 | 4.8792 | 3.665 | 3.3161 | -0.38639 | -1.0896 | -0.86189 | -1.1229 | -1.0755 | -1.0505 | 67.7882 | 66.9575 | 65.271 | 64.3372 | 63.8348 | 63.1435 | 63.3748 | 63.5511 | 66.8552 | 72.798 | 77.9556 | 81.8068 | 83.8998 | 84.9876 | 86.8129 | 87.9514 | 88.2854 | 87.3448 | 85.9625 | 83.3692 | 80.0825 | 76.0832 | 73.0082 | 70.9398 | 3.1547 | 3.6664 | 3.4049 | 3.9334 | 4.221 | 3.1814 | 3.4915 | 3.7751 | 4.728 | 5.7002 | 5.9312 | 5.3594 | 4.5428 | 4.7061 | 4.747 | 4.7354 | 4.6833 | 4.8083 | 4.4149 | 3.6542 | 4.3816 | 3.8414 | 3.8789 | 3.5998
Portfolio Adjusted1-in-10Size: Over 200kWSouth of Lugo2018June Monthly Peak | Portfolio Adjusted | 1-in-10 | Size: Over 200kW | South of Lugo | 2018 | June Monthly Peak | 6 | 124.8409 | 120.743 | 115.7881 | 115.6929 | 123.6548 | 141.9083 | 165.8133 | 190.7051 | 209.8637 | 224.5807 | 233.8554 | 235.8751 | 230.7443 | 232.0433 | 230.1563 | 221.8477 | 211.413 | 199.5171 | 183.2451 | 176.2916 | 171.4574 | 160.1201 | 145.0737 | 134.6069 | -1.6433 | -1.7263 | -1.6397 | -1.5818 | -1.7115 | -1.3544 | -1.7704 | -1.6258 | -2.5109 | -2.4264 | -2.0905 | -1.4916 | -1.7519 | 0.34136 | 4.9852 | 4.8293 | 3.4974 | 3.2838 | -0.51274 | -1.0883 | -0.71629 | -1.0025 | -0.93956 | -0.90762 | 65.9083 | 65.3344 | 64.844 | 64.4226 | 62.9419 | 62.1611 | 62.3545 | 64.1404 | 67.1086 | 71.5232 | 76.4928 | 80.4917 | 82.3776 | 82.7949 | 83.7803 | 83.9588 | 85.179 | 84.7778 | 84.6465 | 83.0494 | 78.7375 | 74.6485 | 71.7695 | 69.9502 | 3.3382 | 3.8504 | 3.5984 | 4.1337 | 4.4746 | 3.3797 | 3.6482 | 3.8678 | 4.7638 | 5.6674 | 5.8603 | 5.2803 | 4.4351 | 4.5924 | 4.65 | 4.6657 | 4.6477 | 4.8172 | 4.4487 | 3.6993 | 4.4779 | 3.9588 | 4.0507 | 3.7661
Portfolio Adjusted1-in-10Size: Over 200kWSouth of Lugo2018July Monthly Peak | Portfolio Adjusted | 1-in-10 | Size: Over 200kW | South of Lugo | 2018 | July Monthly Peak | 7 | 126.8823 | 123.0547 | 118.7906 | 118.9795 | 127.8161 | 146.6074 | 173.3159 | 197.9834 | 214.6781 | 227.5398 | 238.6281 | 239.9511 | 234.6906 | 234.7673 | 232.2927 | 226.3204 | 215.8937 | 203.7249 | 187.0197 | 179.3757 | 175.1862 | 163.2718 | 147.1711 | 136.8268 | -1.8057 | -2.0538 | -1.859 | -1.713 | -1.7585 | -1.4401 | -1.9605 | -1.7016 | -2.1844 | -2.4121 | -2.2135 | -1.6003 | -1.6679 | 0.25704 | 4.8737 | 4.7965 | 3.7674 | 3.3642 | -0.28375 | -1.1146 | -1.0258 | -1.292 | -1.2762 | -1.2613 | 69.5213 | 68.8485 | 68.5786 | 68.3665 | 68.0278 | 67.7366 | 67.3339 | 67.5092 | 70.3677 | 74.4183 | 78.0947 | 79.7501 | 80.6587 | 82.4912 | 84.6199 | 85.6182 | 87.7802 | 86.553 | 84.3736 | 81.7963 | 78.5098 | 75.8436 | 74.0186 | 72.6488 | 3.3441 | 3.8679 | 3.6388 | 4.1902 | 4.5589 | 3.4416 | 3.7586 | 3.9579 | 4.8032 | 5.6598 | 5.8942 | 5.2946 | 4.4464 | 4.5798 | 4.6259 | 4.6916 | 4.6782 | 4.8484 | 4.4753 | 3.7101 | 4.5097 | 3.9789 | 4.0504 | 3.7734
Portfolio Adjusted1-in-10Size: Over 200kWSouth of Lugo2018August Monthly Peak | Portfolio Adjusted | 1-in-10 | Size: Over 200kW | South of Lugo | 2018 | August Monthly Peak | 8 | 123.7961 | 120.5532 | 116.6155 | 117.0477 | 125.5027 | 145.237 | 174.2781 | 198.063 | 214.9244 | 230.5996 | 244.0468 | 246.661 | 242.0461 | 243.3273 | 240.1209 | 231.3076 | 219.5317 | 207.0521 | 189.7042 | 182.8517 | 175.5475 | 162.6682 | 144.9679 | 134.8652 | -1.8596 | -2.2254 | -1.9533 | -1.748 | -1.7189 | -1.4566 | -2.0533 | -1.7124 | -1.9024 | -2.4099 | -2.3245 | -1.708 | -1.6332 | 0.19868 | 4.9173 | 4.8038 | 3.9783 | 3.4274 | -0.10807 | -1.1417 | -1.2458 | -1.486 | -1.4925 | -1.4902 | 70.6814 | 70.2455 | 70.0524 | 69.7398 | 69.3437 | 69.2015 | 69.1054 | 69.3441 | 71.5922 | 75.2716 | 78.6531 | 82.3472 | 85.2047 | 86.9986 | 87.3372 | 88.2228 | 88.8591 | 89.023 | 88.2944 | 84.7838 | 79.4028 | 75.8696 | 73.6358 | 72.1636 | 3.2633 | 3.7898 | 3.5727 | 4.1227 | 4.477 | 3.4099 | 3.78 | 3.96 | 4.8094 | 5.7367 | 6.0289 | 5.4434 | 4.5864 | 4.7474 | 4.7825 | 4.7956 | 4.7577 | 4.9282 | 4.5401 | 3.7825 | 4.5196 | 3.9647 | 3.9903 | 3.7198
Portfolio Adjusted1-in-10Size: Over 200kWSouth of Lugo2018September Monthly Peak | Portfolio Adjusted | 1-in-10 | Size: Over 200kW | South of Lugo | 2018 | September Monthly Peak | 9 | 127.3249 | 124.2055 | 119.3521 | 119.8657 | 129.2991 | 151.2441 | 186.2801 | 215.0108 | 239.4188 | 259.0398 | 272.6838 | 274.1827 | 269.0798 | 270.1557 | 264.4116 | 251.8975 | 238.3687 | 222.2648 | 202.3661 | 196.9285 | 184.746 | 169.3175 | 149.9138 | 139.0118 | -2.1278 | -2.7629 | -2.2801 | -1.9274 | -1.754 | -1.5835 | -2.3817 | -1.8826 | -1.4417 | -2.6239 | -2.7425 | -2.0483 | -1.6091 | 0.059834 | 5.1306 | 5.0024 | 4.6617 | 3.6983 | 0.29464 | -1.2423 | -1.8012 | -1.9892 | -2.0639 | -2.0803 | 74.3657 | 73.1934 | 72.6089 | 72.3687 | 71.5589 | 71.0513 | 70.8339 | 71.2253 | 73.4875 | 77.5077 | 81.8968 | 87.5579 | 92.0186 | 95.3982 | 95.9851 | 95.5477 | 95.0328 | 93.6783 | 92.4532 | 90.0079 | 86.2978 | 80.9499 | 77.6633 | 75.6451 | 3.4606 | 4.026 | 3.7702 | 4.3533 | 4.7559 | 3.6613 | 4.1659 | 4.4325 | 5.5241 | 6.6446 | 6.9458 | 6.2389 | 5.2571 | 5.4348 | 5.43 | 5.3849 | 5.3265 | 5.4548 | 4.9937 | 4.2003 | 4.9044 | 4.2551 | 4.2547 | 3.9534